## Sheet1
Article No | English Description 1 | English Description 2 | English Description 3 | Catalogue Page | Sales PU | Quantity 1 | Euro Price €, ex-works
4000027 | Aut.bur. SILBERBRAND w/o interm. w. bottle, 25 ml: | 0,1, ml amber lat.stopc.glass key |  | 938 | 1 | 1 | Refer to Cope
4000074 | Volumetric flask BLAUBRAND® class A conformity | certified, 25 ml, NS 12/21, Borosilicate 3.3, | PP-stopper | 836 | 1 | 1 | Refer to Cope
4000165 | Repeating pipette HandyStep® electronic incl. | charging dock with AC charger UK/Ireland |  | 916 | 1 | 1 | Refer to Cope
4000234 | Microcentrifuge tube/ext. thread PP w/o cap, 0,5 | ml, selfstanding, grad.(pack of 1000) |  | 1280 | 1 | 1 | Refer to Cope
4000235 | Screw cap, PP, blue | with O-ring sealing, SI, resist temp. | -176 up to 121°C, pack of 1000 | 1280 | 1 | 1 | Refer to Cope
4000236 | Microcentrifuge tubes 1.5 ml, PP | screw cap PP, grad., y-sterile | selfstanding, pack of 500 | 1280 | 1 | 1 | Refer to Cope
4000237 | Sealing film for microplates, self-adhesive | for Real Time PCR, polyester, pack of 100 |  | 1184 | 1 | 1 | Refer to Cope
4000238 | Microplates pureGrade | 96-well, PS, transparent, standard, U-bottom, | non-sterile, without lid, pack of 100 | 1205 | 1 | 1 | See Cope Price List MN342-05
4000239 | Microplates pureGrade | 96-well, PS, transparent, standard, C-bottom, | non-sterile, without lid, pack of 100 | 1205 | 1 | 1 | See Cope Price List MN342-20
4000240 | Microplates pureGrade | 96-well, PS, white, standard, U-bottom, | non-sterile, without lid, pack of 100 | 1205 | 1 | 1 | See Cope Price List MN342-25
4000241 | Microplates pureGrade | 96-well, PS, black, U-bottom, | non-sterile, without lid, pack of 100 | 1205 | 1 | 1 | See Cope Price List MN342-40
4000242 | Microplates pureGrade | 96-well, PS, white, transparent bottom, F-bottom, | non-sterile, without lid, pack of 100 | 1205 | 1 | 1 | See Cope Price List MN344-10
4000243 | Microplates pureGrade | 96-well, PS, black, transparent bottom, F-bottom, | non-sterile, without lid, pack of 100 | 1205 | 1 | 1 | See Cope Price List MN344-20
4000244 | Microplates pureGrade | 384-well, PS, transparent, standard, F-bottom, | non-sterile, without lid, pack of 50 | 1205 | 1 | 1 | Refer to Cope
4000245 | Microplates pureGrade | 384-well, PS, white, standard, F-bottom, | non-sterile, without lid, pack of 50 | 1205 | 1 | 1 | Refer to Cope
4000246 | Microplates pureGrade | 384-well, PS, black, standard, F-bottom, | non-sterile, without lid, pack of 50 | 1205 | 1 | 1 | Refer to Cope
4000250 | Microplates pureGrade | 384-well, PS, white, transparent bottom, F-bottom, | non-sterile, without lid, pack of 50 | 1205 | 1 | 1 | See Cope Price List MN344-45
4000251 | Microplates pureGrade | 384-well, PS, black, transparent bottom, F-bottom, | non-sterile, without lid, pack of 50 | 1205 | 1 | 1 | See Cope Price List MN344-55
4000253 | Microplates pureGrade | 1536-well, PS, transparent, standard, F-bottom, | non-sterile, without lid, pack of 50 | 1205 | 1 | 1 | Refer to Cope
4000254 | Microplates pureGrade | 1536-well, PS, white, standard, F-bottom, | non-sterile, without lid, pack of 50 | 1205 | 1 | 1 | Refer to Cope
4000255 | Microplates pureGrade | 1536-well, PS, black, standard, F-bottom, | non-sterile, without lid, pack of 50 | 1205 | 1 | 1 | Refer to Cope
4000256 | Microplates pureGrade S | 96-well, PS, transparent, standard, | U-bottom, sterile, with lid, pack of 50 | 1206 | 1 | 1 | See Cope Price List MN343-05
4000257 | Microplates pureGrade S | 96-well, PS, transparent, standard, | V-bottom, sterile, with lid, pack of 50 | 1206 | 1 | 1 | See Cope Price List MN343-10
4000258 | Microplates pureGrade S | 96-well, PS, transparent, standard, | C-bottom, sterile, with lid, pack of 50 | 1206 | 1 | 1 | See Cope Price List MN343-20
4000259 | Microplates pureGrade S | 96-well, PS, white, standard, F-bottom, | sterile, lid, pack of 50 | 1206 | 1 | 1 | See Cope Price List MN343-30
4000260 | Microplates pureGrade S | 96-well, PS, black, standard, F-bottom, | sterile, with lid, pack of 50 | 1206 | 1 | 1 | See Cope Price List MN343-45
4000261 | Microplates pureGrade S | 96-well, PS, white, transparent bottom, | F-bottom, sterile, with lid, pack of 50 | 1206 | 1 | 1 | Refer to Cope
4000262 | Microplates pureGrade S | 96-well, PS, black, transparent bottom, | F-bottom, sterile, with lid, pack of 50 | 1206 | 1 | 1 | Refer to Cope
4000263 | Microplates pureGrade S | 384-well, PS, transparent, standard, | F-bottom, sterile, with lid, pack of 50 | 1206 | 1 | 1 | Refer to Cope
4000264 | Microplates pureGrade S | 384-well, PS, white, standard, | F-bottom, sterile, with lid, pack of 50 | 1206 | 1 | 1 | Refer to Cope
4000265 | Microplates pureGrade S | 384-well, PS, black, standard, | F-bottom, sterile, with lid, pack of 50 | 1206 | 1 | 1 | Refer to Cope
4000269 | Microplates pureGrade S | 384-well, PS, white, transparent bottom, | F-bottom, sterile, with lid, pack of 50 | 1206 | 1 | 1 | Refer to Cope
4000270 | Microplates pureGrade S | 384-well, PS, black, transparent bottom, | F-bottom, sterile, with lid, pack of 50 | 1206 | 1 | 1 | Refer to Cope
4000272 | Microplates pureGrade S | 1536-well, PS, transparent, standard, | F-bottom, sterile, with lid, pack of 50 | 1206 | 1 | 1 | Refer to Cope
4000273 | Microplates pureGrade S | 1536-well, PS, white, standard, | F-bottom, sterile, with lid, pack of 50 | 1206 | 1 | 1 | Refer to Cope
4000274 | Microplates pureGrade S | 1536-well, PS, black, standard, | F-bottom, sterile, with lid, pack of 50 | 1206 | 1 | 1 | Refer to Cope
4000275 | Microplates immunoGrade | 96-well, PS, transparent, U-bottom, | non-sterile, without lid, pack of 100 | 1204 | 1 | 1 | See Cope Price List MN347-05
4000276 | Microplates immunoGrade | 96-well, PS, transparent, standard, V-bottom, | non-sterile, without lid, pack of 100 | 1204 | 1 | 1 | See Cope Price List MN347-10
4000277 | Microplates immunoGrade | 96-well, PS, transparent, standard, | F-bottom, non-sterile, without lid, pack of 100 | 1204 | 1 | 1 | See Cope Price List MN347-15
4000278 | Microplates immunoGrade | 96-well, PS, transparent, standard, C-bottom, | non-sterile, without lid, pack of 100 | 1204 | 1 | 1 | See Cope Price List MN347-20
4000279 | Microplates immunoGrade | 96-well, PS, white, standard, U-bottom, | non-sterile, without lid, pack of 100 | 1204 | 1 | 1 | See Cope Price List MN347-25
4000280 | Microplates immunoGrade | 96-well, PS, white, standard, C-bottom, | non-sterile, without lid, pack of 100 | 1204 | 1 | 1 | See Cope Price List MN347-35
4000281 | Microplates immunoGrade | 96-well, PS, black, standard, U-bottom, | non-sterile, without lid, pack of 100 | 1204 | 1 | 1 | See Cope Price List MN347-40
4000282 | Microplates immunoGrade | 96-well, PS, black, transparent bottom, | F-bottom, non-sterile, without lid, pack of 100 | 1204 | 1 | 1 | See Cope Price List MN347-60
4000283 | Microplates immunoGrade | 384-well, PS, transparent, standard, | F-bottom, non-sterile, without lid, pack of 50 | 1204 | 1 | 1 | Refer to Cope
4000284 | Microplates immunoGrade | 384-well, PS, white, standard, | F-bottom, non-sterile, without lid, pack of 50 | 1204 | 1 | 1 | Refer to Cope
4000285 | Microplates immunoGrade | 384-well, PS, black, standard, | F-bottom, non-sterile, without lid, pack of 50 | 1204 | 1 | 1 | Refer to Cope
4000286 | Microplates hydroGrade | 96-well, PS, transparent, standard, U-bottom, | non-sterile, without lid, pack of 100 | 1205 | 1 | 1 | See Cope Price List MN348-05
4000287 | Microplates hydroGrade | 96-well, PS, transparent, standard, F-bottom, | non-sterile, without lid, pack of 100 | 1205 | 1 | 1 | See Cope Price List MN348-15
4000288 | Microplates hydroGrade | 96-well, PS, transparent, standard, C-bottom, | non-sterile, without lid, pack of 100 | 1205 | 1 | 1 | See Cope Price List MN348-20
4000289 | Microplates hydroGrade | 96-well, PS, white, standard, U-bottom, | non-sterile, without lid, pack of 100 | 1205 | 1 | 1 | See Cope Price List MN348-25
4000290 | Microplates hydroGrade | 96-well, PS, white, standard, C-bottom, | non-sterile, without lid, pack of 100 | 1205 | 1 | 1 | See Cope Price List MN348-35
4000291 | Microplates hydroGrade | 96-well, PS, black, standard, U-bottom, | non-sterile, without lid, pack of 100 | 1205 | 1 | 1 | See Cope Price List MN348-40
4000292 | Microplates hydroGrade | 96-well, PS, black, standard, C-bottom, | non-sterile, without lid, pack of 100 | 1205 | 1 | 1 | See Cope Price List MN348-50
4000293 | Microplates hydroGrade | 384-well, PS, transparent, standard, | F-bottom, non-sterile, without lid, pack of 50 | 1205 | 1 | 1 | Refer to Cope
4000294 | Microplates hydroGrade | 384-well, PS, white, standard, | F-bottom, non-sterile, without lid, pack of 50 | 1205 | 1 | 1 | Refer to Cope
4000295 | Microplates hydroGrade | 384-well, PS, black, standard, | F-bottom, non-sterile, without lid, pack of 50 | 1205 | 1 | 1 | Refer to Cope
4000296 | Microplates lipoGrade | 96-well, PS, transparent, standard, U-bottom, | non-sterile, without lid, pack of 100 | 1205 | 1 | 1 | See Cope Price List MN349-05
4000297 | Microplates lipoGrade | 96-well, PS, transparent, standard, V-bottom, | non-sterile, without lid, pack of 100 | 1205 | 1 | 1 | See Cope Price List MN349-10
4000298 | Microplates lipoGrade | 96-well, PS, transparent, standard, F-bottom, | non-sterile, without lid, pack of 100 | 1205 | 1 | 1 | See Cope Price List MN349-15
4000299 | Microplates lipoGrade | 96-well, PS, transparent, standard, C-bottom, | non-sterile, without lid, pack of 100 | 1205 | 1 | 1 | See Cope Price List MN349-20
4000300 | Microplates lipoGrade | 96-well, PS, white, standard, U-bottom, | non-sterile, without lid, pack of 100 | 1205 | 1 | 1 | See Cope Price List MN349-25
4000301 | Microplates lipoGrade | 96-well, PS, white, standard, C-bottom, | non-sterile, without lid, pack of 100 | 1205 | 1 | 1 | See Cope Price List MN349-35
4000302 | Microplates lipoGrade | 96-well, PS, black, standard, U-bottom, | non-sterile, without lid, pack of 100 | 1205 | 1 | 1 | See Cope Price List MN349-40
4000303 | Microplates lipoGrade | 96-well, PS, black, standard, C-bottom, | non-sterile, without lid, pack of 100 | 1205 | 1 | 1 | See Cope Price List MN349-50
4000304 | Microplates lipoGrade | 96-well, PS, white, transparent bottom, | F-bottom, non-sterile, without lid, pack of 100 | 1205 | 1 | 1 | See Cope Price List MN349-55
4000305 | Microplates lipoGrade , | 96-well, PS, black, transparent bottom, | F-bottom, non-sterile, without lid, pack of 100 | 1205 | 1 | 1 | See Cope Price List MN349-60
4000306 | Microplates lipoGrade | 384-well, PS, transparent, standard, | F-bottom, non-sterile, without lid, pack of 50 | 1205 | 1 | 1 | Refer to Cope
4000307 | Microplates lipoGrade | 384-well, PS, white, standard, | F-bottom, non-sterile, without lid, pack of 50 | 1205 | 1 | 1 | Refer to Cope
4000308 | Microplates lipoGrade | 384-well, PS, black, standard, | F-bottom, non-sterile, without lid, pack of 50 | 1205 | 1 | 1 | Refer to Cope
4000312 | Microplates lipoGrade | 384-well, PS, white, transparent bottom, | F-bottom, non-sterile, without lid, pack of 50 | 1205 | 1 | 1 | Refer to Cope
4000313 | Microplates lipoGrade | 384-well, PS, black, transparent bottom, | F-bottom, non-sterile, without lid, pack of 50 | 1205 | 1 | 1 | Refer to Cope
4000363 | Lid for BRANDplates® 96-well | with condensation rings, | standard, pack of 100 | 1206 | 1 | 1 | Refer to Cope
4000364 | Lid for BRANDplates® 96-well | without condensation rings, | standard, pack of 100 | 1206 | 1 | 1 | Refer to Cope
4000365 | Lid for BRANDplates® 96-well | without condensation rings, | transp. bottom, 384-well, pack of 50 | 1206 | 1 | 1 | Refer to Cope
4000366 | Lid for BRANDplates® 1536-well | without condensation rings, | standard, pack of 50 | 1206 | 1 | 1 | Refer to Cope
4000389 | Sealing film for microplates | self-adhesive, for automation, PP/PE | pack of 50 | 1184 | 1 | 1 | Refer to Cope
4000390 | Sealing film for microplates, black | self-adhesive, for fluorescence/photoprotek., | vinyl, pack of 50 | 1184 | 1 | 1 | Refer to Cope
4000391 | Sealing film for microplates, white | self-adhesive, for luminecence/microscopie, | vinyl, pack of 50 | 1184 | 1 | 1 | Refer to Cope
4000392 | Roller, hard rubber | for pressing on | self-adhesive sealing films | 1185 | 1 | 1 | Refer to Cope
4000394 | Inspection windows for Titrette® | (colorless / amber colored) |  | 941 | 1 | 1 | Refer to Cope
4000395 | Piston head for Titrette® 25 ml |  |  | 941 | 1 | 1 | Refer to Cope
4000396 | Piston head for Titrette® 50 ml |  |  | 941 | 1 | 1 | Refer to Cope
4001479 | Acylation reagent HFBA pack of 1x10 ml UN 3316 | Chemical Kit 9 II 0.01 kg¦L ADR/GGVSE M11, ADR | 3.3.1/251: LQ 22 = 10 kg PAX+CAO 915 EQ | 1385 | 1 | 1 | 147.14
4001480 | Acylation reagent HFBA 1 ml UN 3316 | Chemical Kit 9 II 0.02 kg¦L ADR/GGVSE M11, ADR | 3.3.1/251: LQ 22 = 10 kg PAX+CAO 915 EQ,pack of 20 | 1385 | 1 | 1 | 267.09
4001481 | Acylation reagent HFBA 10 ml UN 3316 | Chemical Kit 9 II 0.05 kg¦L ADR/GGVSE M11, ADR | 3.3.1/251: LQ 22 = 10 kg PAX+CAO 915 EQ,pack of 5 | 1385 | 1 | 1 | 524.36
4001486 | Silylation reagent BSTFA pack of 20x1 ml |  |  | 1385 | 1 | 1 | 169.68
4001487 | Silylation reagent BSTFA | pack of 5x10 ml |  | 1385 | 1 | 1 | 245.13
4001493 | Silylation reagent MSTFA pack of 6x100 ml UN 3316 | Chemical Kit 9 II 0.6 kg¦L ADR/GGVSE M11, ADR | 3.3.1/251: LQ 7 = 10 kg PAX+CAO 915 | 1384 | 1 | 1 | 3645.19
4001510 | Silylation reagent Silyl-991 pack of 1x50 ml UN | 3316 Chemical Kit 9 II 0.05 kg¦L ADR/GGVSE M11, | ADR 3.3.1/251: LQ 4 = 10 kg PAX+CAO 915 | 1385 | 1 | 1 | 368.31
4001511 | Silylation reagent Silyl-991 pack of 20x1 ml |  |  | 1385 | 1 | 1 | 171.01
4001512 | Methylation reagent TMSH 0.2 M in methanol pack of | 5x10 ml UN 3316 Chemical Kit 9 II 0.05 kg¦L | ADR/GGVSE M11, LQ 0 PAX+CAO 915 | 1385 | 1 | 1 | 627.38
4001513 | Alkylation kit Contents: 3x1 ml TMSH 3x1 ml | DMF-DMA UN 3316 Chemical Kit 9 II 0.006 kg¦L | ADR/GGVSE M11, LQ 0 PAX+CAO 915 EQ | 1384 | 1 | 1 | 110.03
4001514 | Derivatisation method development kit with 2x1 ml | TMSH 2x1 ml MSTFA 2x1 ml MBTFA UN 3316 Chemical | Kit 9 II 0.006 kg¦L ADR/GGVSE M11, LQ 0 PAX+CAO | 1384 | 1 | 1 | 129.91
4001515 | LLG-Crimp Neck Micro-Vial 0,6 ml N 8, | O.D.:7 mm, outer height: 40 mm, clear, | conical, pack of 100 | 1333 | 1 | 1 | 22.35
4001516 | LLG-Crimp Neck Vial N 11, 1,1ml | O.D.: 11,6mm, outer height: 32 mm, clear, | conical, pack of 100 | 1339 | 1 | 1 | 42.48
4001521 | LLG-Screw caps N 9, blue | sealing discs: silicone rubber white/PTFE | blue, slitted, pack of 100 | 1336 | 1 | 1 | 28.1
4001522 | LLG-Aluminium crimp caps N 11 TB/oA | green, with centre hole, hole diameter: | 5,6 mm, thickness: 0,9 mm, butyl rubber/PTFE | 1339 | 1 | 1 | 11.96
4001528 | LLG-Container blue, 25 position, with removeable | devider for crimp neck vials N 20, outer length: | 130 mm, outer width: 130 mm, outer height: 102 mm, | 1349 | 1 | 1 | 23.28
4001544 | LLG-Snap ring cap N 11,PE, transparent, Silicone | white/PTFE red, Hardness: 55° shore A, Thickness: | 1.0 mm pack of 100pcs | 1341 | 1 | 1 | 22.77
4001549 | LLG-Aluminium crimp cap N 20, silver, center hole | Butyl light grey/PTFE dark grey, Hardness: 50° | shore A, Thickness: 3 mm, pack of 100 | 1345 | 1 | 1 | 25.23
4001550 | LLG-Septa N 20 Silicone white/ | Aluminium Foil silver, Hardness: 50° shore A, | Thickness: 3 mm, pack of 100 | 1347 | 1 | 1 | 54.26
4001554 | LLG-Crimp Neck Micro-Vial N 8, 0,3ml | O.D.: 5.5 mm, outer height: 31.5 mm, clear, | round bottom, pack of 100 | 1333 | 1 | 1 | 25.14
4001555 | LLG-Aluminium crimp cap N 11, silver, center hole, | Silicone white/PTFE blue, cross-slitted,Hardness: | 40° shore A, Thickness: 1.5 mm, pack of 100 | 1339 | 1 | 1 | 44.1
4001557 | LLG-Aluminium pressure release safety cap N 20, | silver, center hole, Butyl light grey/PTFE dark | grey, Hardness: 50° shore A, Thickness: 3 mm | 1346 | 1 | 1 | 26.17
4001559 | LLG-Aluminium crimp cap N 11, silver, center hole, | PTFE virginal, white, Hardness: 53° shore D, | Thickness: 0.25 mm pack of 100pcs | 1339 | 1 | 1 | 11.74
4001563 | LLG-Screw Neck Vial 1,1 ml N 8, O.D.: 11.6mm | outer height: 32 mm, clear, conical | pack of 100 | 1333 | 1 | 1 | 42.48
4001564 | LLG-Magnetic crimp cap N 11, gold, center hole, | Silicone white/PTFE red, Hardness: 55° shore A, | Thickness: 1.0 mm pack of 100pcs | 1339 | 1 | 1 | 35.47
4001565 | LLG-Crimp Neck Vial N 11, 1,1ml, O.D: 11.6mm, | outer height: 32 mm, clear, 15 µl funnel in | solid glass bottom pack of 100pcs | 1339 | 1 | 1 | 54.66
4002178 | End cap 1/16", plastic (blue) pack of 4 |  |  | 1369 | 1 | 1 | 43.49
4002179 | Nut 1/16" with bore suitable for 1/16" capillary | tube pack of 5 |  | 1369 | 1 | 1 | 49.37
4002180 | Ferrule 1/16" suitable for 1/16" capillary tube | pack of 5 |  | 1369 | 1 | 1 | 48.69
4002219 | Fitting adapter for EC-columns |  |  | 1369 | 1 | 1 | 47.86
4002220 | EC Column head |  |  | 1369 | 1 | 1 | 37.28
4002221 | PTFE Sealing for EC columns pack of 4 |  |  | 1369 | 1 | 1 | 19.14
4002222 | 3 part sealing combination for EC columns (ID: 4 | mm and 4,6 mm) pack of 5 |  | 1369 | 1 | 1 | 44.33
4002372 | EC HPLC column EC 250/3 NUCLEOSIL 100-5 C18 PAH | length: 250 mm, ID: 3 mm pack of 1 |  | 1368 | 1 | 1 | 859.88
4002373 | EC HPLC column EC 250/4 NUCLEOSIL 100-5 C18 PAH | length: 250 mm, ID: 4 mm |  | 1368 | 1 | 1 | 859.88
4002374 | EC HPLC column EC 250/4.6 NUCLEOSIL 100-5 C18 PAH | length: 250 mm, ID: 4.6 mm |  | 1368 | 1 | 1 | 864.3
4002491 | EC HPLC column EC 50/4 NUCLEOSIL 100-5 C18 PAH | Length: 50 mm, ID: 4 mm pack of 1 |  | 1368 | 1 | 1 | 657.48
4002493 | EC HPLC column EC 150/3 NUCLEOSIL 100-5 C18 PAH | length: 150 mm, ID: 3 mm pack of 1 |  | 1368 | 1 | 1 | 763.31
4002494 | EC HPLC column EC 150/4 NUCLEOSIL 100-5 C18 PAH | length: 150 mm, ID: 4 mm pack of 1 |  | 1368 | 1 | 1 | 763.31
4003093 | Capillary column OPTIMA-5 MS ID: 0.32 mm, | filmthickness: 0.5 µm Length: 30 m |  | 1383 | 1 | 1 | 834.67
4003099 | Capillary column OPTIMA-5 MS ID: 0.25 mm, film | thickness: 0.50 µm Length: 30 m |  | 1383 | 1 | 1 | 781.34
4003101 | Capillary column OPTIMA-5 MS ID: 0.25 mm, film | thickness: 1 µm length: 30 m |  | 1383 | 1 | 1 | 781.34
4003149 | Capillary column OPTIMA-1 ID: 0.53 mm, film | thickness: 0.5 µm length: 25 m |  | 1382 | 1 | 1 | 843.35
4003150 | Capillary column OPTIMA-1 ID: 0.53 mm, film | thickness: 0.5 µm length: 30 m |  | 1382 | 1 | 1 | 843.35
4003152 | Capillary column OPTIMA-1 ID: 0.53 mm, film | thickness: 2 µm length: 25 m |  | 1382 | 1 | 1 | 843.35
4003153 | Capillary column OPTIMA-1 ID: 0.53 mm, film | thickness: 2 µm length: 30 m |  | 1382 | 1 | 1 | 843.35
4003155 | Capillary column OPTIMA-5 ID: 0.53 mm, film | thickness: 0.5 µm length: 25 m |  | 1383 | 1 | 1 | 843.35
4003156 | Capillary column OPTIMA-5 ID: 0.53 mm, film | thickness: 0.5 µm length: 30 m |  | 1383 | 1 | 1 | 843.35
4003158 | Capillary column OPTIMA-5 ID: 0.53 mm, film | thickness: 2 µm length: 25 m |  | 1383 | 1 | 1 | 843.35
4003159 | Capillary column OPTIMA-5 ID: 0.53 mm, film | thickness: 2 µm length: 30 m |  | 1383 | 1 | 1 | 843.35
4003164 | Capillary column OPTIMA-1 ID: 0.53 mm, film | thickness: 1 µm length: 25 m |  | 1382 | 1 | 1 | 843.35
4003165 | Capillary column OPTIMA-1 ID: 0.53 mm, film | thickness: 1 µm length: 30 m |  | 1382 | 1 | 1 | 843.35
4003168 | Capillary column OPTIMA-5 ID: 0.53 mm, film | thickness: 1 µm length: 25 m |  | 1383 | 1 | 1 | 843.35
4003169 | Capillary column OPTIMA-5 ID: 0.53 mm, film | thickness: 1 µm length: 30 m |  | 1383 | 1 | 1 | 843.35
4003235 | Capillary column OPTIMA 5 ID: 0.1 mm, Film | thickness: 0.1 µm length: 10 m |  | 1383 | 1 | 1 | 399.85
4003261 | Capillary column OPTIMA-5 ID: 0.53 mm, film | thickness: 5 µm length: 25 m |  | 1383 | 1 | 1 | 843.35
4003262 | Capillary column OPTIMA-5 ID: 0.53 mm, film | thickness: 5 µm length: 30 m |  | 1383 | 1 | 1 | 843.35
4003265 | Capillary column OPTIMA-1 ID: 0.53 mm, film | thickness: 5 µm length: 25 m |  | 1382 | 1 | 1 | 843.35
4003266 | Capillary column OPTIMA-1 ID: 0.53 mm, film | thickness: 5 µm length: 30 m |  | 1382 | 1 | 1 | 843.35
4003267 | Capillary column OPTIMA-1 ID: 0.53 mm, film | thickness: 5 µm length: 50 m |  | 1382 | 1 | 1 | 1238.35
4003394 | CHROMAFIL disposable filter O-20/15 MS | PTFE, 0.20 µm, 15 mm, colour code above: yellow, | colour code below: colourless, pack of 800 | 679 | 1 | 1 | 697.25
4003395 | CHROMAFIL disposable filter O-45/15 MS | PTFE, 0.45 µm,15 mm,colour code above: colour less | colour code below: colour less, pack of 800 | 679 | 1 | 1 | 0
4003397 | CHROMAFIL disposable filter PET-20/15 |  |  | 679 | 1 | 1 | 645.57
4003398 | CHROMAFIL disposable filter PET-45/15 | PET, 0.45 µm, 15 mm, colour code above: colourless | colour code below: orange, pack of 800 | 679 | 1 | 1 | 645.57
4003399 | CHROMAFIL disposable filter RC-20/15 MS |  |  | 678 | 1 | 1 | 645.57
4003400 | CHROMAFIL disposable filter RC-45/15 MS | RC, 0.45 µm, 15 mm, colour code above: colourless, | colour code below: blue, pack of 800 | 678 | 1 | 1 | 645.57
4003401 | CHROMAFIL disposable filter PP/GF/PVDF-45/25 | glass fibre/PVDF, 1.0/0.45 µm, 25 mm, colour code | above: black, colour code below:white, pack of 100 | 680 | 1 | 1 | 116.66
4003402 | CHROMAFIL disposable filter PP/GF/PVDF-45/25 | glass fibre/PVDF, 1.0/0.45 µm, 25 mm, colour code | above: black, colour code below:white, pack of 400 | 680 | 1 | 1 | 407.45
4003405 | CHROMAFIL Xtra disposable filter MV-45/25 | cellulose mixed esters, 0.45 µm, 25 mm, | colourless PP-case, labelled, pack of 100 | 677 | 1 | 1 | 92.42
4003406 | CHROMAFIL Xtra disposable filter MV-45/25 | cellulose mixed esters, 0.45 µm, 25 mm, | colourless PP-case, labelled, pack of 400 | 677 | 1 | 1 | 340.09
4003407 | CHROMAFIL Xtra disposable filter MV-20/25 | cellulose mixed esters, 0.2 µm, 25 mm, | colourless PP-case, labelled, pack of 100 | 677 | 1 | 1 | 92.42
4003408 | CHROMAFIL Xtra disposable filter MV-20/25 | cellulose mixed esters, 0.2 µm, 25 mm, | colourless PP-case, labelled, pack of 400 | 677 | 1 | 1 | 340.09
4003409 | CHROMAFIL Xtra disposable filter PTFE-20/25 | PTFE, 0.2 µm, 25 mm, colourless PP-case, | labelled, pack of 100 | 679 | 1 | 1 | 92.42
4003410 | CHROMAFIL Xtra disposable filter PTFE-20/25 | PTFE, 0.2 µm, 25 mm, colourless PP-case, | labelled, pack of 400 | 679 | 1 | 1 | 340.09
4003411 | CHROMAFIL Xtra disposable filter PA-20/25 | polyamide/nylon, 0.2 µm, 25 mm, colourless PP-case | labelled, pack of 100 | 678 | 1 | 1 | 92.42
4003412 | CHROMAFIL Xtra disposable filter PA-20/25 | polyamide/nylon, 0.2 µm, 25 mm, colourless PP-case | labelled, pack of 400 | 678 | 1 | 1 | 340.09
4003413 | CHROMAFIL Xtra disposable filter PVDF-20/25 | polyvinylidene difluoride, 0.2 µm, 25 mm, | colourless PP-case, labelled, pack of 100 | 680 | 1 | 1 | 92.42
4003414 | CHROMAFIL Xtra disposable filter PVDF-20/25 | polyvinylidene difluoride, 0.2 µm, 25 mm, | colourless PP-case, labelled, pack of 400 | 680 | 1 | 1 | 340.09
4003415 | CHROMAFIL Xtra disposable filter PVDF-45/25 | PVDF, 0.45 µm, 25 mm, colourless PP-case, | labelled, pack of 400 | 680 | 1 | 1 | 340.09
4003416 | CHROMAFIL Xtra disposable filter PET-45/25 | polyester, 0.45 µm, 25 mm, colourless PP-case,m, | labelled, pack of 400 | 679 | 1 | 1 | 340.09
4003417 | CHROMAFIL Xtra disposable filter PET-20/25 | polyester, 0.2 µm, 25 mm colourless PP-case, | labelled, pack of 100 | 679 | 1 | 1 | 92.42
4003418 | CHROMAFIL Xtra disposable filter PET-20/25 | polyester, 0.2 µm, 25 mm colourless PP-case, | labelled, pack of 400 | 679 | 1 | 1 | 340.09
4003419 | CHROMAFIL Xtra disposable filter CA-20/25 | cellulose acetate, 0.2 µm, 25 mm, | colourless PP-case, labelled, pack of 100 | 677 | 1 | 1 | 92.42
4003420 | CHROMAFIL Xtra disposable filter CA-20/25 | cellulose acetate, 0.2 µm, 25 mm, | colourless PP-case, labelled, pack of 400 | 677 | 1 | 1 | 340.09
4003421 | CHROMAFIL Xtra disposable filter CA-45/25 | cellulose acetate, 0.45 µm, 25 mm, | colourless PP-case, labelled, pack of 100 | 677 | 1 | 1 | 92.42
4003422 | CHROMAFIL Xtra disposable filter CA-45/25 | cellulose acetate, 0.45 µm, 25 mm, | colourless PP-case, labelled, pack of 400 | 677 | 1 | 1 | 340.09
4003423 | CHROMAFIL Xtra disposable filter GF-100/25 | glass fibre, 25 mm, 1 µm, colourless PP-case, | labelled, pack of 400 | 680 | 1 | 1 | 340.09
4003424 | CHROMAFIL Xtra disposable filter RC-20/25 | RC, 0.2 µm, 25 mm, colourless PP-case, | labelled, pack of 100 | 678 | 1 | 1 | 92.42
4003425 | CHROMAFIL Xtra disposable filter RC-20/25 | RC, 0.2 µm, 25 mm, colourless PP-case, | labelled, pack of 400 | 678 | 1 | 1 | 340.09
4003426 | CHROMAFIL Xtra disposable filter RC-45/25 | regenerated cellulose, 0.45 µm, 25 mm, | colourless PP-case, labelled, pack of 100 | 678 | 1 | 1 | 92.42
4003427 | CHROMAFIL Xtra disposable filter PES-20/25 | polyether sulphone, 0.2 µm, 25 mm, | colourless PP-case, labelled, pack of 100 | 679 | 1 | 1 | 102.43
4003429 | CHROMAFIL Xtra disposable filter PES-45/25 | polyether sulphone, 0.45 µm, 25 mm, | colourless PP-case, labelled, pack of 100 | 679 | 1 | 1 | 102.43
4003430 | CHROMAFIL Xtra disposable filter PES-45/25 | polyether sulphone, 0.45 µm, 25 mm, | colourless PP-case, labelled, pack of 400 | 679 | 1 | 1 | 340.09
4003431 | CHROMAFIL Xtra disposable filter PES-500/25 | polyester sulfone, 5.0 µm, 25 mm, | colourless PP-case, labelled, pack of 100 | 679 | 1 | 1 | 102.43
4003433 | CHROMABOND Columns C18 BIGpack volume: 3 ml, | content of sorbent: 500 mg material: PP, with | PE-filterelements packed in 5 bags with 50 pcs. | 1360 | 1 | 1 | 748.76
4003435 | CHROMABOND Columns C18 BIGpack volume: 6 ml, | content of sorbent: 500 mg material: PP, with | PE-filterelements packed in 5 bags with 50 pcs. | 1360 | 1 | 1 | 838.72
4003437 | CHROMABOND Columns C18 BIGpack volume: 6 ml, | content of sorbent: 1000 mg material: PP, with | PE-filterelements packed in 5 bags with 50 pcs. | 1360 | 1 | 1 | 1044.93
4003464 | CHROMABOND Columns C18 volume: 15 ml, content of | sorbet: 2000 mg material: PP, with | PE-filterelements pack of 20 | 1360 | 1 | 1 | 218.83
4003465 | CHROMABOND Columns NH2 volume: 1 ml, content of | sorbent: 100 mg material: PP, with | PE-filterelements pack of 100 | 1361 | 1 | 1 | 292.7
4003466 | CHROMABOND Columns NH2 BIGpack volume: 3 ml, | content of sorbent: 500 mg material: PP, with | PE-filterelements packed in 5 bags with 50 pcs. | 1361 | 1 | 1 | 905.69
4003477 | CHROMABOND Columns SiOH BIGpack volume: 3 ml, | content of sorbent: 500 mg material: PP, with | PE-filterelements packed in 5 bags with 50 pcs. | 1361 | 1 | 1 | 698.49
4003481 | CHROMABOND Columns SiOH volume: 6 ml, content of | sorbent: 1000 mg material: PP, with | PE-filterelements pack of 30 | 1361 | 1 | 1 | 151.5
4003482 | CHROMABOND columns SiOH BIGpack volume: 6 ml, | content of sorbent: 1000 mg material: PP, with | PE-filterelements packed in 5 bags with 50 pcs. | 1361 | 1 | 1 | 827.92
4003485 | CHROMABOND Columns SA BIGpack volume: 3 ml, | content of sorbent: 500 mg material: PP, with | PE-filterelements packed in 5 bags with 50 pcs. | 1362 | 1 | 1 | 905.69
4003488 | CHROMABOND columns Florisil volume: 3 ml, content | of sorbent: 500 mg material: PP, with | PE-filterelements pack of 50 | 1362 | 1 | 1 | 183.98
4003489 | CHROMABOND columns Florisil BIGpack volume: 6 ml, | content of sorbent: 1000 mg material: PP, with | PE-filterelements packed in 5 bags with 50 pcs. | 1362 | 1 | 1 | 827.92
4003490 | CHROMABOND columns Florisil volume: 6 ml, content | of sorbent: 1000 mg material: glass, pack of 30 |  | 1362 | 1 | 1 | 264.82
4003498 | CHROMABOND columns SIOH volume: 6 ml, content of | sorbent: 2000 mg material: PP, with | PE-filterelements pack of 30 | 1361 | 1 | 1 | 203.49
4003499 | CHROMABOND columns SIOH BIGpack volume: 6 ml, | content of sorbent: 2000 mg material: PP, with | PE-filterelements packed in 5 bags with 50 pcs. | 1361 | 1 | 1 | 1209.26
4003507 | CHROMABOND columns CN/SIOH | volume: 3 ml, content of sorbent: 500/1000 mg, | PP with PE-filterelements pack of 50 | 1360 | 1 | 1 | 510.64
4003511 | CHROMABOND columns PA volume: 3 ml, content of | sorbent: 500 mg material: PP, with | PE-filterelements pack of 50 | 1362 | 1 | 1 | 252.28
4003512 | CHROMABOND columns C18 volume: 6 ml, content of | sorbent: 2000 mg material: PP, with | PE-filterelements pack of 30 | 1360 | 1 | 1 | 273.18
4003514 | CHROMABOND columns CN/SIOH BIGpack | volume: 6 ml, content of sorbent: 500/1000 mg, | PP with PE-filterelements, 5 gabs with 50 pcs. | 1360 | 1 | 1 | 1965.68
4003530 | CHROMABOND Lid with gasket, for 12 columns | (inclusive 12 Luer fittings for lid and 12 valves | (plastic)) | 1363 | 1 | 1 | 436.26
4003534 | CHROMABOND Luer fitting with lid female for Vacuum | manifold, pack of 12 |  | 1363 | 1 | 1 | 133.32
4003535 | CHROMABOND Luer fitting with lid male for Vacuum | manifold, pack of 12 |  | 1363 | 1 | 1 | 133.32
4003536 | CHROMABOND Drying attachment for 12 columns |  |  | 1363 | 1 | 1 | 522.54
4003538 | CHROMABOND Valve brass, tarnished, pack of 1 |  |  | 1363 | 1 | 1 | 63.81
4003547 | CHROMABOND columns SiOH volume: 3 ml, content of | sorbent: 200 mg material: PP, with | PE-filterelements pack of 50 | 1361 | 1 | 1 | 183.32
4003550 | CHROMABOND columns SiOH volume: 15 ml, content of | sorbent: 2000 mg material: PP, with | PE-filterelements pack of 20 | 1361 | 1 | 1 | 186.35
4003552 | CHROMABOND centrifuge tubes with screw cap volume: | 50 ml, material: PE pack of 50 |  | 1364 | 1 | 1 | 38.62
4003557 | CHROMABOND columns Florisil volumne: 6 ml, content | of sorbent: 500 mg material: PP, with | PE-filterelements pack of 30 | 1362 | 1 | 1 | 136.35
4003561 | CHROMABOND columns C18 volume: 70 ml, consitst of | sorbent: 10 g material: PP, with | PE-filterelements pack of 10 | 1360 | 1 | 1 | 285.73
4003563 | CHROMABOND columns SA volume: 3 ml, content of | sorbent: 200 mg material: PP, with | PE-filterelements pack of 50 | 1362 | 1 | 1 | 224.4
4003565 | CHROMABOND columns C18 Hydra volume: 1 ml, content | of sorbent: 50 mg material: PP, with | PE-filterelements pack of 100 | 1360 | 1 | 1 | 224.4
4003566 | CHROMABOND columns C18 Hydra volume: 1 ml, content | of sorbent: 100 mg material: PP, with | PE-filterelements pack of 100 | 1360 | 1 | 1 | 234.16
4003567 | CHROMABOND columns C18 Hydra volume: 3 ml, content | of sorbent: 200 mg material: PP, with | PE-filterelements pack of 50 | 1360 | 1 | 1 | 195.44
4003569 | CHROMABOND columns C18 Hydra volume: 3 ml, content | of sorbent: 500 mg material: PP, with | PE-filterelements pack of 50 | 1360 | 1 | 1 | 199.31
4003571 | CHROMABOND columns C18 Hydra volume: 3 ml, content | of sorbent: 1000 mg material: PP, with | PE-filterelements pack of 50 | 1360 | 1 | 1 | 248.1
4003573 | CHROMABOND columns C18 Hydra volume: 6 ml, content | of sorbent: 500 mg material: PP, with | PE-filterelements pack of 30 | 1360 | 1 | 1 | 145.44
4003575 | CHROMABOND columns C18 Hydra volume: 6 ml, content | of sorbent: 1000 mg material: PP, with | PE-filterelements pack of 30 | 1360 | 1 | 1 | 189.38
4003576 | CHROMABOND columns C18 Hydra volume: 6 ml, content | of sorbent: 2000 mg material: PP, with | PE-filterelements pack of 30 | 1360 | 1 | 1 | 273.18
4003577 | CHROMABOND columns C18 Hydra volume: 6 ml, content | of sorbent: 3000 mg material: PP, with | PE-filterelements pack of 30 | 1360 | 1 | 1 | 373.54
4003586 | CHROMABOND Vacuum manifold, complete for 16 | posistions, consists of: glass cabinet with lid, | lid gasket removable stainless steel needles on | 1363 | 1 | 1 | 1443.84
4003595 | CHROMABOND columns PA volume: 3 ml, content of | sorbent: 200 mg material: PP, with | PE-filterelements pack of 50 | 1362 | 1 | 1 | 224.4
4003605 | CHROMABOND columns SIOH volume: 45 ml, content of | sorbent: 5000 mg material: PP, with | PE-filterelements pack of 20 | 1361 | 1 | 1 | 266.22
4003609 | CHROMABOND columns NH2 volume: 3 ml, content of | sorbent: 200 mg material: PP, with | PE-filterelements pack of 50 | 1361 | 1 | 1 | 224.4
4003613 | CHROMABOND Columns SA volume: 6 ml, content of | sorbent: 500 mg material: PP, with | PE-filterelements pack of 30 | 1362 | 1 | 1 | 181.8
4003624 | CHROMABOND columns Florisil volume: 3 ml, content | of sorbent: 200 mg material: PP, with | PE-filterelements pack of 50 | 1362 | 1 | 1 | 183.32
4003630 | CHROMABOND Columns SiOH volume: 150 ml, content of | sorbent: 50 g material: PP, with PE filter | elements pack of 10 | 1361 | 1 | 1 | 582.08
4003806 | CHROMABOND Columns HR-X BIGpack | volume: 3 ml, content of sorbent: 200 mg,with | PP, with PE-filterelements, 5 bags with 50 pcs. | 1361 | 1 | 1 | 838.72
4003808 | CHROMABOND columns HR-X | volume: 1 ml, content of sorbent: 30 mg, | PP, with PE-filterelements pack of 30 | 1361 | 1 | 1 | 104.11
4003809 | CHROMABOND columns HR-X volume: 1 ml, content of | sorbent: 100 mg material: PP, with | PE-filterelements pack of 30 | 1361 | 1 | 1 | 119.69
4003811 | CHROMABOND columns HR-X volume: 3 ml, content of | sorbent: 60 mg material: PP, with | PE-filterelements pack of 30 | 1361 | 1 | 1 | 137.87
4003813 | CHROMABOND columns HR-X volume: 3 ml, content of | sorbent: 500 mg material: PP, with | PE-filterelements pack of 30 | 1361 | 1 | 1 | 190.95
4003814 | CHROMABOND columns HR-X | volume: 6 ml, content of sorbent: 200 mg, | PP, with PE-filterelements pack of 30 | 1361 | 1 | 1 | 181.19
4003815 | CHROMABOND columns HR-X BIGpack | volume: 6 ml, content of sorbent: 200 mg, | PP, with PE-filterelements, 5 bags with 50 pcs. | 1361 | 1 | 1 | 1086.33
4003819 | CHROMABOND columns HR-X volume: 15 ml,content of | sorbent: 500 mg material: PP, with | PE-filterelements pack of 20 | 1361 | 1 | 1 | 224.4
4003820 | CHROMABOND columns HR-X volume: 15 ml, content of | sorbent: 1000 mg material: PP, with | PE-filterelements pack of 20 | 1361 | 1 | 1 | 376.33
4003824 | CHROMABOND QuEChERS Mix I Citrate-Extraction-Mix | consisting of: - 4 g MgSO4 - 1 g NaCl - 0.5 g | Na2H-Citrate * 1.5 H2O - 1 g Na3-Citrate * 2 H2O | 1364 | 1 | 1 | 188.16
4003825 | CHROMABOND QuEChERS Mix II MgSO4-Extraction-Mix | consisting of: - 6 g MgSO4 - 1.5 g Na-Acetate | individually weighed and filled into 15 ml | 1364 | 1 | 1 | 188.16
4003826 | CHROMABOND QuEChERS Mix III CHROMABOND Diamino | Clean-Up-Mix consisting of: - 0.9 g MgSO4 - 0.15 | g CHROMABOND Diamino individually weighed and | 1364 | 1 | 1 | 139.38
4003827 | CHROMABOND QuEChERS Mix IV CHROMABOND | Diamino/Carbon Clean-Up-Mix consisting of: - 0.9 | g MgSO4 - 0.015 g CHROMABOND Carbon - 0.15 g | 1364 | 1 | 1 | 172.71
4003828 | CHROMABOND QuEChERS Mix VI CHROMABOND | Diamino/C18ec Clean-Up-Mix consisting of: - 0.15 | g CHROMABOND C18ec - 0.9 g MgSO4 - 0.15 g | 1364 | 1 | 1 | 139.38
4003829 | CHROMABOND QuEChERS Mix V CHROMABOND | Diamino/Carbon Clean-Up-Mix consisting of: - 0.9 | g MgSO4 - 0.045 g CHROMABOND Carbon - 0.15 g | 1364 | 1 | 1 | 172.71
4003838 | Solid Phase Extraction Cartridges CHROMAFIX C18 | (L) average content of sorbent: 950 mg pack of | 50 | 1360 | 1 | 1 | 310.82
4003861 | CHROMAFIX Clean-up cartridges for IC CHROMAFIX | PS-OH- (M) average content of sorbent: 380 mg | pack of 50 | 1362 | 1 | 1 | 298.27
4003862 | Solid Phase Extraction Cartridges CHROMAFIX PS-OH- | (L) average content of sorbent: 800 mg pack of | 50 | 1362 | 1 | 1 | 381.9
4003863 | Solid Phase Extraction Cartridges CHROMAFIX PS-H+ | (L) average content of sorbent: 900 mg pack of | 50 | 1362 | 1 | 1 | 381.9
4003864 | CHROMAFIX Clean-up cartridges for IC CHROMAFIX | PS-AG+ (M) average content of sorbent: 480 mg | pack of 50 | 1362 | 1 | 1 | 360.99
4003865 | CHROMAFIX Clean-up cartridges for IC CHROMAFIX | PS-Ag+ (S) average content of sorbent: 240 mg | pack of 50 , no dan. goods | 1362 | 1 | 1 | 335.91
4003866 | Solid Phase Extraction Cartridges CHROMAFIX PS-H+ | (S) average content of sorbent: 230 mg pack of | 50 | 1362 | 1 | 1 | 269
4003867 | Solid Phase Extraction Cartridges CHROMAFIX PS-OH- | (S) average content of sorbent: 200 mg pack of | 50 | 1362 | 1 | 1 | 269
4003868 | Solid Phase Extraction Cartridges CHROMAFIX | PS-Ba2+ (S) average content of sorbent: 280 mg | pack of 50 | 1362 | 1 | 1 | 269
4003869 | Solid Phase Extraction Cartridges CHROMAFIX PS-RP | (S) average content of sorbent: 200 mg pack of | 50 | 1362 | 1 | 1 | 245.31
4004400 | EC HPLC column EC 50/2 NUCLEODUR Gravity, 3 µm | length: 50 mm, ID: 2 mm pack of 1 |  | 1368 | 1 | 1 | 649.54
4004401 | EC HPLC column EC 50/3 NUCLEODUR C18 Gravity, 3 µm | length: 50 mm, ID: 3 mm pack of 1 |  | 1368 | 1 | 1 | 650.87
4004402 | EC HPLC column EC 50/4 NUCLEODUR Gravity, 3 µm | length: 50 mm, ID: 4 mm pack of 1 |  | 1368 | 1 | 1 | 650.87
4004403 | EC HPLC column EC 50/4.6 NUCLEODUR Gravity, 3 µm | length: 50 mm, ID: 4.6 mm pack of 1 |  | 1368 | 1 | 1 | 709.07
4004404 | EC HPLC column EC 125/2 NUCLEODUR Gravity, 3 µm | length: 125 mm, ID: 2 mm pack of 1 |  | 1368 | 1 | 1 | 743.47
4004405 | EC HPLC column EC 125/4 NUCLEODUR C18 Gravity, 3 | µm length: 125 mm, ID: 4 mm pack of 1 |  | 1368 | 1 | 1 | 755.37
4004406 | EC HPLC column EC 125/4.6 NUCLEODUR Gravity, 3 µm | length: 125 mm, ID: 4.6 mm pack of 1 |  | 1368 | 1 | 1 | 822.84
4004407 | EC HPLC column EC 250/2 NUCLEODUR Gravity, 3 µm | length: 250 mm, ID: 2 mm pack of 1 |  | 1368 | 1 | 1 | 858.56
4004408 | EC HPLC column EC 250/3 NUCLEODUR Gravity, 3 µm | length: 250 mm, ID: 3 mm pack of 1 |  | 1368 | 1 | 1 | 851.95
4004409 | EC HPLC column EC 250/4 NUCLEODUR Gravity, 3 µm | length: 250 mm, ID: 4 mm pack of 1 |  | 1368 | 1 | 1 | 851.95
4004410 | EC HPLC column EC 250/4.6 NUCLEODUR C18 Gravity, 3 | µm length: 250 mm, ID: 4.6 mm pack of 1 |  | 1368 | 1 | 1 | 854.26
4004411 | EC HPLC column EC 150/2 NUCLEODUR C18 Gravity, 3 | µm length: 150 mm, ID: 2 mm pack of 1 |  | 1368 | 1 | 1 | 743.47
4004412 | EC HPLC column EC 150/3 NUCLEODUR C18 Gravity, 3 | µm length: 150 mm, ID: 3 mm pack of 1 |  | 1368 | 1 | 1 | 755.37
4004413 | EC HPLC column EC 150/4 NUCLEODUR Gravity, 3 µm | length: 150 mm, ID: 4 mm pack of 1 |  | 1368 | 1 | 1 | 755.37
4004414 | EC HPLC column EC 150/4.6 NUCLEODUR Gravity, 3 µm | length: 150 mm, ID: 4.6 mm pack of 1 |  | 1368 | 1 | 1 | 822.84
4004624 | ChromCart HPLC gurad column CC 8/3 NUCLEODUR C18 | Gravity, 3 µm Length: 8 mm, ID: 3 mm pack of 3 |  | 1368 | 1 | 1 | 220.22
4004625 | ChromCart HPLC guard column CC 8/4 NUCLEODUR C18 | Gravity, 3 µm Length: 8 mm, ID: 4 mm pack of 3 |  | 1368 | 1 | 1 | 220.22
4004822 | POLYGRAM sheets SIL G | size: 40 x 20 cm, pack of 25 |  | 1391 | 1 | 1 | 252.45
4004824 | POLYGRAM sheets SIL G/UV254 | size: 40 x 20 cm |  | 1391 | 1 | 1 | 252.45
4004825 | POLYGRAM sheets SIL G | size: 4 x 8 cm pack of 50 |  | 1391 | 1 | 1 | 46.87
4004826 | POLYGRAM-sheets SIL G/UV254 size: 2,5x7,5 cm, pack | of 200 |  | 1391 | 1 | 1 | 153.77
4004827 | POLYGRAM sheets SIL G size: 2,5 x 7,5 cm pack of | 200 |  | 1391 | 1 | 1 | 153.77
4004846 | TLC precoated plates SIL G-25 | size: 5x20 cm pack of 100 |  | 1391 | 1 | 1 | See Cope Price List CK580-30
4004847 | TLC precoated plates SIL G-25 | size: 5x10 cm pack of 200 |  | 1391 | 1 | 1 | 298.8
4004848 | TLC precoated plates SIL G-25 UV 254 | size: 5x10 cm, pack of 50 |  | 1391 | 1 | 1 | See Cope Price List CK585-20
4004849 | TLC precoated plates SIL G-25 UV 254 | size: 5x10 cm, pack of 200 |  | 1391 | 1 | 1 | 298.8
4004850 | TLC precoated plates SIL G-25 UV254 size: 2,5x7,5 | cm pack of 100 |  | 1391 | 1 | 1 | See Cope Price List CK585-10
4004853 | TLC precoated plates SIL G-100 | size: 20x20 cm pack of 15 |  | 1391 | 1 | 1 | 245.13
4004854 | TLC precoated plates SIL G-200 UV 254 | size: 20x20 cm, pack of 12 |  | 1391 | 1 | 1 | 267.09
4004903 | Spotting guides pack of 2 |  |  | 1394 | 1 | 1 | 31.74
4004907 | Chromatography paper MN 260, 75x17 mm | pack of 100 |  | 1394 | 1 | 1 | 41.43
4004909 | Glass from laboratory sprayer with rubber bulb |  |  | 1394 | 1 | 1 | 153.77
4004948 | Silica gel 60 | particle size: 0,025-0,04 mm | pack of 1000 g in plastic container | 1371 | 1 | 1 | 106.05
4004949 | Silica gel 60 | particle size: 0,025-0,04 mm | pack of 25 kg in plastic bag in cardboard drum | 1371 | 1 | 1 | 1379.86
4004950 | Silica gel 60 | 60 particle size: 0,025-0,04 mm | pack of 5 kg in plastic container | 1371 | 1 | 1 | 411.17
4004951 | Silica gel 60 | particle size: < 0,08 mm | pack of 1000 g in plastic container | 1371 | 1 | 1 | 72.2
4004952 | Silica gel 60 | particle size: < 0,08 mm | pack of 25 kg in plastic bag in cardboard drum | 1371 | 1 | 1 | 0
4004953 | Silica gel 60 | particle size: < 0,08 mm | pack of 5 kg in plastic container | 1371 | 1 | 1 | 257.85
4004954 | Silica gel 60 | particle size: 0,05-0,2 mm | pack of 1000 g in plastic container | 1371 | 1 | 1 | 68.84
4004955 | Silica gel 60 | particle size: 0,05-0,2 mm | pack of 25 kg in plastic bag in cardboard drum | 1371 | 1 | 1 | 826.81
4004956 | Silica gel 60 | particle size: 0,05-0,2 mm | pack of 5 kg in plastic container | 1371 | 1 | 1 | 250.88
4004957 | Silica gel 60 | particle size: 0,063-0,2 mm | pack of 1000 g in plastic container | 1371 | 1 | 1 | 58.77
4004958 | Silica gel 60 | particle size: 0,063-0,2 mm | pack of 25 kg in plastic bag in cardboard drum | 1371 | 1 | 1 | 694.52
4004959 | Silica gel 60 | particle size: 0,063-0,2 mm | pack of 5 kg in plastic container | 1371 | 1 | 1 | 216.04
4004960 | Silica gel 60 | particle size: 0,1-0,2 mm | pack of 1000 g in plastic container | 1371 | 1 | 1 | 104.11
4004961 | Silica gel 60 | particle size: 0,1-0,2 mm | pack of 5 kg in plastic container | 1371 | 1 | 1 | 334.51
4004962 | Silica gel 60 | particle size: 0,2-0,5 | pack of 1000 g in plastic container | 1371 | 1 | 1 | 72.2
4004963 | Silica gel 60 | particle size: 0,2-0,5 mm | pack of 25 kg in plastic bag in cardboard drum | 1371 | 1 | 1 | 878.09
4004964 | Silica gel 60 | particle size: 0,2-0,5 mm | pack of 5 kg in plastic container | 1371 | 1 | 1 | 257.85
4004965 | Silica gel 60 | particle size: 0,5-1,0 mm | pack of 1000 g in plastic container | 1371 | 1 | 1 | 72.2
4004966 | Silica gel 60 | particle size: 0,5-1,0 mm | pack of 25 kg in plastic bag in cardboard drum | 1371 | 1 | 1 | 878.09
4004967 | Silica gel 60 | particle size: 0,5-1,0 mm | pack of 5 kg in plastic container | 1371 | 1 | 1 | 257.85
4004968 | Silica gel 60 | particle size: 0,04-0,063 mm | pack of 1000 g in plastic container | 1371 | 1 | 1 | 104.11
4004969 | Silica gel 60 | particle size: 0,04-0,063 mm | pack of 25 kg in plastic bag in cardboard drum | 1371 | 1 | 1 | 1223.06
4004970 | Silica gel 60 | particle size: 0,04-0,063 mm | pack of 5 kg in plastic container | 1371 | 1 | 1 | 369.36
4004971 | Silica gel 60 M | particle size: 0,04-0,063 mm | pack of 1000 g in plastic container | 1371 | 1 | 1 | 94.03
4004972 | Silica gel 60 M | particle size: 0,04-0,063 mm | pack of 25 kg in plastic bag in cardboard drum | 1371 | 1 | 1 | 1097.62
4004973 | Silica gel 60 M | particle size: 0,04-0,063 mm | pack of 5 kg in plastic container | 1371 | 1 | 1 | 334.51
4004974 | Silica gel 60 | particle size: 0,05-0,1 mm | pack of 1000 g in plastic container | 1371 | 1 | 1 | 104.11
4004975 | Silica gel 60 | particle size: 0,05-0,1 mm | pack of 25 kg in plastic bag in cardboard drum | 1371 | 1 | 1 | 1254.42
4004976 | Silica gel 60 | particle size: 0,05-0,1 mm | pack of 5 kg in plastic container | 1371 | 1 | 1 | 334.51
4004977 | Silica gel 60 | particle size: < 0,063 mm | pack of 1000 g in plastic container | 1371 | 1 | 1 | 72.2
4004978 | Silica gel 60 | particle size: < 0,063 mm | pack of 25 kg in plastic bag in cardboard drum | 1371 | 1 | 1 | 878.09
4004979 | Silica gel 60 | particle size: < 0,063 mm | pack of 5 kg in plastic container | 1371 | 1 | 1 | 257.85
4004980 | Silica gel FIA fine | particle size: 0,071-0,16 mm | pack of 1000 g in plastic container | 1371 | 1 | 1 | 797.81
4004981 | Silica gel FIA coarse | particle size: 0,071-0,63 mm | pack of 1000 g in plastic container | 1371 | 1 | 1 | 267.61
4004999 | Silica gel 60 | particle size: 0,015-0,04 mm | pack of 1000 g in plastic container | 1371 | 1 | 1 | 96.96
4005000 | Silica gel 60 | particle size: 0,015-0,04 mm | pack of 25 kg in plastic bag in cardboard drum | 1371 | 1 | 1 | 1285.78
4005001 | Silica gel 60 | particle size: 0,015-0,04 mm | pack of 5 kg in plastic container | 1371 | 1 | 1 | 341.48
4005042 | ALUGRAM-Sheets SIL G thickness: 0.2 mm, size: 5 x | 7.5 cm pack of 20 |  | 1391 | 1 | 1 | 30.56
4005043 | ALUGRAM sheets SIL G/UV254 size: 2.5 x 7.5 cm, | pack of 200 |  | 1391 | 1 | 1 | 153.77
4005044 | ALUGRAM sheets NANO SIL G size: 5 x 20 cm, pack of | 50 |  | 1392 | 1 | 1 | 167.03
4005045 | ALUGRAM sheets NANO SIL G/UV254 size: 20 x 20 cm, | pack of 25 |  | 1392 | 1 | 1 | 259.77
4005046 | ALUGRAM sheets RP-18W/UV254 size: 5 x 20 cm, pack | of 50 |  | 1392 | 1 | 1 | 279.28
4005047 | ALUGRAM sheets RP-18W/UV254 size: 10 x 10 cm, pack | of 25 |  | 1392 | 1 | 1 | 159.08
4005052 | ALUGRAM-Sheets SIL G thickness: 0,2 mm, size: 10 x | 20 cm pack of 20 |  | 1391 | 1 | 1 | 82.28
4005060 | ADAMANT TLC precoated plates UV 254 | thickness of layer: 0,25 mm size: 2.5x7.5 cm | pack of 100 | 1390 | 1 | 1 | 203.67
4005061 | ADAMANT TLC precoated plates UV 254 | thickness of layer: 0,25 mm size: 5x10 cm | pack of 50 | 1390 | 1 | 1 | 148.47
4005062 | ADAMANT TLC precoated plates UV 254 | thickness of layer: 0,25 mm size: 5x10 cm | pack of 200 | 1390 | 1 | 1 | 298.8
4005063 | ADAMANT TLC precoated plates UV 254 | thickness of layer: 0,25 mm size: 5x20 cm | pack of 100 | 1390 | 1 | 1 | 229.28
4005064 | ADAMANT TLC precoated plates UV 254 | thickness of layer: 0,25 mm size: 10x10 cm | pack of 25 | 1390 | 1 | 1 | 92.56
4005065 | ADAMANT TLC precoated plates UV 254 | thickness of layer: 0,25 mm size: 10x20 cm | pack of 50 | 1390 | 1 | 1 | 201.23
4005066 | ADAMANT TLC precoated plates UV 254 | thickness of layer: 0,25 mm size: 20x20 cm | pack of 25 | 1390 | 1 | 1 | 192.22
4005067 | ADAMANT TLC precoated plates | thickness of layer: 0.25 mm size: 5x10 cm | pack of 50 | 1390 | 1 | 1 | 148.47
4005068 | ADAMANT TLC precoated plates | thickness of layer: 0.25 mm size: 5x10 cm | pack of 200 | 1390 | 1 | 1 | 298.8
4005069 | ADAMANT TLC precoated plates | thickness of layer: 0.25 mm size: 10x10 cm | pack of 25 | 1390 | 1 | 1 | 92.56
4005070 | ADAMANT TLC precoated plates | thickness of layer: 0.25 mm size: 20x20 cm | pack of 25 | 1390 | 1 | 1 | 192.22
4005102 | QUANTOFIX Chlorine sensitive | box of 100 test sticks 6x95 mm |  | 1124 | 1 | 1 | 27.08
4005444 | PTFE fitting with integrated ferrule, 1.6mm ID | (Pa/10) (pack of 10) |  | 1377 | 1 | 1 | See Cope Price List CK798-04
4005445 | PTFE fitting with integrated ferrule, 2.3mm ID | (Pa/10) (pack of 10) |  | 1377 | 1 | 1 | See Cope Price List CK798-06
4005446 | PTFE fitting with integrated ferrule, 3.2mm ID | (Pa/10) (pack of 10) |  | 1377 | 1 | 1 | See Cope Price List CK798-08
4005447 | PTFE fitting with integrated ferrule, 6,35mm | (1/4") ID |  | 1377 | 1 | 1 | 29.05
4005448 | PTFE fitting with integrated ferrule, 4,76mm | (3/16") ID |  | 1377 | 1 | 1 | See Cope Price List CK798-10
4005504 | PTFE Plug | for charcoal filter port |  | 1377 | 1 | 1 | 31.32
4005508 | Adapter for angled connection of charcoal filter |  |  | 1375 | 1 | 1 | 66.05
4005511 | Adapter for angled connection of charcoal filter, | 45° |  | 1375 | 1 | 1 | 74.53
4005556 | Angle joint (bowed connector) 9.50 - 10mm |  |  | 1375 | 1 | 1 | 14.28
4005558 | Connector, unbowed, 3 - 4mm |  |  | 1375 | 1 | 1 | 14.28
4005583 | Safety Waste Cap S51, 2x3.2mm OD, 1x6.4mm ID | (Leak) |  | 1374 | 1 | 1 | See Cope Price List CK790-09
4005584 | Safety Waste Cap S55, 2x3.2mm OD, 1x6.4mm ID | (Leak) |  | 1374 | 1 | 1 | See Cope Price List CK790-15
4005585 | Safety Waste Cap S71, 2x3.2mm OD, 1x6.4mm ID | (Leak) |  | 1374 | 1 | 1 | 183.16
4005612 | Safety Waste Cap S55 with mechanical level | control, 2x3.2mm OD, 1x6.4mm ID (Leak) |  | 1376 | 1 | 1 | 319.02
4005613 | Safety Waste Cap S60 with mechanical level | control, 2x3.2mm OD, 1x6.4mm ID (Leak) |  | 1376 | 1 | 1 | 312.96
4005616 | Safety Waste Cap S90 with mechanical level | control, 4x3.2mm OD, 1x6.4mm ID (Leak) |  | 1376 | 1 | 1 | 381.67
4005631 | Charcoal filter 48g with splash guard |  |  | 1375 | 1 | 1 | #N/A
4005634 | Charcoal filter 24g with splash guard |  |  | 1375 | 1 | 1 | #N/A
4005635 | Charcoal filter L (100g) with splash guard |  |  | 1375 | 1 | 1 | 149
4005769 | Air valve | SCAT Safety caps with air filter, | orange, fire- resistant | 1374 | 1 | 1 | See Cope Price List CK785-40
4005782 | SCAT Charcoal Filter S (24g), orange, | fire-resistant |  | 1375 | 1 | 1 | 151.69
4005784 | SCAT Charcoal Filter M (48g), orange, | fire-resistant |  | 1375 | 1 | 1 | See Cope Price List CK794-19
4005793 | Unbowed connector, 6.20 - 7.50mm | for standard connector |  | 1375 | 1 | 1 | 14.84
4005825 | SCAT Safety Waste Cap S90 Safety funnel with | shut-off stopcock, 4x Connector Capillary |  | 1376 | 1 | 1 | 539.79
4005859 | 3 port collector | (2x2.3/3.2mm OD, 1x6.4mm ID (Leak) | sidewise, for leak connector | 1376 | 1 | 1 | See Cope Price List CK796-10
4005860 | 3 port collector | (3x2.3/3.2mm OD) for 1/8" NPT | for leak connector | 1376 | 1 | 1 | 55.54
4005865 | 2 port collector for leak connector, sidewise 2x | Leak, without connectors |  | 1376 | 1 | 1 | See Cope Price List CK796-20
4005866 | SCAT Adapter for two solvent lines |  |  | 1376 | 1 | 1 | 55.54
4005880 | Plugs, PTFE | for sealing Safety Cap ports 4.76mm (3/16") ID, | pack of 10 | 1377 | 1 | 1 | See Cope Price List CK798-24
4005883 | PTFE Plug NPT 1/8" |  |  | 1377 | 1 | 1 | 24.22
4005884 | Replacement pack Exhaust filter S | pack of 4 |  | 1375 | 1 | 1 | See Cope Price List CK794-07
4005885 | Replacement pack Exhaust filter M, Box of 3 |  |  | 1375 | 1 | 1 | See Cope Price List CK794-16
4005886 | Replacement pack Air valve | for SCAT Safety caps | pack of 10 | 1374 | 1 | 1 | See Cope Price List CK785-20
4005945 | Plugs, PTFE | for sealing safety cap ports 4.76mm (3/16") ID | pack of 5 | 1377 | 1 | 1 | 59.4
4005948 | Air valve (preparative) | for SCAT safety caps, NEW |  | 1374 | 1 | 1 | 47.31
4005954 | Safety Waste Set: S60 can (10 L), with mechanical | level control, 1xSafety funnel S60, stainless | steel sieve, earthing cable, PE-HD, | 252 | 1 | 1 | 343.52
4005955 | Safety Waste Set: S60 can (20 L), with mechanical | level control, 1xSafety funnel S60, stainless | steel sieve, earthing cable, PE-HD, | 252 | 1 | 1 | 364.39
4005976 | SCAT 8 port collector for leak connector, 7x | 3.2mm, 1x6,4mm ID, vertical |  | 1376 | 1 | 1 | 150.38
4005989 | Sonotrode MS3 | für 5 - 100 ml | tip 3 mm dia. | 564 | 1 | 1 | 301.06
4005990 | Sonotrode MS10 | für 20 - 500 ml | tip 10 mm dia. (for UP100H only) | 564 | 1 | 1 | 275.97
4006927 | Automatic microplate washer Autura 1000 | 8 channel |  | 1209 | 1 | 1 | See Cope Price List MN620-10
4006928 | Automatic microplate washer Autura 1000 | 12 channel |  | 1209 | 1 | 1 | See Cope Price List MN620-65
4006931 | Manual microplate washer Type 200 | 8 channel, complete |  | 1209 | 1 | 1 | See Cope Price List MN615-20
4006932 | Manual microplate washer Type 200 | 12 channel, complete |  | 1209 | 1 | 1 | See Cope Price List MN615-40
4006960 | Power supply 300 V, 700 mA, 150 W | 4 outputs in parallel, LED display, | timer with alarm function, stackability, | 1211 | 1 | 1 | 742.15
4006961 | Power supply 300 V, 3000mA, 300 W | 4 outputs in parallel, LED display, | timer with alarm function, | 1211 | 1 | 1 | 1221.93
4006962 | Power supply 500 V, 600 mA, 300 W | 4 outputs in parallel, LED display, | timer with alarm function, | 1211 | 1 | 1 | 1520.06
4007023 | BlueLED transilluminator BST-20G-D2R | 470 nm, 20 x 20 cm, LED matrix 225, | intensity 10 to 100% | 1198 | 1 | 1 | 1103.34
4007024 | BlueLED transilluminator BST-30G-D4R | 470 nm, 23 x 30 cm, LED matrix 414, | intensity setting 10 to 100% | 1198 | 1 | 1 | 1345.16
4007801 | Active charcoal filter | for organic, unorganic | and corrosive vapours, | 261 | 1 | 1 | Refer to Cope
4007802 | Active charcoal filter H series | for organic, unorganic, | and corrosive vapours | 261 | 1 | 1 | See Cope Price List FZ544-10
4007804 | Active charcoal filter H series | organic, unorganic | and corrosive vapours | 261 | 1 | 1 | Refer to Cope
4007805 | Replacement activated carbon filter series 14.X | for organic, unorganic | and corrosive vapours, | 261 | 1 | 1 | Refer to Cope
4007809 | Fume hood H series LABOPUR® | 1170 x 1000 x 740 mm, | with recirculating air filtration; | 261 | 1 | 1 | Refer to Cope
4007810 | Fume hood H series LABOPUR® | 950 x 615 x 620 mm, | with recirculating air filtration; | 261 | 1 | 1 | See Cope Price List FZ540-10
4007811 | Fume hood H series LABOPUR® | 1170 x 1300 x 740 mm, | with recirculating air filtration; | 261 | 1 | 1 | Refer to Cope
4007812 | Fume hood H series LABOPUR® | 700 x 800 x 620 mm, | with recirculating air filtration; | 261 | 1 | 1 | See Cope Price List FZ540-15
4007813 | Fume hood H series LABOPUR® | 1170 x 1600 x 740 mm, | with recirculating air filtration; | 261 | 1 | 1 | Refer to Cope
4007814 | Fume hood H series LABOPUR® | 950 x 800 x 620 mm, | with recirculating air filtration; | 261 | 1 | 1 | See Cope Price List FZ540-35
4007815 | External light | H series for fumehoods LABOPUR® |  | 261 | 1 | 1 | See Cope Price List FZ547-10
4007816 | Active charcoal filter | for organic vapours | for Models H300, H400, H1300, H2300 and series 12x | 261 | 1 | 1 | Refer to Cope
4007817 | Active charcoal filter H series | for organic vapours | for model H200 | 261 | 1 | 1 | See Cope Price List FZ541-10
4007819 | Replacement active charcoal filter H series | for organic vapours | for H3500 | 261 | 1 | 1 | Refer to Cope
4007825 | Fume hood H series | 2100x1000x740mm + Safety cabinet for toxics | + Aktiv coal filter CORG | 262 | 1 | 1 | Refer to Cope
4007826 | Fume hood H series | 1880x610x620mm + Safety cabinet for toxics | + Aktiv coal filter CORG | 262 | 1 | 1 | Refer to Cope
4007827 | Fume hood H series | 1650x800x620mm + Safety cabinet for toxics | + Aktiv coal filter CORG | 262 | 1 | 1 | Refer to Cope
4007828 | Fume hood H series | 1880x800x620mm + Safety cabinet for toxics | + Aktiv coal filter CORG | 262 | 1 | 1 | Refer to Cope
4007829 | Fume hood H series | 2100x900x740mm + Safety cabinet for toxics + | + Aktiv coal filter CORG | 262 | 1 | 1 | Refer to Cope
4007832 | Filter Alarm H series | to be ordered with Fumehood / Cabinet / Filterbox | (must be integrated at factory) | 261 | 1 | 1 | See Cope Price List FZ549-05
4007849 | Volumetric flasks 25 ml, wide neck NS 10/19 | BLAUBRAND-ETERNA, cl.A, conformity certified | with PP-stopper, Borosilicate 3.3 | 839 | 1 | 1 | Refer to Cope
4007850 | Volumetric flasks 20 ml, wide neck NS 12/21 | BLAUBRAND-ETERNA, cl.A, conformity certified | with PP-stopper, Borosilicate 3.3 | 839 | 1 | 1 | Refer to Cope
4007852 | Deep well plate, 1.2 ml | 96-well, PP, non-sterile, | stackable, low, profile, pack of 50 | 1284 | 1 | 1 | Refer to Cope
4007853 | Mat covers for 1.2 ml | Deep well plates, non-sterile, | low profile, pack of 50 | 1285 | 1 | 1 | Refer to Cope
4007854 | PD-Tips, 1,0ml, non-sterile (pack of 100) |  |  | 917 | 1 | 1 | See Cope Price List PR064-12
4007855 | PD-Tips, 10,0ml, non-sterile | pack of 100 |  | 917 | 1 | 1 | See Cope Price List PR064-24
4007856 | PD-Tips, 1,0ml, ß-sterile,indiv.wrapped (pack of | 100) |  | 917 | 1 | 1 | See Cope Price List PR067-12
4007857 | PD-Tips, 10,0ml, ß-sterile,indiv.wrapped (pack of | 100) |  | 917 | 1 | 1 | See Cope Price List PR067-24
4007858 | PD-Tips, 1,0ml, BIO-CERT, indiv.wrapped (pack of | 100) |  | 917 | 1 | 1 | Refer to Cope
4007859 | PD-tips Bio-Cert®, 10 ml | KB IVD, piston PE-HD, cylinder PP, | single packed, pack of 100 | 917 | 1 | 1 | Refer to Cope
4007886 | Pipette Leak Testing Unit German/English/Spanish |  |  | 894 | 1 | 1 | Refer to Cope
4007894 | Strips 8 PCR tubes, PP, clear | with cap strips, flat, | pack of 250 | 1181 | 1 | 1 | Refer to Cope
4007895 | Strips 8 PCR tubes, PP, clear | with cap strips, domed, | pack of 250 | 1181 | 1 | 1 | Refer to Cope
4007896 | 96-well PCR-plates, PP, white, qPCR (pack of 50) |  |  | 1183 | 1 | 1 | Refer to Cope
4007897 | 96-well PCR-plates, PP, white, qPCR (pack of 50) |  |  | 1183 | 1 | 1 | Refer to Cope
4007898 | 384-well PCR-plates, PP, white, qPCR (pack of 50) |  |  | 1184 | 1 | 1 | Refer to Cope
4007899 | PCR-plates 96-well | white, for LightCycler | pack of 50 | 1183 | 1 | 1 | Refer to Cope
4007900 | PCR-plates 96-well | white, +film, LightCycler | pack of 50 | 1183 | 1 | 1 | Refer to Cope
4007901 | 24-well PCR-plates 0.2 ml | PP, white, qPCR, non skirted | pack of 40 | 1183 | 1 | 1 | Refer to Cope
4007902 | 48-well PCR-plates 0.2 ml | PP, white, qPCR, non skirted | pack of 20 | 1183 | 1 | 1 | Refer to Cope
4007903 | Rack with lid for 0.65 ml tubes, empty (pack of | 50) |  | 1283 | 1 | 1 | Refer to Cope
4007904 | Rack with lid w. 96 coded 0.65 ml tubes (pack of | 50) | -not available in the USA- | 1283 | 1 | 1 | Refer to Cope
4007905 | Rack with lid w. 96 coded 1.2 ml tubes (pack of | 50) |  | 1283 | 1 | 1 | Refer to Cope
4007906 | Refill unit of 96 coded 0.65 ml tubes (pack of | 50) |  | 1283 | 1 | 1 | Refer to Cope
4007907 | Refill unit of 96 coded 1.2 ml tubes (pack of 50) |  |  | 1283 | 1 | 1 | Refer to Cope
4007908 | Single 0.65 ml tube without coding (pack of 5000) |  |  | 1283 | 1 | 1 | Refer to Cope
4007909 | Cover mat for 96 tubes, piercable (pack of 100) |  |  | 1283 | 1 | 1 | Refer to Cope
4007910 | Strip plates,12xF8,non dividable,MB (pack of 100) |  |  | 1206 | 1 | 1 | See Cope Price List MN342-80
4007911 | Strip plates w.grid,12xF8,dividable,MB (pack of | 100) |  | 1206 | 1 | 1 | See Cope Price List MN342-85
4007912 | Strip plates,12xF8,non dividable,HB (pack of 100) |  |  | 1206 | 1 | 1 | See Cope Price List MN347-85
4007913 | Strip plates w.grid,12xF8,dividable,HB (pack of | 100) |  | 1206 | 1 | 1 | See Cope Price List MN347-90
4007914 | Dispensette TA (PT/IR) | 1 - 10 ml, w/o SafetyPrime |  | 931 | 1 | 1 | See Cope Price List DK112-25
4007915 | Dispensette TA (PT/IR) | 1 - 10 ml, with SafetyPrime |  | 931 | 1 | 1 | See Cope Price List DK113-25
4007916 | Dispensette TA (Tantal), 1-10ml w/o SP |  |  | 931 | 1 | 1 | Refer to Cope
4007917 | Dispensette TA (Tantal), 1-10ml w. SP |  |  | 931 | 1 | 1 | Refer to Cope
4007918 | Titrette® SH, accord. to Soxhlet-Henkel |  |  | 941 | 1 | 1 | Refer to Cope
4007942 | Universal mill M 20 S 9 | with UK plug |  | 539 | 1 | 1 | Refer to Cope
4007964 | Heating bath HBR 4 digital S 2 | with UK plug |  | 773 | 1 | 1 | Refer to Cope
4007982 | Magnetic stirrer KMO 2 basic S 2 | IKAMAG®, without heating | with UK plug | 418 | 1 | 1 | Refer to Cope
4008061 | VORTEX shaker Genius 3 Orbital S 2 | (incl. standard attachment) | with UK plug | 461 | 1 | 1 | Refer to Cope
4008062 | VORTEX shaker Genius 3 Orbital S 3 | (incl. standard attachment) | with Swiss plug | 461 | 1 | 1 | Refer to Cope
4008065 | Shaker lab dancer S 2 | with UK plug |  | 459 | 1 | 1 | Refer to Cope
4008075 | Incubation shaker KS 4000i control S 2 | with UK plug |  | 817 | 1 | 1 | Refer to Cope
4008077 | Incubation shaker KS 4000ic control S 2 | with built-in cooler | with UK plug | 817 | 1 | 1 | Refer to Cope
4008135 | ULTRA-TURRAX® Tube Drive control Workstation | consists of: Tube Drive control, | 1 x ST-20, 1 x DT-20, per 1 x BMT-20 G a. S, | 551 | 1 | 1 | Refer to Cope
4008136 | Seal RV 10.8001 | for RV 10 |  | 620 | 1 | 1 | Refer to Cope
4008137 | Magnetic stirrer lab disc WHITE S 2 | ultraflat | with UK plug | 421 | 1 | 1 | Refer to Cope
4008142 | LLG-Magnetic stirrer RCT Standard S 3 | safety control inkl. PT 1000 | with Swiss plug | 430 | 1 | 1 | 534.88
4008149 | Vacuum pump LVS105T-10 ef |  | 90...260 V | 621 | 1 | 1 | #N/A
4008150 | ULTRA-TURRAX® Tube Drive control | Drive incl. 1 x removal hook for removal | the rotor-stator unit (DT-20) | 551 | 1 | 1 | Refer to Cope
4008197 | LLG-Septa N 8, Red Rubber/FEP colourless, | Hardness: 40°shore A, Thickness: 1.0 mm | pack of 100 | 1334 | 1 | 1 | 7.23
4008198 | LLG-Aluminium crimp cap N 8, silver, center hole, | PTFE red/Silicone white/PTFE red, Hardness: 40° | shore A, Thickness: 1.0 mm pack of 100pcs | 1333 | 1 | 1 | 27.81
4008200 | LLG-Aluminium crimp cap N 8, silver, center hole, | Red Rubber/FEP colourless, Hardness: 40° shore A, | Thickness: 1.0 mm, pack of 100 | 1333 | 1 | 1 | 10.35
4008204 | LLG-Screw-neck vials N 24, 20ml, | O.D.: 27,5mm, Outer height: 57 mm, clear, | flat bottom, pack of 100 | 1348 | 1 | 1 | 28.84
4008205 | LLG-Shell Vial N 8, 1ml | O.D.: 8,2mm, outer height: 40 mm, amber, | flat bottom, pack of 100 | 1343 | 1 | 1 | 14.89
4008206 | LLG-Crimp Neck Vial N 8, 1,2ml, O.D.: 8.2mm, | outer height: 40 mm, clear, flat bottom, | pack of 100 | 1333 | 1 | 1 | 17.33
4008207 | LLG-Screw cap N 8, PP, black, center hole, PTFE | red/Silicone white/PTFE red, Hardness: 40° | shore A, Thickness: 1.0 mm, pack of 100 | 1334 | 1 | 1 | 29.64
4008209 | LLG-Screw cap N 8, PP, black, center hole | Red Rubber/FEP colourless, Hardness: 40°shore A, | Thickness: 1.0 mm, pack of 100 | 1334 | 1 | 1 | 16.17
4008210 | LLG-Screw cap N 8, PP, black, closed top, | Red Rubber/FEP colourless, Hardness: 40° shore A, | Thickness: 1.0 mm, pack of 100 | 1334 | 1 | 1 | 16.55
4008211 | LLG-Septa N 9, PTFE virginal, white, Hardness 53° | shore D, Thickness: 0.25 mm, pack of 100 |  | 1336 | 1 | 1 | 3.73
4008212 | LLG-Septa N 9 | Silicone white/PTFE red, Hardness: 40° | shore A, Thickness: 1.0mm, pack of 100 | 1336 | 1 | 1 | 19.07
4008214 | LLG-Screw cap N 9 (bonded), PP, blue, center hole, | Silicone beige/PTFE white, Hardness: 45° shore A, | Thickness: 1.3 mm, pack of 100 | 1337 | 1 | 1 | 28.65
4008215 | LLG-Screw cap N 9(bonded), PP, blue, center hole, | Silicone beige/PTFE white, slitted, Hardness: 45° | shore A, Thickness: 1.3 mm, pack of 100 | 1337 | 1 | 1 | 39.1
4008216 | LLG-Screw cap N 9(bonded), PP, blue, center hole | Red Rubber/TEF colourless, Hardness: 65°shore A, | Thickness: 1.0 mm, pack of 100 | 1337 | 1 | 1 | 21.09
4008218 | LLG-Screw cap N 9, PP, blue, center hole | PTFE red/Silicone white/PTFE red, Hardness: 40° | shore A, Thickness: 1.0 mm, pack of 100 | 1336 | 1 | 1 | 27.26
4008221 | LLG-Screw cap N 9, PP, blue, center hole, | PTFE virginal, white, Hardness: 53° shore D, | Thickness: 0.25 mm, pack of 100 | 1336 | 1 | 1 | 12.06
4008224 | LLG-Screw cap N 9, PP, green, center hole, | Silicone white/PTFE red, Hardness: 40° shore A, | Thickness: 1.0 mm, pack of 100pcs | 1336 | 1 | 1 | 24.71
4008225 | LLG-Screw cap N 9, PP, black, center hole, | Silicone white/PTFE red, Hardness: 40° shore A, | Thickness: 1.0 mm, pack of 100 | 1336 | 1 | 1 | 24.71
4008226 | LLG-Screw cap N 9, PP, black, center hole, | Silicone white/PTFE blue, slitted, Hardness: 40° | shore A, Thickness: 1.0 mm, pack of 100 | 1336 | 1 | 1 | 30.54
4008227 | LLG-Screw cap N 9, PP, blue, closed top, | Silicone white/PTFE red, Hardness: 40° shore A, | Thickness: 1.0 mm, pack of 100 | 1336 | 1 | 1 | 22.02
4008228 | LLG-Screw caps N 9 PP, blue | center hole, red rubber/PTFE colourless, | hardness: 40° shore A, thickness: 1.0 mm | 1336 | 1 | 1 | 15.57
4008229 | LLG-Screw cap N 9, PP, transparent | center hole, Red Rubber/FEP colourless, | Hardness: 40° shore A, Thickness: 1.0 mm, | 1336 | 1 | 1 | 16.47
4008230 | LLG-Screw cap N 9, PP, blue, closed top, | Red Rubber/FEP colourless, Hardness: 40° shore A, | Thickness: 1.0mm, pack of 100 | 1336 | 1 | 1 | 17.96
4008234 | LLG-Screw cap N 10(bonded), PP ,black, center hole | Silicone white/PTFE beige, Hardness: 45° | shore A, Thickness: 1.5 mm, pack of 100 | 1338 | 1 | 1 | 24.2
4008235 | LLG-Screw cap N 10(bonded), PP, black, center hole | Silicone white/PTFE red, Hardness: 45° | shore A, Thickness: 1.5 mm, pack of 100 | 1338 | 1 | 1 | 24.2
4008236 | LLG-Screw cap N 10, PP, black, center hole, | PTFE red/Silicone white/PTFE red, Hardness 45° | ahore A, Thickness: 1.0 mm, pack of 100 | 1338 | 1 | 1 | 31.95
4008237 | LLG-Screw cap N 10(bonded), PP, black, center hole | Silicone white/PTFE blue, slitted, Hardness: 45° | shore A, Thickness: 1.5 mm, pack of 100 | 1338 | 1 | 1 | 35.83
4008239 | LLG-Aluminium crimp cap N 11, silver, center hole, | Natural Rubber red-orange/TEF colourless, | Hardness: 60° shore A, Thickness: 1.0 mm | 1339 | 1 | 1 | 9.34
4008243 | LLG-Aluminium crimp cap N 11, silver, center hole, | Red Rubber/FEP colourless, Hardness: 40° shore A, | Thickness: 1.0 mm pack of 100pcs | 1339 | 1 | 1 | 11.28
4008247 | LLG-Screw Neck Vial N 9, 1,5ml, O.D.: 11.6mm | outer height: 32 mm, amber, flat bottom, wide | opening, pack of 100 | 1335 | 1 | 1 | 13.17
4008248 | LLG-Shell Vial N 12 | 2ml with stopper,O.D.:11.6mm,outer height:31.5 mm, | clear, flat bottom, pack of 100 | 1343 | 1 | 1 | 14.03
4008249 | LLG-Screw Neck Vial N 9, 1,1ml, 11.6 x 32 | O.D.: 11.6 mm, outer height: 32 mm, clear, | 15µL funnel in solid glass bottom, pack of 100 | 1335 | 1 | 1 | 56.59
4008250 | LLG-Screw Neck Vial N 9, O.D.: 11.6 mm, | outer height: 32 mm, clear, flat bottom, with | integrated Insert 0.2 mL, conical, pack of 100 | 1335 | 1 | 1 | 50.6
4008251 | LLG-Crimp Neck Vial N 11, O.D.: 11.6 mm, | outer height: 32 mm, amber, flat bottom, with | integrated Insert 0.2 mL, conical pack of 100pcs | 1339 | 1 | 1 | 59.46
4008253 | LLG-Crimp Neck Vial N 11, 1,1ml | O.D.: 11,6mm, outer height: 32 mm, clear, conical | with a round pedestal glass plate, pack of 100 | 1339 | 1 | 1 | 74.6
4008254 | LLG-Crimp Neck Vial N 11, 1,1ml | O.D.: 11,6mm, outer height: 32 mm, amber, conical | with a round pedestal glass plate, pack of 100 | 1339 | 1 | 1 | 81.08
4008255 | LLG-Snap Ring Vial N 11, outer diameter: 11.6 mm, | outer height: 32 mm, clear, flat bottom, with | integrated Insert 0.3 mL, conical pack of 100pcs | 1340 | 1 | 1 | 51.13
4008256 | LLG-Snap ring cap N 11, PE, transparent, | center hole ,Silicone white/PTFE blue, | cross-slitted, Hardness: 55° shore A, | 1341 | 1 | 1 | 31.13
4008257 | LLG-Snap ring cap N 11, PE, blue, center hole, | Red Rubber/PTFE colourless, Hardness: 65° shore A, | Thickness: 1.0 mm pack of 100pcs | 1341 | 1 | 1 | 16.93
4008259 | LLG-Snap ring cap N 11, PE, blue | center hole, PTFE red/Silicone white/PTFE red, | Hardness: 45° shore A, Thickness: 1.0 mm | 1341 | 1 | 1 | 30.58
4008261 | LLG-Snap ring cap N 11, PE | transparent,center hole,red rubber/TEF colourless, | hardness: 45° shore A, thickness: 1.0 mm | 1341 | 1 | 1 | 16.93
4008262 | LLG-Screw Neck Vial N 9, 0,3ml, PP, | O.D.: 11.6 mm, outer height: 32 mm, | transparent, with inner cone, pack of 100 | 1335 | 1 | 1 | 17.56
4008263 | LLG-Septa N 12, Silicone white/PTFE red, | Hardness: 40° shore A, Thickness: 1.3 mm | pack of 100 | 1342 | 1 | 1 | 21.3
4008264 | LLG-Septa N 12, Red Rubber/FEP colourless | Hardness 40°shore A, Thickness: 1.5 mm | pack of 100 | 1342 | 1 | 1 | 11.03
4008265 | LLG-Plug N 12, PE | transparent, for 2 ml shell vials, | pack of 100 | 1343 | 1 | 1 | 2.85
4008266 | LLG-Manual hand crimper | height adjustable, for 13 mm | Flip Top/Flip Off Caps | 1348 | 1 | 1 | 258.41
4008267 | LLG-Screw cap N 13, PP, black, closed top, | Red Rubber/FEP colourless, Hardness: 40° shore A, | Thickness: 1.5 mm, pack of 100 | 1342 | 1 | 1 | 21.79
4008268 | LLG-Magnetic screw cap N 18, silver, center hole, | Silicone white/PTFE blue, Hardness: 55° shore A, | Thickness: 1.5 mm, pack of 100 | 1344 | 1 | 1 | 70.67
4008269 | LLG-Magnetic screw cap N 18, silver, center hole, | Red Rubber/TEF colourless, Hardness: 65° shore A, | Thickness: 1.5 mm, pack of 100 | 1344 | 1 | 1 | 33.23
4008270 | LLG-Headspace Screw Neck Vial N 18, 20ml, outer | diameter: 22.5 mm, outer height: 75.5 mm, clear, | rounded bottom pack of 100pcs | 1344 | 1 | 1 | 28.67
4008271 | LLG-Aluminium pressure release safety cap N 20, | silver, center hole pack of 100pcs |  | 1346 | 1 | 1 | 5.04
4008272 | LLG-Bimetal crimp cap N 20 | blue/silver, center hole 8 mm, | without septa, pack of 100 | 1346 | 1 | 1 | 15.19
4008273 | LLG-Septa N 20, Butyl light grey/PTFE dark grey, | Hardness: 50° shore A, Thickness: 3 mm | pack of 100 | 1347 | 1 | 1 | 25.09
4008274 | LLG-Septa N 20 Silicone blue/PTFE colourless, | Hardness: 40° shore A, Thickness: 3 mm pack of | 100pcs | 1347 | 1 | 1 | 39.33
4008275 | LLG-Aluminium crimp cap N 20, gold, center hole, | Butyl dark grey/centrical PTFE-lamination grey, | Hardness: 50° shore A, Thickness: 3 mm | 1345 | 1 | 1 | 32.99
4008276 | LLG-Pressure release safety cap N 20, Aluminium, | silver, center hole, Butyl dark grey/centrical | PTFE-lamination grey, Hardness: 50° shore A, | 1346 | 1 | 1 | 32.99
4008278 | LLG-Manual hand crimper | height adjustable, for 20 mm | Flip Top/Flip Off Caps | 1348 | 1 | 1 | 258.41
4008281 | LLG-Headspace Crimp Neck Vial N 20, 20ml, | O.D.: 23 mm, outer height: 75.5 mm, clear, | rounded bottom, bevelled top, label pack of | 1345 | 1 | 1 | 25.67
4008282 | LLG-Snap Cap Vial N 22, 15ml | O.D.: 26mm, outer height: 48 mm, clear, | flat bottom, pack of 100 | 1344 | 1 | 1 | 20.93
4008285 | LLG-Headspace Crimp Neck Vial N 20, 5ml | O.D.: 21.7 mm, outer height: 38.2 mm, | clear, flat bottom, bevelled top, | 1345 | 1 | 1 | 23.78
4008291 | LLG-Septa N 22 | Silicone natural/PTFE beige, Hardness: 45° | shore A, Thickness: 3.2 mm pack of 100pcs | 1348 | 1 | 1 | 38.98
4008292 | LLG-Screw cap N 24(bonded), PP, white, closed top, | Silicone white/PTFE beige, Hardness: 45° shore A, | Thickness: 3.2 mm, pack of 100 | 1348 | 1 | 1 | 54.8
4008293 | LLG-Screw cap N 24(bonded), PP ,white, center hole | Silicone white/PTFE beige, Hardness: 45° shore A, | Thickness: 3.2 mm, pack of 100 | 1348 | 1 | 1 | 46.28
4008295 | LLG-Screw cap N 24, PP, | white, center hole, pack of 100 |  | 1348 | 1 | 1 | 12.14
4008296 | LLG-Screw-cap N 24, PP, | white, closed top, pack of 100 |  | 1348 | 1 | 1 | 11.64
4008297 | LLG-Screw Neck Vial N 24, 40ml | O.D.: 27,5mm, outer height: 95 mm, clear, | flat bottom, pack of 100 | 1348 | 1 | 1 | 32.07
4008298 | LLG-Screw Neck Vial N 24, 20ml | O.D.: 27,5mm, outer height: 57 mm, amber, | flat bottom, pack of 100 | 1348 | 1 | 1 | 54.66
4008299 | LLG-Screw Neck Vial N 24, 40ml | O.D.: 27,5mm, outer height: 95 mm, amber, | flat bottom, pack of 100 | 1348 | 1 | 1 | 62.32
4008300 | volumetric flask - standard - clear - class A - | conformity batch certified - blue scale - 25 ml - | NS 12/21, PP stopper | 836 | 1 | 1 | 6.9
4008302 | volumetric flask - standard - clear - class A - | conformity batch certified - blue scale - 400 ml | - NS 19/26, PP stopper | 836 | 1 | 1 | 17.66
4008303 | volumetric flask - standard - amber - class A - | conformity batch certified - white scale - 25 ml | - NS 12/21, PP stopper | 838 | 1 | 1 | 10.48
4008306 | volumetric flask - standard - amber - class A - | conformity batch certified - white scale - 2000 | ml - NS 29/32, PP stopper | 838 | 1 | 1 | 64.25
4008307 | measuring cylinder 10ml, tall form, class A | PP base, conformity batch certified, white scale |  | 831 | 1 | 1 | #N/A
4008308 | Measuring cylinder 25 ml, tall form, class A | PP base, conformity batch certified, white scale |  | 831 | 1 | 1 | 6.27
4008309 | Measuring cylinder 500ml, tall form, class A, | PP base, conformity batch certified, white scale |  | 831 | 1 | 1 | 16.4
4008310 | mixing cylinder - tall form - P.P base - class A | - conformity batch certified - white scale - 1000 | ml | 831 | 1 | 1 | #N/A
4008311 | burette - straight - clear - PTFE stopcock - | Class AS - conf. batch cert. - schellbach stripe | - blue scale - 10 ml | 932 | 1 | 1 | 36.81
4008312 | burette - automatic - clear - PTFE intermediate | stopcock - class AS - conf. bach cert. - schelbah | - blue scl - 10 ml | 936 | 1 | 1 | 139.8
4008313 | Burette clamp, steel | for 1 burette |  | 175 | 1 | 1 | 16.37
4008314 | Automatic burette acc.to Schilling | 10 ml, clear glass, cl. AS, Schellbach stripes, | blue scale, conformity batch certified | 934 | 1 | 1 | 59.73
4008315 | Automatic burette acc.to Schilling | 50 ml, clear glass, cl. AS, Schellbach stripes, | blue scale, conformity batch certified | 934 | 1 | 1 | 58.6
4008316 | Automatic burette acc.to Schilling | 10 ml, amber glass, cl. AS, | white scale, conformity batch certified | 934 | 1 | 1 | 74.32
4008317 | Automatic burette acc.to Schilling | 25 ml, amber glass, cl. AS, | white scale, conformity batch certified | 934 | 1 | 1 | 74.72
4008318 | Automatic burette acc.to Schilling | 50 ml, amber glass, cl. AS, | white scale, conformity batch certified | 934 | 1 | 1 | 75.77
4008322 | pipette filler - pi - pump - up to 2 ml |  |  | 865 | 1 | 1 | 8.99
4008323 | pipette filler - pi - pump - up to 10 ml |  |  | 865 | 1 | 1 | 8.99
4008324 | pipette filler - pi - pump - up to 25 ml |  |  | 865 | 1 | 1 | 9.65
4008327 | density bottle - calibrated - 5 ml |  |  | 399 | 1 | 1 | 21.64
4008328 | density bottle - calibrated - 25 ml |  |  | 399 | 1 | 1 | 23.1
4008329 | density bottle - calibrated - 100 ml |  |  | 399 | 1 | 1 | 21.72
4008341 | Adapter expansion socket NS 19/26 | cone NS 14/23, boro 3.3 |  | 604 | 1 | 1 | 7.46
4008342 | Adapter reduction socket NS 19/26 | cone NS 24/29, boro 3.3 |  | 604 | 1 | 1 | 7.73
4008343 | Adapter reduction socket NS 19/26 | cone NS 29/32, boro 3.3 |  | 604 | 1 | 1 | 8.39
4008344 | Adapter expansion socket NS 29/32 | cone NS 19/26, boro 3.3 |  | 604 | 1 | 1 | 8.56
4008345 | Adapter expansion socket NS 29/32 | cone NS 24/29, boro 3.3 |  | 604 | 1 | 1 | 9.39
4008347 | Clips for NS joints NS 10/19, black | POM |  | 609 | 1 | 1 | 1.94
4008348 | Clips for NS joints NS 12/21, purple | POM |  | 609 | 1 | 1 | 2.19
4008349 | Clips for NS joints NS 14/23, yellow | POM |  | 609 | 1 | 1 | 2.19
4008350 | Clips for NS joints NS 19/26, blue | POM |  | 609 | 1 | 1 | 2.37
4008351 | Clips for NS joints NS 24/29, green | POM |  | 609 | 1 | 1 | 2.52
4008352 | Clips for NS joints NS 29/32, red | POM |  | 609 | 1 | 1 | 2.77
4008353 | Clips for NS joints NS 34/35, orange | POM |  | 609 | 1 | 1 | 3.38
4008354 | Clips for NS joints NS 45/40, brown | POM |  | 609 | 1 | 1 | 4.36
4008355 | Connector GL 14, cone NS 14/23 | threaded tube, | straight form, boro 3.3 | 605 | 1 | 1 | 7.68
4008356 | Connector GL 18, cone NS 14/23 | threaded tube, | straight form, boro 3.3 | 605 | 1 | 1 | 8.01
4008357 | Connector GL 18, cone NS 29/32 | threaded tube, | straight form, boro 3.3 | 605 | 1 | 1 | 8.51
4008358 | Connector GL 14, cone NS 29/32 | threaded tube, | straight form, boro 3.3 | 605 | 1 | 1 | 8.19
4008360 | Adapter GL 14, cone NS 14/23 | for thermometer diameter 6-8 mm, | straight form boro 3.3 | 370 | 1 | 1 | 8.59
4008361 | Adapter for tubing | without stopcock, cone NS 29/32, | straight form, boro 3.3 | 605 | 1 | 1 | 7.51
4008362 | Adapter for tubing | without stopcock, cone NS 14/23, | bent, with olive 8 mm, boro 3.3 | 605 | 1 | 1 | 7.23
4008364 | Adapter for tubing | without stopcock, cone NS 29/32, | bent, with olive 10 mm, boro 3.3 | 605 | 1 | 1 | 7.73
4008365 | Adapter for tubing | with PTFE stopcock, cone NS 14/23, | straight, with olive 8 mm, boro 3.3 | 605 | 1 | 1 | 24.33
4008366 | Adapter for tubing | with PTFE stopcock, cone NS 29/32, | straight, with olive 10 mm, boro 3.3 | 605 | 1 | 1 | 26.04
4008367 | Adapter for tubing | with PTFE stopcock, cone NS 14/23, | bent, with olive 8 mm, boro 3.3 | 605 | 1 | 1 | 24.76
4008369 | Adapter for tubing | with PTFE stopcock, cone NS 29/32, | bent, with olive 10 mm, boro 3.3 | 605 | 1 | 1 | 26.3
4008370 | Adapter for vacuum, with nozzle | cone and socket NS 29/32, | straight form, boro 3.3 | 582 | 1 | 1 | 13.88
4008371 | Adapter for vacuum, with nozzle | cone and socket NS 14/23, | bent form, boro 3.3 | 582 | 1 | 1 | 16.32
4008372 | Adapter for vacuum, with nozzle | cone and socket NS 29/32, | bent form, boro 3.3 | 582 | 1 | 1 | 20.96
4008373 | Adapter, splash head, straigth | socket NS 14/23, cone NS 14/23, | boro 3.3 | 586 | 1 | 1 | 15.92
4008375 | Distilling link, without condenser | 250 mm and jacked NS 14/23, for dest.-thermometer, | with vacuum adapter, cone(e) NS 29/32, boro 3.3 | 579 | 1 | 1 | 41.98
4008376 | Gas wash bottle head | without frit disc, socket NS 29/32, | with glass arm, for gas wash bottle | 602 | 1 | 1 | 21.91
4008377 | flask - flat bottom - NS neck - 50 ml - NS29/32 |  |  | 576 | 1 | 1 | 7.03
4008378 | flask - flat bottom - NS neck - 1000 ml - NS29/32 |  |  | 576 | 1 | 1 | 27.98
4008379 | Round bottom flask 50 ml, NS19/26 | Boro 3.3, w/o stopper |  | 570 | 1 | 1 | 5.74
4008380 | Round bottom flask 50 ml, NS 24/29 | Boro 3.3, w/o stopper |  | 570 | 1 | 1 | 6.42
4008381 | Round bottom flask 100 ml, NS 19/26 | Boro 3.3, w/o stopper |  | 570 | 1 | 1 | 6.42
4008382 | Round bottom flask 150 ml, NS 24/29 | Boro 3.3, w/o stopper |  | 570 | 1 | 1 | 7.03
4008383 | Round bottom flask 250 ml, NS 19/26 | Boro 3.3, w/o stopper |  | 570 | 1 | 1 | 9.22
4008384 | Round bottom flask 250 ml, NS 24/29 | Boro 3.3, w/o stopper |  | 570 | 1 | 1 | 9.22
4008385 | Round bottom flask 500 ml, NS 24/29 | Boro 3.3, w/o stopper |  | 570 | 1 | 1 | 13.73
4008386 | flask - round bottom - two neck - angled side arm | - center neck : NS 29/32 - side neck : NS 14/23 - | 250 ml | 573 | 1 | 1 | 20.85
4008387 | Two-neck round flask, angled side arm, | center neck: NS 29/32, side neck: NS 14/23, | 500 ml | 573 | 1 | 1 | 26.3
4008388 | flask - round bottom - two neck - angled side arm | - center neck : NS 29/32 - side neck : NS 14/23 - | 1000 ml | 573 | 1 | 1 | 37.8
4008390 | Ground neck flask with 3 joints, angled side arm, | center neck: NS 29/32, side neck(s): NS 14/23, | 250 ml | 575 | 1 | 1 | 29.8
4008391 | Ground neck flask with 3 joints, angled side arm, | center neck: NS 29/32, side neck(s): NS 14/23, | 500 ml | 575 | 1 | 1 | 29.91
4008392 | Ground neck flask with 3 joints, angled side arm, | center neck: NS 29/32, side neck(s): NS 14/23 | 1000 ml | 575 | 1 | 1 | 44.54
4008393 | Ground neck flask with 3 joints 250 ml | center arm NS 29/32, 2x side arm NS 19/26, angled | Borosilicate glass 3.3 | 575 | 1 | 1 | 26.72
4008394 | Ground neck flask with 3 joints 500 ml | center arm NS 29/32, 2x side arm NS 19/26, angled | Borosilicate glass 3.3 | 575 | 1 | 1 | 31.32
4008395 | Ground neck flask with 3 joints 1000 ml | center arm NS 29/32, 2x side arm NS 19/26, angled | Borosilicate glass 3.3 | 575 | 1 | 1 | 45.74
4008396 | Ground neck flask with 3 joints 2000 ml | center arm NS 29/32, 2x side arm NS 29/32, angled | Borosilicate glass 3.3 | 575 | 1 | 1 | 67.67
4008397 | flask tong |  |  | 137 | 1 | 1 | 16.7
4008398 | Chromotography column 200 mm, dia.10 mm | without frit, 15 ml, socket NS 14/23 | boro 3.3 | 1370 | 1 | 1 | 30.12
4008399 | Chromotography column 400 mm, dia.20 mm | without frit, 125 ml, socket NS 29/32 | boro 3.3 | 1370 | 1 | 1 | 36.52
4008400 | Chromotography column 300 mm, dia.30 mm | without frit, 430 ml, socket NS 29/32 | boro 3.3 | 1370 | 1 | 1 | 40.7
4008401 | Chromotography column 200 mm, dia.10 mm | with frit (P=0), 15 ml, socket NS 14/23 | boro 3.3 | 1370 | 1 | 1 | 41.08
4008402 | Chromotography column 300 mm, dia.10 mm | with frit (P=0), 25 ml, socket NS 14/23 | boro 3.3 | 1370 | 1 | 1 | 42.21
4008403 | Chromotography column 200 mm, dia.15 mm | with frit (P=0), 35 ml, socket NS 14/23 | boro 3.3 | 1370 | 1 | 1 | 43.28
4008405 | Liebig condenser 400 mm, NS 29/32 | PP olive, boro 3.3 |  | 594 | 1 | 1 | 30.6
4008406 | Allihn condenser 160 mm, NS 14/23 | PP olive, boro 3.3 |  | 593 | 1 | 1 | 38.37
4008408 | Allihn condenser 500 mm, NS 29/32 | PP olive, boro 3.3 |  | 593 | 1 | 1 | 41.01
4008411 | Condenser coiled 400 mm, NS 29/32 | with glass side arm, boro 3.3 |  | 593 | 1 | 1 | 42.06
4008412 | Condenser coiled 160 mm, NS 14/23 | with PP side arm, boro 3.3 |  | 593 | 1 | 1 | 25.73
4008414 | Condenser coiled 400 mm, NS 29/32 | with PP side arm, boro 3.3 |  | 593 | 1 | 1 | 48.09
4008417 | extractor - Soxhlet - without stopcock - NS 29/32 | - NS 29/32 - 30 ml |  | 599 | 1 | 1 | 31.92
4008418 | extractor - Soxhlet - without stopcock - NS 29/32 | - NS 34/35 - 70 ml |  | 599 | 1 | 1 | 32.24
4008419 | extractor - Soxhlet - without stopcock - NS 29/32 | - NS 45/40 - 100 ml |  | 599 | 1 | 1 | 33.35
4008420 | extractor - Soxhlet - without stopcock - NS 29/32 | - NS 45/40 - 150 ml |  | 599 | 1 | 1 | 36.84
4008421 | extractor - Soxhlet - without stopcock - NS 29/32 | - NS 45/40 - 250 ml |  | 599 | 1 | 1 | 48.63
4008422 | Separating funnel 50 ml, squibb | PTFE stopcock, ungraduated, | boro 3.3, DIN 12452 | 597 | 1 | 1 | #N/A
4008423 | separating funnel - conical - ungraduated - PTFE | stopcock - 50 ml |  | 597 | 1 | 1 | 28.84
4008424 | separating funnel - conical - ungraduated - PTFE | stopcock - 100 ml |  | 597 | 1 | 1 | 28.94
4008425 | separating funnel - conical - ungraduated - PTFE | stopcock - 500 ml |  | 597 | 1 | 1 | 34.9
4008426 | separating funnel - conical - ungraduated - PTFE | stopcock - 2000 ml |  | 597 | 1 | 1 | 77.37
4008427 | separating funnel - conical - graduated - PTFE | stopcock - 50 ml |  | 597 | 1 | 1 | 29.74
4008428 | Dropping funnel 100 ml, cylindrical | PTFE stopcock, w. relief tube, graduated, | Boro 3.3, DIN 12451 and DIN 12567 | 591 | 1 | 1 | 52.07
4008433 | Powder funnel 60 mm | NS 14/23, Boro 3.3 |  | 96 | 1 | 1 | 9.24
4008434 | Powder funnel 80 mm | NS 19/26, Boro 3.3 |  | 96 | 1 | 1 | 11.26
4008435 | Powder funnel 100 mm | NS 24/29, Boro 3.3 |  | 96 | 1 | 1 | 14.46
4008436 | Powder funnel 120 mm | NS 29/32, Boro 3.3 |  | 96 | 1 | 1 | 18.69
4008437 | Filter flask 100ml, with glass nozzle, | Erlenmeyer shaped |  | 699 | 1 | 1 | 9.45
4008438 | Filter flask 2000ml, with glass nozzle | Erlenmeyer shaped |  | 699 | 1 | 1 | 41.26
4008439 | filter flask - glass - PP side arm - 100ml |  |  | 699 | 1 | 1 | 10.25
4008440 | evaporating dish tong - stainless steel - 300 mm |  |  | 137 | 1 | 1 | 16.98
4008441 | crucible tong - approx.300mm |  |  | 137 | 1 | 1 | 7.25
4008445 | LLG-Macro spoon spatula 120 mm | 18/10 steel |  | 111 | 1 | 1 | 3
4008446 | LLG-Macro spoon spatula 250 mm | 18/10 steel |  | 111 | 1 | 1 | 6.3
4008447 | LLG-Macro spoon spatula 300 mm | 18/10 steel |  | 111 | 1 | 1 | 8.06
4008448 | Round grooved spatula 150 mm | 18/10 steel |  | 110 | 1 | 1 | 3.75
4008449 | Round grooved spatula 180 mm | 18/10 steel |  | 110 | 1 | 1 | 3.8
4008450 | Round grooved spatula 210 mm | 18/10 steel |  | 110 | 1 | 1 | 3.88
4008451 | Micro spoon spatula 180 mm | flat and spoon end, 18/10 steel |  | 111 | 1 | 1 | 3.22
4008452 | Double ended spatula 100 mm | type chattaway, 18/10 steel |  | 112 | 1 | 1 | 1.99
4008453 | Double ended spatula 130 mm | type chattaway, 18/10 steel |  | 112 | 1 | 1 | 2.14
4008454 | Spatula double ended 130 mm, straight | stainless steel |  | 112 | 1 | 1 | 1.99
4008455 | Spatula double ended 150 mm, straight | stainless steel |  | 112 | 1 | 1 | 2.27
4008456 | Spatula double ended 185 mm, straight | stainless steel |  | 112 | 1 | 1 | 2.44
4008457 | Spatula double ended 210 mm, straight | stainless steel |  | 112 | 1 | 1 | 3.17
4008458 | Spatula double ended 250 mm, straight | stainless steel |  | 112 | 1 | 1 | 3.53
4008459 | Spatula double ended 300 mm, straight | stainless steel |  | 112 | 1 | 1 | 4.48
4008471 | LLG-Forceps 105 mm, blunt/straight | general use, stainless steel |  | 123 | 1 | 1 | 2.62
4008472 | LLG-Forceps 115 mm, blunt/straight | general use, stainless steel |  | 123 | 1 | 1 | 2.62
4008473 | LLG-Forceps 130 mm, blunt/straight | general use, stainless steel |  | 123 | 1 | 1 | 2.62
4008474 | LLG-Forceps 160 mm, blunt/straight | general use, stainless steel |  | 123 | 1 | 1 | 3.78
4008475 | LLG-Forceps 200 mm, blunt/straight | general use, stainless steel |  | 123 | 1 | 1 | 5.21
4008476 | LLG-Forceps 250 mm, blunt/straight | general use, stainless steel |  | 123 | 1 | 1 | 8.69
4008477 | LLG-Forceps 300 mm, blunt/straight | general use, stainless steel |  | 123 | 1 | 1 | 8.69
4008478 | LLG-Forceps 115 mm, blunt/straight | general use, with tooth, stainless steel |  | 123 | 1 | 1 | 2.62
4008479 | LLG-Forceps 130 mm, blunt/straight | general use, with tooth, stainless steel |  | 123 | 1 | 1 | 2.62
4008480 | LLG-Forceps 145 mm, blunt/straight | general use, with tooth, stainless steel |  | 123 | 1 | 1 | 2.62
4008481 | LLG-Forceps 160 mm, blunt/straight | general use, with tooth, stainless steel |  | 123 | 1 | 1 | 3.78
4008482 | LLG-Forceps, dissecting 105mm, sharp/straight, | stainless steel |  | 124 | 1 | 1 | 2.9
4008483 | LLG-Forceps, dissecting 160mm, sharp/straight | stainless steel |  | 124 | 1 | 1 | 4.63
4008484 | LLG-Forceps, dissecting 200mm, sharp/straight | stainless steel |  | 124 | 1 | 1 | 7.25
4008485 | LLG-Forceps, dissecting 105mm, sharp/curved | stainless steel |  | 124 | 1 | 1 | 4.36
4008486 | Laboratory stand 150 x 300 mm, rectangular | (please select suitable rod) |  | 167 | 1 | 1 | 26.66
4008487 | Laboratory stand 200 x 315 mm, rectangular | (please select suitable rod) |  | 167 | 1 | 1 | 31.42
4008488 | Laboratory stand, foot length 115 mm, triangle | (please select suitable rod) |  | 167 | 1 | 1 | 22.29
4008489 | Laboratory stand, foot length 150 mm, triangle | (please select suitable rod) |  | 167 | 1 | 1 | 28.06
4008490 | Support rod 600 x 12 mm | galvanised steel, with M10 thread |  | 168 | 1 | 1 | 10.13
4008491 | Support rod 1000 x 12 mm | galvanised steel, with M10 thread |  | 168 | 1 | 1 | 12.29
4008492 | Support rod 600 x 12 mm | stainless steel, with M10 thread |  | 168 | 1 | 1 | 19.34
4008493 | Support rod 750 x 12 mm | stainless steel, with M10 thread |  | 168 | 1 | 1 | 22.27
4008494 | Support rod 1000 x 12 mm | stainless steel, with M10 thread |  | 168 | 1 | 1 | 26.17
4008495 | Stopper NS 10/19, PP |  |  | 608 | 1 | 1 | 0.3
4008496 | Stopper NS 12/21, PP |  |  | 608 | 1 | 1 | 0.3
4008497 | Stopper NS 14/23, PP |  |  | 608 | 1 | 1 | 0.38
4008498 | Stopper NS 19/26, PP |  |  | 608 | 1 | 1 | 0.43
4008499 | Stopper NS 24/29, PP |  |  | 608 | 1 | 1 | 0.5
4008500 | Stopper NS 29/32, PP |  |  | 608 | 1 | 1 | 0.6
4008501 | LLG-magnetic bar retriever | l 300mm x Ø 8mm |  | 439 | 1 | 1 | 16.2
4008506 | LLG-Centrifuge tubes 50 ml | PP, graduated, non sterile, with rim | pack of 50 | 646 | 1 | 1 | 12.59
4008510 | Funnel holder, stainless steel | for 140 - 240 mm dia. |  | 98 | 1 | 1 | 32.52
4008512 | Tripod stand, adjustable height | min. 200 mm / max. 300 mm |  | 138 | 1 | 1 | 37.28
4008513 | Spoon - chemical | 25x15mm, length 200mm |  | 110 | 1 | 1 | 5.92
4008514 | Scoop - chemical | 60x25mm, length 200mm |  | 502 | 1 | 1 | 7.05
4008552 | Cell-culture bottles EasyFlask | 175 cm², w.vent/close caps, | sterile, pack of 30 | 1218 | 1 | 1 | 99.87
4008574 | SEALING TAPE RAYON WHITE STERILE | pack of 50 |  | 1208 | 1 | 1 | 114.57
4008582 | Petri dishes 145 x 21 mm | 250 ml, PS, steril | pack of 80 | 1242 | 1 | 1 | 127.07
4008599 | Lid, Universal Clear, PS, Sterile | pack of 60 |  | 1208 | 1 | 1 | 149.99
4008606 | 96V WITH LID SI MICROWELL PLATE | pack of 50 |  | 1207 | 1 | 1 | 153.39
4008608 | InVitro 1.2X roller bottles 1050 cm² | PETG, sterile, smooth surface, non-vented cap, | standard, pack of 20 | 1226 | 1 | 1 | 151.97
4008624 | InVitro 1.2X roller bottles 1050 cm² | PETG, sterile, smooth surface, non-vented cap, | standard, pack of 4x5 | 1226 | 1 | 1 | 161.92
4008625 | Cell-culture bottles EasyFlask | 225 cm², w.vent/close cap, sterile | pack of 30 | 1218 | 1 | 1 | 161.35
4008637 | Standard jars 12.5 ml, PS | w/o.lid, 29x27 mm, | pack of 1000 | 43 | 1 | 1 | 164.57
4008649 | MW 96F MEDISORP STRAIGHT | pack of 60 |  | 1207 | 1 | 1 | 166.65
4008650 | MW 96F MULTISORP STRAIGHT | pack of 60 |  | 1207 | 1 | 1 | 166.65
4008655 | NUNC UPCELL 6 MD TC W/LID 1/6 | pack of 6 |  | 1220 | 1 | 1 | 182.94
4008656 | NUNC UPCELL 12 MD TC W/LID 1/6 | pack of 6 |  | 1220 | 1 | 1 | 182.94
4008657 | NUNC UPCELL 24 MD TC W/LID 1/6 | pack of 6 |  | 1220 | 1 | 1 | 184.07
4008658 | NUNC UPCELL 48 MD TC W/LID 1/6 | pack of 6 |  | 1220 | 1 | 1 | 185.21
4008674 | InVitro 1.2X roller bottles 1050 cm² | PETG, sterile, smooth surface, vented cap, | standard vented, pack of 4x5 | 1226 | 1 | 1 | 191.74
4008713 | NUNC HYDROCELL 96U MW TC W/LID | pack of 8 |  | 1207 | 1 | 1 | #N/A
4008715 | F96-MicroWell plates, clear | PS, w/o lid, straight, w/o barcode, | untreated, sterile, pack of 180 | 1221 | 1 | 1 | 219.44
4008721 | CELL FACTORY EASYFILL 1-TRAY | pack of 6 |  | 1225 | 1 | 1 | 217.43
4008723 | 96W NGP NON-TREATED STERILE WITH LID | pack of 50 |  | 1222 | 1 | 1 | 234.16
4008724 | NUNC UPCELL 96F MW TC W/LID 1/8 | pack of 8 |  | 1220 | 1 | 1 | 238.34
4008740 | InVitro 2X roller bottles 1700 cm² | PETG, sterile, pleated surface, non-vented cap, | expanded surface, pack of 20 | 1226 | 1 | 1 | 243.04
4008750 | Standard jars 50 ml, PS | w/o.lid, 49x41 mm | pack of 800 | 43 | 1 | 1 | 248.18
4008753 | BLACK 384 OPT BOT NONTREATED | pack of 30 |  | 1222 | 1 | 1 | 246.7
4008763 | NUNC UPCELL 10 CM D TC W/LID 1/6 | pack of 6 |  | 1220 | 1 | 1 | 274.93
4008764 | UPCELL W/GRID 10 CM D TC W/LID 1/6 | pack of 6 |  | 1220 | 1 | 1 | 274.93
4008767 | 96F TC NUNCLON D STRAIGHT W/O LID |  |  | 1221 | 1 | 1 | 266.39
4008768 | 96U TC NUNCLON D STRAIGHT W/LID | pack of 160 |  | 1207 | 1 | 1 | 349.76
4008772 | 96W NGP NUNCLON D STERILE WITH LID | pack of 50 |  | 1222 | 1 | 1 | #N/A
4008779 | CELL FACTORY EASYFILL 10-TRAYS | pack of 2 |  | 1225 | 1 | 1 | 269.53
4008780 | 96F UNTREAT BARCOD STRAIGHT W/O LID | pack of 180 |  | 1207 | 1 | 1 | 280.15
4008786 | CELL FACTORY EASYFILL 2-TRAYS | pack of 6 |  | 1225 | 1 | 1 | 277.45
4008797 | InVitro 2.5X roller bottles 2100 cm² | PETG, sterile, pleated surface, non-vented cap, | expanded surface, pack of 4x5 | 1226 | 1 | 1 | 301.84
4008802 | 96F POLYSORP STRAIGHT W/O LID |  |  | 1207 | 1 | 1 | 303.76
4008806 | CELL FACTORY EASYFILL 4-TRAYS | pack of 4 |  | 1225 | 1 | 1 | 304.63
4008809 | InVitro 1XL roller bottles 1800 cm² | PETG, sterile, smooth surface, non-vented cap, | standard long, pack of 22 | 1226 | 1 | 1 | 324.06
4008812 | InVitro 2.5X roller bottles 2100 cm² | PETG, sterile, pleated surface, non-vented cap, | expanded surface, pack of 4x5 | 1226 | 1 | 1 | 321.45
4008824 | Lid, 28 mm, PE | for 12,5 -20 -30 ml standard jars | 9.402 012, -020, -030, pack of 4000 | 43 | 1 | 1 | 344.97
4008825 | Lid, 41 mm, PE | for 50 ml standard jars 9.402 050 | pack of 2400 | 43 | 1 | 1 | 345.92
4008838 | 0,5 ML. CRYOBANK VIAL NON-CODED | pack of 10 |  | 704 | 1 | 1 | #N/A
4008843 | 1,0 ML. CRYOBANK VIAL NON-CODED | pack of 10 |  | 704 | 1 | 1 | #N/A
4008850 | 6 WELL MULTIDISH POLY-LYSINE | pack of 20 |  | 1220 | 1 | 1 | 417.09
4008852 | 96 WELL OBP WHITE POLYMER BOTTOM CC |  |  | 1222 | 1 | 1 | 403.42
4008858 | 96 WELL CLEAR POLY-D-LYSINE | pack of 20 |  | 1221 | 1 | 1 | 392.88
4008866 | 96 WELL CLEAR COLLAGEN I | pack of 20 |  | 1221 | 1 | 1 | 413
4008874 | 6 WELL MULTIDISH COLLAGEN I | pack of 20 |  | 1220 | 1 | 1 | 456.82
4008944 | Standard jars 20 ml, PS | w/o.lid, 41x27 mm, | pack of 2400 | 43 | 1 | 1 | 449.41
4008945 | 75CM2 POLYDLYSINE COATED EZ FLASK | pack of 30 |  | 1218 | 1 | 1 | 447.47
4008951 | WHITE 384 OPT BOT NONTREATED | pack of 30 |  | 1222 | 1 | 1 | 454.73
4008952 | CryoTubes 4.5 ml, PP/PE, clear | height 91 mm, Ø 12.5 mm, with external thread, | round, with starfood, sterile, | 703 | 1 | 1 | 464.75
4009004 | BLACK 384 OPT BOT CC LID SI | pack of 30 |  | 1222 | 1 | 1 | 475.25
4009009 | 96U UNTREATED STRAIGHT W/LID | pack of 160 |  | 1207 | 1 | 1 | 336.35
4009010 | 96F MAXISORP BARCO STRAIGHT W/O LID | pack of 180 |  | 1207 | 1 | 1 | 488.4
4009011 | NUNC UPCELL 3,5CM D TC W/LID 5/30 | pack of 30 |  | 1220 | 1 | 1 | 523.87
4009018 | WHITE 384 OPT BOT CC LID SI | pack of 30 |  | 1222 | 1 | 1 | 534.78
4009033 | 96W NGP NON-TREATED NON-STERILE WITH LID | pack of 160 |  | 1222 | 1 | 1 | 585.38
4009034 | 4 WELL DISH NUNCLN STR W/LID | pack of 100 |  | 1220 | 1 | 1 | 569.67
4009036 | InVitro 5X roller bottles 4200 cm² | PETG, sterile, pleated surface, non-vented cap, | expanded surface, pack of 22 | 1226 | 1 | 1 | 586.62
4009043 | 25CM2 POLYDLYSINE COATED EZ FLASK | pack of 60 |  | 1218 | 1 | 1 | 634
4009044 | 25CM2 COLLAGEN FLASK COATED EZ FLASK | pack of 60 |  | 1218 | 1 | 1 | 634
4009045 | 8 WELL DISH NUNCLN STR W/LID | pack of 100 |  | 1220 | 1 | 1 | 604.4
4009049 | NUNC UPCELL 6CM D TC W/LID 5/30 | pack of 30 |  | 1220 | 1 | 1 | 651.86
4009050 | UPCELL W/GRID 6 CM D TC W/LID 5/30 | pack of 30 |  | 1220 | 1 | 1 | 651.86
4009087 | CryoTubes 1.0 ml, PP/PE, clear | height 41 mm, Ø 12.5 mm, with external thread, | conical, with starfood, sterile, | 703 | 1 | 1 | 699.4
4009096 | 96W NGP NUNCLON DELTA STERILE W/O LID | pack of 160 |  | 1222 | 1 | 1 | 719.41
4009101 | CELL FACTORY 4 SI | pack of 10 |  | 1225 | 1 | 1 | 726.6
4009104 | Standard jars 30 ml, PS | w/o.lid, 60x27 mm, | pack of 1200 | 43 | 1 | 1 | 747.6
4009122 | 175CM2 POLYDLYSINE COATED EZ FLASK | pack of 30 |  | 1218 | 1 | 1 | 893.77
4009123 | 175CM2 COLLAGEN I COATED EZ FLASK | pack of 30 |  | 1218 | 1 | 1 | 893.77
4009142 | Cryo Flex tube, PE | 500 x 14 mm, pack of 300 |  | 703 | 1 | 1 | 963.55
4009190 | Heratherm® Compact Incubator IMC18 | 18 L |  | 802 | 1 | 1 | 718
4009191 | INCUBATOR GP 60L 230V - IGS60 |  |  | 800 | 1 | 1 | 1245.48
4009192 | INCUBATOR GP 100L 230V - IGS100 |  |  | 800 | 1 | 1 | 1756.11
4009193 | INCUBATOR GP 180L 230V - IGS180 |  |  | 800 | 1 | 1 | 2435.93
4009194 | INCUBATOR AP 60L 230V - IMH60 |  |  | 801 | 1 | 1 | 1915.11
4009195 | INCUBATOR AP 100L 230V - IMH100 |  |  | 801 | 1 | 1 | 2550.08
4009196 | INCUBATOR AP 180L 230V - IMH180 |  |  | 801 | 1 | 1 | 3645.74
4009197 | INCUBATOR APS 60L 230V - IMH60-S |  |  | 801 | 1 | 1 | 2323.81
4009198 | INCUBATOR APS 100L 230V - IMH100-S |  |  | 801 | 1 | 1 | 2937.38
4009199 | INCUBATOR APS 180L 230V - IMH180-S |  |  | 801 | 1 | 1 | 4069.73
4009200 | INCUBATOR AP 60L SS 230V - IMH60 SS |  |  | 801 | 1 | 1 | 2097.55
4009201 | INCUBATOR AP 100L SS 230V - IMH100 SS |  |  | 801 | 1 | 1 | 2778.38
4009202 | INCUBATOR AP 180L SS 230V - IMH180 SS |  |  | 801 | 1 | 1 | 3910.73
4009203 | INCUBATOR APS 60L SS 230V - IMH60-S SS |  |  | 801 | 1 | 1 | 2481.79
4009204 | INCUBATOR APS 100L SS 230V - IMH100-S SS |  |  | 801 | 1 | 1 | 3163.65
4009205 | INCUBATOR APS 180L SS 230V - IMH180-S SS |  |  | 801 | 1 | 1 | 4363.26
4009206 | OVEN GP 60L 230V - OGS60 |  |  | 791 | 1 | 1 | 1077.31
4009207 | OVEN GP 100L 230V - OGS100 |  |  | 791 | 1 | 1 | 1586.92
4009208 | OVEN GP 180L 230V - OGS180 |  |  | 791 | 1 | 1 | 2153.6
4009209 | OVEN GP 60L 230V - OMS60 |  |  | 791 | 1 | 1 | 1417.73
4009210 | OVEN GP 100L 230V - OMS100 |  |  | 791 | 1 | 1 | 1982.38
4009211 | OVEN GP 180L 230V - OMS180 |  |  | 791 | 1 | 1 | 2710.1
4009212 | OVEN AP 60L 230V - OGH60 |  |  | 792 | 1 | 1 | 1644
4009213 | OVEN AP 100L 230V - OGH100 |  |  | 792 | 1 | 1 | 2143.41
4009214 | OVEN AP 180L 230V - OGH180 |  |  | 792 | 1 | 1 | 2710.1
4009215 | OVEN AP 60L SS 230V - OGH60 SS |  |  | 792 | 1 | 1 | 1800.96
4009216 | OVEN AP 100L SS 230V - OGH100 SS |  |  | 792 | 1 | 1 | 2368.66
4009217 | OVEN AP 180L SS 230V - OGH180 SS |  |  | 792 | 1 | 1 | 2993.44
4009218 | OVEN AP 60L 230V - OMH60 |  |  | 792 | 1 | 1 | 2037.41
4009219 | Oven AP | 100 L, 230V - OMH100 |  | 792 | 1 | 1 | 2702.96
4009220 | OVEN AP 180L 230V - OMH180 |  |  | 792 | 1 | 1 | 3502.03
4009221 | OVEN AP 60L SS 230V - OMH60 SS |  |  | 792 | 1 | 1 | 2199.47
4009222 | OVEN AP 100L SS 230V - OMH100 SS |  |  | 792 | 1 | 1 | 2890.5
4009223 | OVEN AP 180L SS 230V - OMH180 SS |  |  | 792 | 1 | 1 | 3787.41
4009224 | OVEN APS 60L 230V - OGH60-S |  |  | 793 | 1 | 1 | 1819.3
4009225 | OVEN APS 100L 230V - OGH100-S |  |  | 793 | 1 | 1 | 2380.89
4009226 | OVEN APS 180L 230V - OGH180-S |  |  | 793 | 1 | 1 | 3003.63
4009227 | OVEN APS 60L SS 230V - OGH60-S SS |  |  | 793 | 1 | 1 | 1989.51
4009228 | OVEN APS 100L SS 230V - OGH100-S SS |  |  | 793 | 1 | 1 | 2595.94
4009229 | OVEN APS 180L SS 230V - OGH180-S SS |  |  | 793 | 1 | 1 | 3275.76
4009230 | OVEN APS 60L 230V - OMH60-S |  |  | 793 | 1 | 1 | 2232.08
4009231 | OVEN APS 100L 230V - OMH100-S |  |  | 793 | 1 | 1 | 2937.38
4009232 | OVEN APS 180L 230V - OMH180-S |  |  | 793 | 1 | 1 | 3843.46
4009233 | OVEN APS 60L SS 230V - OMH60-S SS |  |  | 793 | 1 | 1 | 2402.29
4009234 | OVEN APS 100L SS 230V - OMH100-S SS |  |  | 793 | 1 | 1 | 3163.65
4009235 | OVEN APS 180L SS 230V - OMH180-S SS |  |  | 793 | 1 | 1 | 4125.79
4009236 | SHELF FOR 60L GRAVITY CONVECTION OVENS |  |  | 793 | 1 | 1 | 89.9
4009237 | SHELF FOR 100L GRAVITY CONVECTION OVENS |  |  | 793 | 1 | 1 | 108.44
4009238 | SHELF FOR 180L GRAVITY CONVECTION OVENS |  |  | 793 | 1 | 1 | 136.63
4009239 | SHELF FOR 60L MECHANICAL CONVECTION OVENS |  |  | 793 | 1 | 1 | 89.9
4009240 | SHELF FOR 100L MECHANICAL CONVECTION OVENS |  |  | 793 | 1 | 1 | 108.68
4009241 | SHELF FOR 180L MECHANICAL CONVECTION OVENS |  |  | 793 | 1 | 1 | 136.63
4009246 | Stacking kit 60 L model |  |  | 793 | 1 | 1 | 150.17
4009247 | Stacking kit 100 L model |  |  | 793 | 1 | 1 | 178.49
4009248 | Stacking kit 180 L model |  |  | 793 | 1 | 1 | 189.12
4009249 | SUPPORT STAND W COASTERS 60L MODELS |  |  | 793 | 1 | 1 | 365.79
4009250 | SUPPORT STAND W COASTERS 100L MODELS |  |  | 793 | 1 | 1 | 390.7
4009251 | SUPPORT STAND W COASTERS 180L MODELS |  |  | 793 | 1 | 1 | 439.4
4009256 | Shelf for 18 L Compact Incubator |  |  | 802 | 1 | 1 | 44.33
4009327 | 13X11 COMB. PLATFORM |  |  | 819 | 1 | 1 | 241.48
4009329 | COMBO PLTF FOR 3518/3520 |  |  | 819 | 1 | 1 | 400.02
4009330 | 18X18 COMB. PLATFORM |  |  | 819 | 1 | 1 | 381.73
4009331 | DUAL TIER COMBO PLTF DISASSEM |  |  | 819 | 1 | 1 | 1386.29
4009332 | Clamp for 25 ml Erlenmeyer flask |  |  | 819 | 1 | 1 | 34.09
4009333 | Clamp for 125 ml Erlenmeyer flask |  |  | 819 | 1 | 1 | 34.82
4009334 | Clamp for 300 ml Erlenmeyer flask |  |  | 819 | 1 | 1 | 45.4
4009335 | Clamp for 2000 ml Erlenmeyer flask |  |  | 819 | 1 | 1 | 82.86
4009336 | Clamp for 4000 ml Erlenmeyer flask |  |  | 819 | 1 | 1 | 108.72
4009337 | Clamp for 6000 ml Erlenmeyer flask |  |  | 819 | 1 | 1 | 155.1
4009338 | Clamp for 2500 ml Culture flask | low form |  | 819 | 1 | 1 | 145.82
4009339 | Clamp for 2800 ml Fernbach flask |  |  | 819 | 1 | 1 | 99.42
4009340 | Clamp for Microplate-/Deep-well plate |  |  | 819 | 1 | 1 | 36.58
4009341 | Angle tube rack, red | 6x6 boring, 10-13 mm, | half size | 820 | 1 | 1 | 302.45
4009342 | Angle tube rack, orange | 6x12 boring, 14-16 mm, | full size | 820 | 1 | 1 | 296.36
4009343 | Angle tube rack, red | 6x6 boring, 14-16 mm, | half size | 820 | 1 | 1 | 296.36
4009344 | Angle tube rack, white | 4x10 boring, 17-20 mm, | full size | 820 | 1 | 1 | 295.14
4009345 | Angle tube rack, white | 4x5 boring, 17-20 mm, | half size | 820 | 1 | 1 | 306.11
4009346 | Angle tube rack, blue | 4x10 boring, 21-25 mm, | full size | 820 | 1 | 1 | 298.8
4009347 | Angle tube rack, blue | 4x5 boring, 21-25 mm, | half size | 820 | 1 | 1 | 297.58
4009348 | Angle tube rack, green | 3x8 boring, 26-30 mm, | full size | 820 | 1 | 1 | 295.14
4009349 | Angle tube rack, green | 3x3 boring, 26-30 mm, | half size | 820 | 1 | 1 | 298.8
4009350 | Rack for 1.5 ml micro tubes | 8x12 boring, blue |  | 820 | 1 | 1 | 306.11
4009351 | Rack for 1.5 ml micro tubes | 4x6 boring, white | half size | 820 | 1 | 1 | 314.65
4009494 | Universal Platform w/o clamps |  |  | 819 | 1 | 1 | 816.63
4009506 | Adhesive flask mat, 21x21 cm |  |  | 820 | 1 | 1 | 57.3
4009781 | Camber furnace K 114 | 230V, digicon + fan |  | 826 | 1 | 1 | 4546.33
4009784 | SAMPLE TRAY 2X30X415X460 AL F.VT6130 |  |  | 796 | 1 | 1 | 253.67
4009785 | SAMPLE TRAY 1.5X30X415X460 1.4571 VT61 |  |  | 796 | 1 | 1 | 267.09
4009786 | SAMPLE TRAY 2 X30X295X380 AL VT6060 |  |  | 796 | 1 | 1 | 217.08
4009788 | Chamber Furnace K 114 | digicon, fresh air, 230V |  | 826 | 1 | 1 | 4858.06
4009790 | Chamber Furnace K 114 | 230V, thermicon P + exhaust fan |  | 826 | 1 | 1 | 5232.34
4009791 | Glazed Term M 104 | TMR, fan, freshair, | 230V | 826 | 1 | 1 | 7078.54
4009806 | M 110 MFL FRNCE DIGICON TIMER FAN 230V |  |  | 826 | 1 | 1 | 7851.41
4009808 | M 110 MUFFLE FURNACE DIGICON TMR 230V |  |  | 826 | 1 | 1 | 6565.63
4009809 | Glazed Therm M 104 G | P fan fresh air, 230V |  | 826 | 1 | 1 | 7829.31
4009986 | STAND AFS 118, FOR SEATED WORKSTATIONS |  |  | 1240 | 1 | 1 | 901.33
4009987 | FLOOR STAND AFS 212, HEIGHT-ADJUSTABLE |  |  | 1240 | 1 | 1 | 1041.48
4009988 | FLOOR STAND AFS 218, HEIGHT-ADJUSTABLE |  |  | 1240 | 1 | 1 | 1206.06
4009989 | FLOOR STAND AFS 312, EL.HEIGHT-ADJU 230V |  |  | 1240 | 1 | 1 | 4516.95
4009990 | FLOOR STAND AFS 318,EL. HEIGHT-ADJU 230V |  |  | 1240 | 1 | 1 | 5445.28
4009992 | SOLENOID VALVE FOR GASEOUS SUBSTANCES |  |  | 1240 | 1 | 1 | #N/A
4010001 | RETROFIT KIT UV RADIATOR 230V ADVAN SERI |  |  | 1240 | 1 | 1 | 748.5
4010028 | Low-Temp. incubator | 230V, 50HZ |  | 809 | 1 | 1 | #N/A
4010029 | Shelf for BK 800 |  |  | 809 | 1 | 1 | 0
4010033 | MSC ADVANTAGE 1.8 |  |  | 1239 | 1 | 1 | 12460.5
4010047 | MSC ADVANTAGE 0.9 |  |  | 1239 | 1 | 1 | 9581.64
4010048 | MSC ADVANTAGE 1.5 |  |  | 1239 | 1 | 1 | 12082.48
4010053 | Temperature controller Eurotherm 2404/P4 | .F.B./UB, with RS422/485 Temp. ctrl. | 4 prog. A 16 steps | 797 | 1 | 1 | 2839.54
4010066 | CHAMBER PTFE-COATED VT 6130 M |  |  | 797 | 1 | 1 | 4940.38
4010098 | UV IRRADIATOR |  |  | 1240 | 1 | 1 | 401.45
4010227 | 30X18 COMB. PLATFORM |  |  | 819 | 1 | 1 | 878.09
4010228 | 36X24 COMB. PLATFORM |  |  | 819 | 1 | 1 | 1231.53
4010229 | Clamp for 10 ml Erlenmeyer flask |  |  | 819 | 1 | 1 | 32.18
4010230 | Clamp for 50 ml Erlenmeyer flask |  |  | 819 | 1 | 1 | 36.29
4010231 | Clamp for 250 ml Erlenmeyer flask |  |  | 819 | 1 | 1 | 42.31
4010232 | Clamp for 500 ml Erlenmeyer flask |  |  | 819 | 1 | 1 | 48.78
4010233 | Clamp for 1000 ml Erlenmeyer flask |  |  | 819 | 1 | 1 | 61.71
4010234 | Angle tube rack, red | 6x12 boring, 10-13 mm, | full size | 820 | 1 | 1 | 301.24
4011052 | MaxQ-4450 SHKR 11X13 MINI ANALOG, 240V |  |  | 818 | 1 | 1 | #N/A
4011053 | MaxQ-4450 SHAKER ANALOG W/COOL COIL 240V |  |  | 818 | 1 | 1 | #N/A
4011054 | MaxQ 5000 SHKR FLOOR ENVIRON ANALOG 240 |  |  | 818 | 1 | 1 | #N/A
4011055 | MaxQ 5000 SHKR FLOOR REFRIG ANALOG 240 |  |  | 818 | 1 | 1 | #N/A
4011063 | MaxQ-4450 SHKR 11X13 MINI DIGITAL, 240V |  |  | 818 | 1 | 1 | 5675.78
4011064 | MaxQ-4450 SHAKER DIGITAL W/COOL COIL 240 |  |  | 818 | 1 | 1 | 5951.28
4011065 | MaxQ 5000 SHKR FLOOR ENVIRON DIGITAL 240 |  |  | 818 | 1 | 1 | 14147.19
4011066 | MaxQ 5000 SHKR FLOOR REFRIG DIGITAL 240 |  |  | 818 | 1 | 1 | 16072.41
4011067 | MaxQ 6000 Incubated Shaker - Digital |  |  | 819 | 1 | 1 | 10099.18
4011068 | MaxQ 6000 Refrigerated Shaker - Digital |  |  | 819 | 1 | 1 | 11365.83
4011070 | MaxQ 8000 Digital Orbital Incub. Stackable Shaker |  |  | 820 | 1 | 1 | 13502.89
4011071 | MaxQ 8000 Digital Orbital Refrig.Stackable Shaker |  |  | 820 | 1 | 1 | 16097.66
4011122 | Electric Bunsen burner BA 6101/C | element temperatures 800-1000°C | with controller, 230V 50/60Hz, 480w | 135 | 1 | 1 | Refer to Cope
4013108 | Disperser POLYTRON® PT-MR 2500 E | 230V (with EU-plug) package with ST-P20/600, | drive holder, vessel holder, safety pos. Ring | 549 | 1 | 1 | #N/A
4652643 | KIMTECH® Pure*G3 gloves size 6 | Latex, sterile, hand specific, | 30 cm, pack of 10x20 | 1052 | 1 | 1 | 411.87
4652645 | KIMTECH® Pure*G3 gloves size 7.5 | STERLING* Nitrile, grey, hand specific, 30 cm | pack of 10x30 | 1052 | 1 | 1 | 332.7
4652758 | Adapter for single-use syringe | with tip-ejector |  | 1233 | 1 | 1 | Refer to Cope
4653267 | Stand made of plastic, black, | for mobile flame sterilizer or cartridges |  | 85 | 1 | 1 | 20.15
4653858 | Funnel with lid, big with new lid, GL45 | conductive with removable sieve and earthing | cable | 251 | 1 | 1 | 295.57
4653906 | KIMTECH Science* A7 P+ Lab coat, | size S, white, pack of 15 |  | 230 | 1 | 1 | 94.69
4653907 | KIMTECH SCIENCE* A7 P+ Lab coat, | size M, white, pack of 15 |  | 230 | 1 | 1 | 94.69
4653908 | KIMTECH® Science* A7 P+ Lab coat | size L, white, pack of 15 |  | 230 | 1 | 1 | 94.69
4653909 | KIMTECH Science* A7 P+ Lab coat | size XL, white, pack of 15 |  | 230 | 1 | 1 | 94.69
4653910 | KIMTECH Science* A7 P+ Lab coat | size XXL, white, pack of 15 |  | 230 | 1 | 1 | 94.69
4653931 | Dispersing element S 25 - KR - 18 G , Ø18 mm |  |  | 554 | 1 | 1 | Refer to Cope
4653932 | Dispersing element S 25 - KR - 25 G , Ø25 mm |  |  | 554 | 1 | 1 | Refer to Cope
4653933 | Dispersing element S 25 - KR - 18 G - ST , | saw-tooth, Ø18 mm |  | 554 | 1 | 1 | Refer to Cope
4653934 | Dispersing element S 25 - KR - 25 G - ST , | saw-tooth, Ø25 mm |  | 554 | 1 | 1 | Refer to Cope
4653935 | Dispersing element S 25 - KR - 25 F , Ø25 mm |  |  | 554 | 1 | 1 | Refer to Cope
4653936 | Dispersing element S 50 KG - HH - G 45 G, FDA , | Ø45 mm |  | 555 | 1 | 1 | Refer to Cope
4653937 | Dispersing element S 50 KG - HH - G 45 G - ST, FDA | , Ø45 mm |  | 555 | 1 | 1 | Refer to Cope
4653938 | Dispersing element S 50 KG - HH - G 45 M, FDA , | Ø45 mm |  | 555 | 1 | 1 | Refer to Cope
4653939 | Dispersing element S 50 KG - HH - G 45 F, FDA , | Ø45 mm |  | 555 | 1 | 1 | Refer to Cope
4653943 | Analytical mill A 10 basic |  |  | 538 | 1 | 1 | Refer to Cope
4653944 | Abrasion set A-MMT 40.100 | for MMT 40.1 A-MMT 40.100 incl. 100 sealings, | 10 stirrer, and 10 couplings | 537 | 1 | 1 | Refer to Cope
4655158 | Autoclave HMT 230 FA -R | tabletop unit, with recorder, | chamber volume: 16l | 1096 | 1 | 1 | 4633.22
4655159 | Autoclave HMT 260 FA -R | tabletop unit, with recorder, | chamber volume: 24l | 1096 | 1 | 1 | 5802.13
4655160 | Autoclave 230 MA | tabletop unit | chamber volume: 16l | 1096 | 1 | 1 | 4930
4655161 | Autoclave 230 MA -R | tabletop unit with recorder | chamber volume: 16l | 1096 | 1 | 1 | 5244.93
4655162 | Autoclave HMT 260 MA | tabletop unit | chamber volume: 24l | 1096 | 1 | 1 | 6177.63
4655163 | Autoclave HMT 260 MA -R | tabletop unit with recorder, | chamber volume: 24l | 1096 | 1 | 1 | 6486.51
4655164 | Autoclave HMT 300 MA | tabletop unit | chamber volume: 40l | 1096 | 1 | 1 | 8672.9
4655165 | Autoclave HMT 300 MA -R | tabletop unit with recorder | chamber volume: 40l | 1096 | 1 | 1 | 8987.84
4655166 | Autoclave HMT 260 MB | tabletop unit B-Class | chamber volume: 24l | 1096 | 1 | 1 | 7437.38
4655171 | All-purpose Swab 150mm, round tip | head polyester/nylon microfiber, 4.7 x 5.4 mm, | handle PP, pack of 125 | 1055 | 10 | 1 | 67.77
4656048 | Microwave Severin MW 9721 si/sw | 700 W, 20 L cooking chamber, | silver / black | 786 | 1 | 1 | #N/A
6005993 | Crucibles lid | 26mmØ porcelain |  | 106 | 1 | 1 | See Cope Price List CX415-22
6018346 |  |  |  | 938 | 1 | 1 | Refer to Cope
6018347 |  |  |  | 938 | 1 | 1 | Refer to Cope
6049748 | Centrifuge tubes 50ml, PP | conical, 30x115mm, sterile, | blue grad., in bag, pack of 300 | 648 | 1 | 1 | 141.07
6050012 | PH combination electrodes with | cable and BNC connection |  | 279 | 1 | 1 | See Cope Price List PJ857-05
6050054 | Hand centrifuge 1011 | without rotor |  | 636 | 1 | 1 | 196.95
6050131 | LLG-Safety net SN 40 | from PE: for ø: 20-40 mm, | yellow, roll of 5 mtr. | 60 | 1 | 1 | 22.89
6050132 | LLG-Safety net SN 60 | from PE: for ø: 30-60 mm, | green, roll of 5 mtr. | 60 | 1 | 1 | 26.45
6050133 | LLG-Safety net SN 100 | from PE: for ø: 50-100 mm, | red, roll of 5 mtr. | 60 | 1 | 1 | 24.83
6050151 | Multiplates, 4 wells | PS, Nunclon, flat bottom, | with lid, sterile, pack of 120 | 1220 | 1 | 1 | 189.03
6050155 | Diffusion sampler ORSA 5 | pack of 5 |  | 1103 | 1 | 1 | 120.01
6050160 | Microliter syringe 7105 KH | 5 µl (24/70/3) |  | 1355 | 1 | 1 | 106.28
6050329 |  |  |  | 533 | 1 | 1 | 12.74
6050553 | Test tubes hydrogen sulfide | pack of 10 CH 29101 100/a |  | 1104 | 1 | 1 | 83.43
6050554 | Test tubes carbon dioxide 5/a | pack of 10 |  | 1104 | 1 | 1 | 105.1
6050586 | ***after clearance sale see item 4654554*** | Grid divider 12x12 for LLG-Cryobox | H=25mmb, from cardboard, | 705 | 1 | 1 | #N/A
6050640 |  |  |  | 196 | 1 | 1 | 25.71
6050827 | Volumetric pipette 10 ml, class AS | AR-clear soda glass, brown graduated, | conformity-certified | 844 | 1 | 1 | 6.6
6050915 | Dissolver stirrer DS 4, Ø 60x8 wave | length 550mm, rectangular to wave |  | 452 | 1 | 1 | 250.74
6050962 | Syringe SK-10F-AG-0.63 | 10 µl, pack of 6 |  | 1386 | 1 | 1 | 301.24
6051307 | Finntips FT 10 ml | 2000-10000 µl, pack of 100 |  | 908 | 1 | 1 | 25.69
6051403 | LLG-Snap cap N 18, PE, transparent, closed top | pack of 100 |  | 1344 | 1 | 1 | 3.7
6051579 |  |  |  | 1047 | 1 | 1 | Refer to Cope
6051629 |  |  |  | 498 | 1 | 1 | 171.9
6051813 | Writing tire for hygrothermograph | pack of 100, -10...50°C, 7 days |  | 396 | 1 | 1 | 44.08
6051845 |  |  |  | 1049 | 1 | 1 | Refer to Cope
6051881 | Finntips FT 10 ml | 2000-10000 µl, 5 racks of 24 |  | 908 | 1 | 1 | 55.66
6051958 |  |  |  | 1138 | 1 | 1 | 176.65
6051993 | Finntips FT 10 ml | 2000-10000 µl, pack of 40 |  | 908 | 1 | 1 | 10.88
6052018 | Whirl-Pak® homogenizer bags 130x190 mm | w/o writing field, PE, sterile, | capacity 390 ml, filling volume 260ml, pack of 500 | 512 | 1 | 1 | See Cope Price List MS865-02
6052085 | Petri dishes 145x20mm | PS, non-sterile, | with vents, pack of 120 | 1241 | 1 | 1 | 83.16
6052153 | Discardit II Disposable syringes 2 ml | 2-parts, pack of 100 |  | 1359 | 1 | 1 | 4.18
6052157 | Discardit II Disposable syringes 20 ml | 2-parts, pack of 80 |  | 1359 | 1 | 1 | 9.95
6052163 | Contact dishes 67 x 15 mm | 7,7 ml, PS, steril | pack of 396 | 1242 | 1 | 1 | 195.81
6052519 |  |  |  | 1138 | 1 | 1 | 478.36
6052587 |  |  |  | 154 | 1 | 1 | 4.76
6052588 |  |  |  | 154 | 1 | 1 | 5.01
6052589 |  |  |  | 154 | 1 | 1 | 5.01
6052590 |  |  |  | 154 | 1 | 1 | 5.01
6052591 |  |  |  | 154 | 1 | 1 | 5.01
6052592 |  |  |  | 154 | 1 | 1 | 5.01
6052593 |  |  |  | 154 | 1 | 1 | 5.01
6052594 |  |  |  | 154 | 1 | 1 | 5.01
6052595 |  |  |  | 154 | 1 | 1 | 6.27
6052596 |  |  |  | 154 | 1 | 1 | 6.27
6052598 |  |  |  | 154 | 1 | 1 | 6.27
6052630 | Test tubes hydrogen sulfide 1/c | pack of 10 |  | 1104 | 1 | 1 | 81.06
6052729 | CryoTubes 1,8 ml, PP, sterile, | with cap, internal thread, U-shaped, | with writing area, pack of 500 | 704 | 1 | 1 | 200.26
6052763 | Cells 110-QX, 10mm path length | silica suprasil 300 |  | 1048 | 1 | 1 | Refer to Cope
6052910 | Filter masks | pack of 10 |  | 196 | 1 | 1 | 35.07
6052959 | Volumetric pipette 1 ml, class AS | AR-clear soda glass, brown graduated, | conformity-certified | 844 | 1 | 1 | 3.95
6053383 |  |  |  | 309 | 1 | 1 | 22.49
6053384 | Buffer solution ph 7,01, 500 ml |  |  | 309 | 1 | 1 | 22.49
6053546 |  |  |  | 1026 | 1 | 1 | 30.43
6053602 | Finntips FT 5 ml | 1000-5000 µl, 5 racks of 54 |  | 907 | 1 | 1 | 82.11
6054191 | ***after clearance sale see item 4654555*** | Grid divider 10x10 for LLG-Cryobox | H=25mm, from cardboard, | 705 | 1 | 1 | #N/A
6054193 | CryorTubes 1,0 ml, PP, sterile, | with cap, internal thread, V-shaped, | with wrtiting area, pack of 500 | 704 | 1 | 1 | 208.84
6054343 | Volumetric pipette 50 ml, class AS | AR-clear soda glass, brown graduated, | conformity-certified | 844 | 1 | 1 | 11.16
6054581 | Flow examinier for air with | 10 tubes, blower ball and rubber caps |  | 1102 | 1 | 1 | 103.68
6054658 | CryoTubes 1,8 ml, PP, sterile, | with cap, extrnal thread, U-shaped, | with writing area, pack of 450 | 703 | 1 | 1 | 179.93
6054664 | Tubes, 50 ml, PP, 30x115 mm | pack of 300, sterile |  | 648 | 1 | 1 | 141.33
6054780 |  |  |  | 1137 | 1 | 1 | 2883.41
6054809 | Stailess steel tweezer 250 mm | with silicone-coated tips | for weights 500g to 2kg, for E1 to F1 | 364 | 1 | 1 | 38.62
6055335 | Microliter syringe 750 NR | (22/51/3) 500 µl |  | 1352 | 1 | 1 | 91.83
6055472 | Volumetric pipette 100 ml, class AS | AR-clear soda glass, brown graduated, | conformity-certified | 844 | 1 | 1 | 15.74
6055561 |  |  |  | 1138 | 1 | 1 | 1697.48
6056446 | Muffle furnaces | temperature max 1100°C |  | 825 | 1 | 1 | Refer to Cope
6056477 | Dipping flow cup with 3 mm | brass flow nozzle | "Original FRIKMAR" | 403 | 1 | 1 | 76.9
6056580 |  |  |  | 936 | 1 | 1 | 194.75
6056812 | Teclu safety burner for natural gas | with needle stopping valve and thermo probe | with safety valve | 130 | 1 | 1 | 149.08
6056820 | Volumetric pipette 3 ml, class AS, 2 marks | AR-clear soda glass, brown graduated, | conformity-certified | 844 | 1 | 1 | 8.77
6056856 | Round-bottom Flasks, Two-neck, Side Neck Angled, | C. Neck NS 29/32 Side Neck NS 29/32 |  | 573 | 1 | 1 | 92.88
6056922 | Dipping flow cup with 6 mm | brass flow nozzle | "Original FRIKMAR" | 403 | 1 | 1 | 76.9
6056947 | Finntips FT300, 5-300 µl | pack of 960 |  | 905 | 1 | 1 | 80.6
6057011 |  |  |  | 905 | 1 | 1 | 59.44
6057070 | Scew-in cell R 1/2" | C=0.2, w/o TK |  | 1166 | 1 | 1 | 89.41
6057100 | Volumetric pipette 15 ml, class AS | AR-clear soda glass, brown graduated, | conformity-certified | 844 | 1 | 1 | 8.08
6057101 | Volumetric pipette 30 ml, class AS | AR-clear soda glass, brown graduated, | conformity-certified | 844 | 1 | 1 | 12.17
6057279 | ***after clearance sale see item 6083519*** | LLG-Cryobox 136x136x130mm | white, standard, w/o grid, | 705 | 1 | 1 | #N/A
6057808 |  |  |  | 403 | 1 | 1 | 147.71
6057941 | Kjeldahl-Flasks, Socket NS 29/32 Cap. ml 500 |  |  | 571 | 1 | 1 | 52.45
6058016 | Finntips FT 5 ml | 1000-5000 µl, pack of 3000 |  | 907 | 1 | 1 | 426.5
6058191 | Graduated pipette 10:0.1 ml, 360 mm length | class AS, main point ring graduation, | graduated to top, amber graduated | 848 | 1 | 1 | 4.33
6058370 | Dipping flow cup with 5 mm | brass flow nozzle | "Original FRIKMAR" | 403 | 1 | 1 | 76.9
6059056 |  |  |  | 1049 | 1 | 1 | Refer to Cope
6059364 | Graduated pipette 0.5:0.01 ml, 360 mm length | class AS, main point ring graduation, | graduated to top, amber graduated | 848 | 1 | 1 | 4.16
6059697 |  |  |  | 1049 | 1 | 1 | Refer to Cope
6059699 | Graduated pipette 2:0.02 ml, 360 mm length | class AS, main point ring graduation, | graduated to top, amber graduated | 848 | 1 | 1 | 3.68
6059769 | Muffle furnaces, L 3/11/B180 | upto +1100°C, cap. 3 ltrs |  | 825 | 1 | 1 | Refer to Cope
6059800 | Graduated pipette 5:0.1 ml, 360 mm length | class AS, main point ring graduation, | graduated to top, amber graduated | 848 | 1 | 1 | 4.26
6059899 | Microlitre syringes 701RN | VE=6, 10µl |  | 1352 | 1 | 1 | 311.44
6059957 | Tripod Stand 160 x 230 mm high | zinc plated steel |  | 138 | 1 | 1 | 17.08
6060789 |  |  |  | 1140 | 1 | 1 | 85.97
6070009 |  |  |  | 935 | 1 | 1 | 61.92
6070033 | Stopcocks, Straight Bore with PTFE Plug , NS 12,5 | Bore mm 2,5 |  | 614 | 1 | 1 | 20.38
6070044 | Condenser clamp, range 50-100mm | aneealed cast iron chromium plated |  | 174 | 1 | 1 | 28.19
6070046 | Columns to Vigreux with Removable Glass Jacket, | Eff.L. mm 200 Socket/Cone NS 14/23 |  | 584 | 1 | 1 | 77.6
6070072 |  |  |  | 935 | 1 | 1 | 68.84
6070172 | Tubing, polyethylene 2.00 x 1.00mm | hardness 45 shore D - supplied per meter - |  | 142 | 1 | 1 | 0.6
6070187 |  |  |  | 1103 | 1 | 1 | 243.04
6070228 | Tubing, polyethylene 9.00 x 2.00mm | hardness 45 shore D - supplied per meter - |  | 142 | 1 | 1 | 2.54
6070411 |  |  |  | 716 | 1 | 1 | 622.75
6070424 | Finntips FT 250 univeral | 0,5-250 µl, pack of 500 |  | 905 | 1 | 1 | 32.74
6070542 | Cones, Full Length, NS 5/20 |  |  | 613 | 1 | 1 | 17.23
6070565 | Face protection shield Clearways CV84 A | acetate shield, clear, | for CB14 and CB20 | 192 | 1 | 1 | 11.86
6070616 |  |  |  | 1026 | 1 | 1 | 24.88
6071748 | Volumetric pipette 10 ml, class AS, 2 marks | AR-clear soda glass, brown graduated, | conformity-certified | 844 | 1 | 1 | 10.2
6071767 | Stainless steel thermo plate | for VO 200 |  | 794 | 1 | 1 | 488.48
6071888 |  |  |  | 170 | 1 | 1 | 35.03
6072042 | Teclu safety burner for propane gas | with needle stopping valve and thermo probe | with safety valve | 130 | 1 | 1 | 149.08
6072077 | Iodine Determination Flasks , Cap. ml 100 Socket | NS 29/32 |  | 577 | 1 | 1 | 18.94
6072150 | Cones with angle drip | NS 19/26 |  | 613 | 1 | 1 | 7
6072172 | Dropping Funnels, Cylindrical, with Pressure | Equalizing Tube , Cap. ml 25 Socket/Cone NS | 14/23 | 591 | 1 | 1 | 53.1
6072181 | FoodScoop 500ml | stainless steel |  | 127 | 1 | 1 | See Cope Price List SH220-50
6072288 | Round-bottom Flasks, Two-neck, Side Neck Angled, | C. Neck NS 29/32 Side Neck NS 14/23 |  | 573 | 1 | 1 | 92.79
6072528 | Syringe, SK-5F-AG-0.63 | 5 µl, firm needle, length 42mm | pack of 6 | 1386 | 1 | 1 | 443.93
6072558 | Round-bottom Flasks, Three-neck, Side Necks | Parallel, C. Neck NS 29/32 Side Neck NS 29/32 |  | 574 | 1 | 1 | 225.26
6072615 | Safety mask FFA1P2RD | against gases vapours (up to 50 x TLV) and | particles (up to 12 x TLV) | 196 | 1 | 1 | 29.99
6072628 |  |  |  | 370 | 1 | 1 | 190.74
6072757 |  |  |  | 199 | 8 | 1 | #N/A
6072800 |  |  |  | 938 | 1 | 1 | Refer to Cope
6072920 | Cones with Cone Tip, NS 12/21 |  |  | 613 | 1 | 1 | 4.48
6073056 | Safety mask FFABEKP3RD | against organic, anorganic and acidic gases and | vapours, ammonium and particles (up to 50 x TLV) | 196 | 1 | 1 | 46.03
6073068 | Cones with Cone Tip and Special Tube Dimensions, | NS 60/46 O.D. mm 50x380 |  | 613 | 1 | 1 | 43.59
6073106 |  |  |  | 1049 | 1 | 1 | Refer to Cope
6073183 | Columns to Vigreux with Fixed Vacuum Jacket, | Eff.L. mm 300 Socket/Cone NS 29/32 |  | 584 | 1 | 1 | 164.04
6073246 | Reduction and Expansion Adapters with Ground | Joint, Socket NS 29/32 Cone NS 24/29 |  | 604 | 1 | 1 | 18.24
6073310 | Kjeldahl-Flasks, Socket NS 29/32 Cap. ml 250 |  |  | 571 | 1 | 1 | 48.97
6073481 | Nitrogen Round-bottom Flasks (Schlenk-Flasks), | Socket NS 29/32 Cap. ml 250 Cap. ml 4000 |  | 576 | 1 | 1 | 62.93
6073489 | Gas Washbottles to Drechsel with Screw | Connections, Cap. ml 500 Thread GL 45 |  | 603 | 1 | 1 | 51.86
6073505 | Safety washing bottle 500 ml | narrow neck, PE-LD, GL 25, heptane, | with VENT CAP screw connection | 91 | 1 | 1 | 11.08
6073555 | LLG-Snap ring cap N 11, PE, transparent, center | hole, PTFE red/Silicone white/PTFE red, Hardness: | 45° shore A, Thickness: 1.0 mm, pack of 100pcs | 1341 | 1 | 1 | 29.64
6073833 | LLG-Snap Ring Vial N 11,1,5ml, O.D.: 11.6mm, | outer height: 32 mm, clear, flat bottom, wide | opening, pack of 100 | 1340 | 1 | 1 | 10.33
6074044 | Stand base 315 x 200 mm | steel, powder coated, M10 bore hole, | 8mm thick, with welded feet | 167 | 1 | 1 | 46.09
6074169 | Balance brush size 4 / 9mm | oval |  | 364 | 1 | 1 | 11.84
6074754 | Conductivity Standard 50 | Microsiemens/cm 25°C, 500 ml |  | 326 | 1 | 1 | 118.19
6074805 | Glass beads type S diam. 0.40-0.60 mm | pack of 1 kg, soda-lime-glass |  | 583 | 1 | 1 | 14.1
6075746 | Centrifuge tubes 16x107 mm | 10 ml, PMP, graduated 0,1 ml, | concial, pack of 50 | 647 | 1 | 1 | 34.59
6075807 | Dewar vessel, type SCH 31 CAL | bowl form, 200mm, aluminium coat |  | 717 | 1 | 1 | 491.75
6075814 | Interchangable block QB50 | for 4 tubes, 29 x 50 (diam x depth) |  | 1301 | 1 | 1 | See Cope Price List BK217-40
6075820 | Grid divider 10x10 for LLG-Cryobox | H=30mm, from cardboard, | for tubes up to ca. 12,0 mm Ø | 706 | 1 | 1 | See Cope Price List TP458-67
6076057 | Wall unit for 1 BARIKOS eye wash bottle |  |  | 235 | 1 | 1 | 44.66
6076204 | Burette clamp, aluminium, | with bosshead, d=0-13mm |  | 175 | 1 | 1 | 62.59
6076257 | Bunsen burner for natural gas | with needle valve DIN 30665, air regulation, | pilot flame, max. 1300°C, 1.53 KW | 130 | 1 | 1 | 55.33
6076309 | Ring with bosshead, O.D.:70mm | ring of steel with malleable bosshead, | powder coated | 168 | 1 | 1 | 15.26
6076362 | Flow test tube | UN 3260, 8, II, (E) | pack of 10 | 1102 | 1 | 1 | 65.32
6076481 |  |  |  | 907 | 1 | 1 | 449.45
6076532 | Stand.ground joint stirr.bearing NS 29/32 | 8 mm dia., GL 25, PTFE |  | 591 | 1 | 1 | 34.23
6076639 |  |  |  | 1048 | 1 | 1 | Refer to Cope
6076641 |  |  |  | 1048 | 1 | 1 | Refer to Cope
6076887 |  |  |  | 237 | 1 | 1 | 171.9
6076896 | Finntips 100 | 0.5-100 µl, sterile | 10 racks of 96 | 908 | 1 | 1 | 151.12
6076989 | Finntips FT 5 ml | 1000-5000 µl, pack of 75 |  | 907 | 1 | 1 | 19.34
6077002 | Reagent reservoir, V-shape | 60 ml, for multi-channel pipettes, | autoclavable, pack of 5 | 913 | 1 | 1 | 19.65
6077283 | Petri dishes 100x15 mm | PS, non-sterile, | with vents, pack of 420 | 1241 | 1 | 1 | 97.93
6077361 | Volumetric pipette 8 ml, class AS | AR-clear soda glass, brown graduated, | conformity-certified | 844 | 1 | 1 | 9.8
6077366 | Volumetric pipette 40 ml, class AS | AR-clear soda glass, brown graduated, | conformity-certified | 844 | 1 | 1 | 13.25
6077369 | Stand base 250x160x6 mm | steel, varnished, | thread M10, 1 adjustable foot | 167 | 1 | 1 | 26.76
6077738 | Round-bottom Flasks with Conical Joint, Cap. ml | 3000 Socket NS 29/32 |  | 570 | 1 | 1 | 111.22
6077875 | LLG-Cryobox 136x136x50mm | blue, special, w/o grid, | type A50-1 | 705 | 1 | 1 | 2.82
6077876 | LLG-Cryobox 136x136x50mm | yellow, special, w/o grid, | type A50-1 | 705 | 1 | 1 | 2.82
6077877 | ***after clearance sale see item 9405876*** | Grid divider 10x10 for LLG-Cryobox | H=40mm, from cardboard, | 705 | 1 | 1 | #N/A
6078159 | Measuring cylinder 5 ml, class B, | tall form, short line graduation, | Borosilicate glass, amber graduated | 831 | 1 | 1 | 9.02
6078305 | CryoTubes 1,0 ml, PP, sterile, | with cap, external thread, V-shaped, | with writing area, pack of 500 | 703 | 1 | 1 | 198.36
6078412 | ***after clearance sale see item 6265799*** | Grid divider 9x9 for LLG-Cryobox | H=25mm, from cardboard, | 706 | 1 | 1 | #N/A
6078942 | 3 M-Fine dust mast | pack of 20 |  | 196 | 1 | 1 | 49.01
6079073 | Columns to Vigreux with Removable Glass Jacket, | Eff.L. mm 300 Socket/Cone NS 14/23 |  | 584 | 1 | 1 | 85.03
6079079 | Grid divider 4x4 for LLG-Cryobox | H=65mm, from cardboard, | for tubes up to ca. 30,0 mm Ø | 706 | 1 | 1 | 2.67
6079156 |  |  |  | 936 | 1 | 1 | 194.75
6079157 | Automatic burettes "Pellet" 10:0,02 ml | cl.AS, DURAN, clear, with bottle |  | 936 | 1 | 1 | 194.75
6079307 | Double bosshead turnable 16,5 mm, with thumb screw | angle 0-360°, annealed cast iron chromium plated |  | 170 | 1 | 1 | 22.06
6079397 | Volumetric pipette 2.5 ml, class AS | AR-clear soda glass, brown graduated, | conformity-certified | 844 | 1 | 1 | 6.93
6079477 |  |  |  | 199 | 8 | 1 | #N/A
6079478 |  |  |  | 199 | 1 | 1 | #N/A
6079513 | LLG-Safety net SN 200 | from PE: for ø: 90-200 mm, | yellow, roll of 5 mtr. | 60 | 1 | 1 | 33.52
6079568 | Pestle 140 mm, 28/24 | stainless steel 18/10 |  | 517 | 1 | 1 | 96.51
6079602 | Tubing, polyethylene 2.00 x 0.40mm | hardness 45 shore D - supplied per meter - |  | 142 | 1 | 1 | 0.4
6079648 | Stopcocks, Straight Bore with Solid Glass Plug , | NS 14,5 Bore mm 2,5 |  | 614 | 1 | 1 | 15.79
6079677 | Grid divider 5x5 for LLg-Cryobox | H=65mm, from cardboard, | for tubes up to ca. 24,0 mm Ø | 705 | 1 | 1 | 2.59
6079678 |  |  |  | 1207 | 1 | 1 | 178.39
6079718 | Automatic burettes, Pellet | 10:0.02ml, cl.AS, DURAN®, clear glass, | conformity certified, mit spindle of PTFE | 936 | 1 | 1 | 203.5
6079772 | Chain-clamp universal, range 50-160mm | steel electroplated |  | 174 | 1 | 1 | 26.43
6079786 | ***after clearance sale see item 6700568*** | LLG-Cryobox 133x133x50mm | blue, standard, w/o grid, | 706 | 1 | 1 | #N/A
6079803 | Glass beads type S diam. 0.09-0.15 mm | pack of 1 kg, soda-lime-glass |  | 583 | 1 | 1 | 6.3
6079832 | Reduction and Expansion Adapters with Ground | Joint, Socket NS 34/35 Cone NS 29/32 |  | 604 | 1 | 1 | 30.06
6080098 | Dipping flow cups TA, aluminum | with fixed nozzle 6 mm, DIN 53211 |  | 403 | 1 | 1 | 131.46
6080130 | LLG-Cryobox 136x136x50mm | white, special, w/o grid, | type A50-1 | 705 | 1 | 1 | 2.12
6080156 |  |  |  | 1049 | 1 | 1 | Refer to Cope
6080217 |  |  |  | 311 | 1 | 1 | 23.42
6080286 |  |  |  | 127 | 1 | 1 | 37.21
6080498 | Pipette for tissue culture 1:0.1ml | claer glass, amber graduation, | 230 mm, with mouth piece for cotton plug | 851 | 1 | 1 | 6.88
6080511 |  |  |  | 1047 | 1 | 1 | Refer to Cope
6080523 | Pipette for tissue culture 5:0.1ml | claer glass, amber graduation, | 230 mm, with mouth piece for cotton plug | 851 | 1 | 1 | 6.88
6080611 | Diffusion sampler ORSA 25 | pack of 25 |  | 1103 | 1 | 1 | 393.31
6080908 | Finntips FT 10-micro | 0.2-10 µl, pack of 1000 |  | 904 | 1 | 1 | 65.61
6081021 | LLG-Cryobox 136x136x50mm | green, special, w/o grid, | type A50-1 | 705 | 1 | 1 | 2.82
6081022 | LLG-Cryobox 136x136x50mm | red, special, w/o grid | type A50-1 | 705 | 1 | 1 | 2.82
6081209 | Graduated pipette 5:0.05 ml, 360 mm length | class AS, main point ring graduation, | graduated to top, amber graduated | 848 | 1 | 1 | 4.26
6081483 |  |  |  | 1047 | 1 | 1 | Refer to Cope
6081654 | LLG-Cryobox 133x133x50mm | red, special, w/o grid | type B50-1 | 706 | 1 | 1 | See Cope Price List TP458-06
6081798 | Volumetric pipette 5 ml, class AS | AR-clear soda glass, brown graduated, | conformity-certified | 844 | 1 | 1 | 5.87
6081879 | Grid divider 9x9 for LLG-Cryobox | H=30mm, from cardboard, | for tubes up to ca. 13,0 mm Ø | 706 | 1 | 1 | See Cope Price List TP458-65
6082633 | Finntips FT 250 univeral | 0,5-250 µl, 10 racks of 96 |  | 905 | 1 | 1 | 80.6
6082701 | LLG-Cryobox 133x133x50mm | white, special, w/o grid | type B50-1 | 706 | 1 | 1 | See Cope Price List TP458-02
6082702 | ***after clearance sale see item 9698772*** | Grid divider 8x8 for LLG-Cryobox | H=30mm, from cardboard, | 706 | 1 | 1 | #N/A
6082970 | ***after clearance sale see item 6260032*** | LLG-Cryobox 133x133x100mm | white, standard, w/o grid | 706 | 1 | 1 | #N/A
6083463 | Drum hand pump, stainless steel, PTFE | immersion depth 360 mm, diam. 32 mm |  | 949 | 1 | 1 | See Cope Price List PX118-05
6083519 | LLG-Cryobox 136x136x130mm | white, special, w/o grid, | type A130-1 | 705 | 1 | 1 | 4.76
6084029 | Volumetric pipette 20 ml, class AS | AR-clear soda glass, brown graduated, | conformity-certified | 844 | 1 | 1 | 8.24
6084072 | Volumetric pipette 25 ml, class AS | AR-clear soda glass, brown graduated, | conformity-certified | 844 | 1 | 1 | 8.46
6084197 | Tripod stand, side length 145 mm |  |  | 167 | 1 | 1 | 43.76
6084496 | Dipping flow cup with 8 mm | brass flow nozzle | "Original FRIKMAR" | 403 | 1 | 1 | 76.9
6084538 | LLG-Cryobox 133x133x50mm | green, special, w/o grid | Typ B50-1 | 706 | 1 | 1 | See Cope Price List TP458-08
6084681 | Finntips FT 10-micro | 0.2-10 µl, 10 racks of 96 |  | 904 | 1 | 1 | 89.29
6084722 |  |  |  | 1048 | 1 | 1 | Refer to Cope
6084976 | Finntips FT 300 | 5-300 µl, sterile | pack of 10x96 | 905 | 1 | 1 | 100.75
6085184 |  |  |  | 1277 | 1 | 1 | 14.68
6085289 | Finntips 1000 | 100-1000 µl, sterile | 10 racks of 96 | 908 | 1 | 1 | 173.85
6085419 | Septa 11 GP | pack of 50 |  | 1388 | 1 | 1 | 78.71
6085475 | Silylation reagent MSTFA | pack of 5x10 ml | UN 3316, 9, II, (E) | 1384 | 1 | 1 | 430.51
6085561 |  |  |  | 907 | 1 | 1 | 17.83
6085852 | Finntips FT 1000 | pack of 1000, 100-1000µl |  | 907 | 1 | 1 | 61.96
6085906 |  |  |  | 370 | 1 | 1 | 206.27
6085914 |  |  |  | 139 | 1 | 1 | 3.78
6086375 | Cells 100-QX, path length 10mm | Silica |  | 1048 | 1 | 1 | Refer to Cope
6087044 | Lowering cable V2A/PTFE, 10m |  |  | 510 | 1 | 1 | 45.57
6087242 | Septa 12.5 GP | pack of 48 |  | 1388 | 1 | 1 | 78.71
6087345 | ***after clearance sale see item 6801707*** | LLG-Cryobox 133x133x75mm | white, standard, w/o grid, | 706 | 1 | 1 | #N/A
6087538 | Stand.ground joint stirr.bearing NS 29/32 | 6 mm dia., GL 18, PTFE |  | 591 | 1 | 1 | 37.3
6087703 |  |  |  | 1105 | 1 | 1 | 90.13
6088058 | Stand.ground joint stirr.bearing NS 29/32 | 10 mm dia., GL 25, PTFE |  | 591 | 1 | 1 | 33.08
6088125 |  |  |  | 1048 | 1 | 1 | Refer to Cope
6088166 | Test tubes hydrogen sulfide 0,2%/a | pack of 10 |  | 1104 | 1 | 1 | 105.07
6088530 | Bunsen burner für propane | with needle valve DIN 30665, air regulation, | pilot flame, max. 1300°C, 2.36 KW | 130 | 1 | 1 | 55.33
6088604 |  |  |  | 403 | 1 | 1 | 177.26
6088605 |  |  |  | 403 | 1 | 1 | 177.26
6088774 | CryoTubes 1,8 ml, PP, sterile, | with cap, external thread, U-shaped, | with writing area, pack of 500 | 703 | 1 | 1 | 204.82
6088853 |  |  |  | 170 | 1 | 1 | 36.27
6088871 | LLG-Screw flasks, 1,5 ml, amber | pack of 1000, 32x11,6 mm |  | 1335 | 1 | 1 | 98.38
6088950 | ***after clearance sale see item 9405860*** | LLG-Cryobox 136x136x32mm | White, standard with cover | 705 | 1 | 1 | #N/A
6089284 | Table clamp, annealed cast iron |  |  | 168 | 1 | 1 | 47.86
6089587 | Syringe 10F-AG-0.63 | 10 µl |  | 1386 | 1 | 1 | 69.05
6089601 | Finntips FT 1000 Wide | 100-1000 µl, 10 racks of 96 |  | 908 | 1 | 1 | 107.94
6089903 |  |  |  | 1138 | 1 | 1 | 618.59
6090340 | Pipette for tissue culture 2:0.1ml | claer glass, amber graduation, | 230 mm, with mouth piece for cotton plug | 851 | 1 | 1 | 6.88
6090366 | Disposible gloves, nitrile | "Touch N Tuff" size M (7,5-8) | not powdered, blue | 210 | 1 | 1 | 25.79
6090412 | Buffer solution pH 10,01, 500 ml |  |  | 309 | 1 | 1 | 22.49
6090419 | Grid divider 6x6 for LLG-Cryobox | H=30mm, from cardboard, | for tubes up to ca. 21,0 mm Ø | 705 | 1 | 1 | 1.56
6090495 | ***after clearance sale see item 6082701*** | LLG-Cryobox 133x133x50mm | white, standard, w/o grid, | 706 | 1 | 1 | #N/A
6090497 |  |  |  | 950 | 1 | 1 | 147.66
6090788 | Disposible gloves, nitrile | "Touch N Tuff" size S (6,5-7) | not powdered, blue | 210 | 1 | 1 | 25.79
6090811 | Contact thermometers,w/o.relay,0° - +250°C | immersion length 300 mm |  | 370 | 1 | 1 | #N/A
6091055 | Whirl-Pak® sample bags 75x125 mm, | w/o writing field, PE, sterile, capacity 60 ml, | pack of 500 | 511 | 1 | 1 | See Cope Price List BA104-13
6091529 | Flow cups DE 10, aluminium | 3 mm flow nozzle, DIN 53211 |  | 403 | 1 | 1 | 147.71
6091756 | Connecting cable A2, 1.5 m | with 3-pol. diode plug and | 3-pol. diode coupling (connection for | 370 | 1 | 1 | 27.85
6091887 | Disposible gloves, nitrile | "Touch N Tuff" size L (8,5-9) | not powdered, blue | 210 | 1 | 1 | 25.79
6092721 | Volumetric pipette 2 ml, class AS | AR-clear soda glass, brown graduated, | conformity-certified | 844 | 1 | 1 | 4.86
6092728 | Finntips FT 250 univeral | 0,5-250 µl, pack of 1000 |  | 905 | 1 | 1 | 59.44
6092769 |  |  |  | 825 | 1 | 1 | Refer to Cope
6093022 | High speed centrifuge tubes 30ml | without rim, O.D.: 24mm, | length 106mm, pack of 6 | 644 | 1 | 1 | 80.45
6093232 | Spare Plugs for Stopcocks, Straight Bore, Solid , | NS 14,5 Bore mm 4,0 |  | 614 | 1 | 1 | 11.43
6093728 | Multipurpose beakers 120 ml, PP with red screw | lid, graduated, sterilized, pack of 250 |  | 43 | 1 | 1 | 59.61
6095234 |  |  |  | 314 | 1 | 1 | #N/A
6100661 |  |  |  | 739 | 1 | 1 | #N/A
6100662 |  |  |  | 739 | 1 | 1 | #N/A
6100663 |  |  |  | 739 | 1 | 1 | #N/A
6100664 | Stainless steel bath container 19 |  |  | 739 | 1 | 1 | #N/A
6100665 |  |  |  | 739 | 1 | 1 | #N/A
6100666 |  |  |  | 739 | 1 | 1 | #N/A
6100667 |  |  |  | 739 | 1 | 1 | #N/A
6200206 | Blower ball | for flow test tubes |  | 1102 | 1 | 1 | 37.82
6200208 |  |  |  | 200 | 1 | 1 | 26.15
6200263 | Manually operated reel | w/o cab |  | 510 | 1 | 1 | 99.66
6200303 |  |  |  | 186 | 1 | 1 | 15.14
6200316 |  |  |  | 199 | 1 | 1 | 135.93
6200394 |  |  |  | 498 | 1 | 1 | 133.93
6200398 | Clamp, malleable iron | powder coated, rounded jaws, | opening to 40mm, with cork jaws | 172 | 1 | 1 | 12.69
6200432 | Measuring cylinder 10 ml, class B | tall form, short line graduation, | Borosilicate glass, amber graduated | 831 | 1 | 1 | 8.49
6200433 | Measuring cylinder 25 ml, class B | tall form, short line graduation, | Borosilicate glass, amber graduated | 831 | 1 | 1 | 8.59
6200434 | Measuring cylinder 250 ml, class B | tall form, short line graduation, | Borosilicate glass, amber graduated | 831 | 1 | 1 | 15.94
6200447 | Erlenmeyer-Flasks with Conical Joint, Cap. ml 10 | Socket NS 14/23 |  | 577 | 1 | 1 | 6.35
6200448 | Graduated pipette 20:0.1 ml, 360 mm length | class AS, main point ring graduation, | graduated to top, amber graduated | 848 | 1 | 1 | 7.93
6200496 | Measuring cylinder 1000 ml, class A | Duran®, ring graduation, amber graduated, | conformity certified, | 831 | 1 | 1 | 37.99
6200515 | Microliter syringe 1001 CD | 1 µl (23/5) |  | 1356 | 1 | 1 | 174.19
6200639 |  |  |  | 864 | 1 | 1 | 21.26
6200643 | Conductivity probe HI 76302W | 4-ring ATC, DIN connector, | 1 m cable | 314 | 1 | 1 | #N/A
6200654 | Moist cleaning tissues | silicone free, single packed | pack of 100 pcs. in one cardboard box | 191 | 1 | 1 | 15.14
6200675 | Round-bottom Flasks with Conical Joint, Cap. ml | 100 Socket NS 19/26 |  | 570 | 1 | 1 | 9.7
6200677 | Erlenmeyer-Flasks with Conical Joint, Cap. ml 250 | Socket NS 24/29 |  | 577 | 1 | 1 | 13.42
6200686 | Microliter syringe 701 N CTC | (22s/51/3) 10 µl |  | 1356 | 1 | 1 | 92.71
6200782 | Catching flask 2000 ml | plastic coated |  | 624 | 1 | 1 | 107.53
6200838 | Tubing clamps | pack of 12 |  | 152 | 1 | 1 | 24.39
6200843 | CryoTubes 3,6 ml, PP, sterile, | with cap, internal thread, U-shaped, | with writing area, pack of 400 | 704 | 1 | 1 | 201.91
6200903 | Syringe 1702 N CTC (22s/51/3) | 25 µl |  | 1356 | 1 | 1 | 104.69
6200910 | Tripod Stand 120 x 250 mm high | zinc plated steel |  | 138 | 1 | 1 | 16.6
6200955 | Volumetric pipette 0.5 ml, class AS | AR-clear soda glass, brown graduated, | conformity-certified | 844 | 1 | 1 | 3.93
6200985 | Gas Inlet Tubes with Valve Stopcock, Cone NS | 14/23 |  | 595 | 1 | 1 | 81.58
6201004 |  |  |  | 156 | 1 | 1 | 16.37
6201005 |  |  |  | 156 | 1 | 1 | 16.37
6201023 |  |  |  | 200 | 1 | 1 | 73.31
6201034 | LLG-Test tubes 70 x 8 mm | AR glass, with beaded rim, | pack of 100 | 24 | 1 | 1 | 19.95
6201067 | Glass filter F1, holmium oxide, | certified |  | 1046 | 1 | 1 | Refer to Cope
6201068 | Ring w/o bosshead, O.D.: 130mm | steel powder coated |  | 168 | 1 | 1 | 12.69
6201070 | ***after clearance sale see item 4654549*** | LLG-Cryobox 136x136x130mm | red, standard, w/o grid, | 705 | 1 | 1 | #N/A
6201071 | Grid divider 6x6 for LLG-Cryobox | H=65mm, from cardboard, | for tubes up to ca. 21,0 mm Ø | 705 | 1 | 1 | 2.67
6201089 | Microliter syringe 1002 CTC HD | 2,5 ml, (23/5) |  | 1356 | 1 | 1 | 174.19
6201104 | Measuring cylinder 50 ml, class A | Duran®, ring graduation, amber graduated, | conformity certified, | 831 | 1 | 1 | 10.28
6201199 | Round-bottom Flasks with Conical Joint, Cap. ml 5 | Socket NS 14/23 |  | 570 | 1 | 1 | 9.62
6201255 | Thermofluid SilOil | M60.115.05, 5 Ltr |  | 757 | 1 | 1 | 397.23
6201298 | Round-bottom Flasks, Two-neck, Side Neck Angled, | C. Neck NS 29/32 Side Neck NS 29/32 |  | 573 | 1 | 1 | 170.42
6201320 | Thermofluid 10l | -90°...+200°C |  | 757 | 1 | 1 | 895.44
6201498 | Tritatos "Pellet" 25:0,1 ml, amber glass | with intermediate stopcock and glass key | cl.B, without bottle | 938 | 1 | 1 | Refer to Cope
6201499 |  |  |  | 938 | 1 | 1 | Refer to Cope
6201514 |  |  |  | 1207 | 1 | 1 | 339.74
6201643 | Thermofluid MinOil | P20.190.40, 5 l |  | 757 | 1 | 1 | 209.15
6201670 |  |  |  | 757 | 1 | 1 | 397.23
6201752 | electronical hanging balance HCB 200K500 | 500 g/200 kg |  | 344 | 1 | 1 | 107.79
6201892 | Auto-Star desiccator | with magnetic lock, PMMA | 310 x 375 x 525 mm | 999 | 1 | 1 | 1364.97
6202021 | Universal bosshead 13 mm, aluminium | with thumb screw, angle 180+90° |  | 171 | 1 | 1 | 12.49
6202080 | Protective masks FFP 1 | pack of 10 |  | 196 | 1 | 1 | 23
6202087 | Rotor for 4x15ml |  |  | 636 | 1 | 1 | 100.75
6202172 | Thermofliud M 90.055.03 | SilOil, 10 l |  | 757 | 1 | 1 | 1463.55
6202190 |  |  |  | 1391 | 1 | 1 | See Cope Price List CK565-10
6202219 |  |  |  | 200 | 1 | 1 | 97.3
6202281 | Distilling Links with Liebig Condenser, Cone NS | 14/23 Jacket L. mm 160 |  | 579 | 1 | 1 | 88.76
6202305 | Grinding mill A 11 basic S 2 | with UK plug |  | 538 | 1 | 1 | Refer to Cope
6202382 |  |  |  | 198 | 1 | 1 | 23.76
6202386 | Cones with Cone Tip, NS 40/38 |  |  | 613 | 1 | 1 | 16.6
6202416 | Chromatographic Columns with Frit, PTFE- or Valve | Stopcock, Beaded Rim, Length mm 400 Column D.mm | 20 | 1370 | 1 | 1 | 65.38
6202417 | Chromatographic Columns with Frit, PTFE- or Valve | Stopcock, Beaded Rim, Length mm 600 Column D.mm | 30 | 1370 | 1 | 1 | 79.93
6202418 | Chromatographic Columns with Frit, PTFE- or Valve | Stopcock, Beaded Rim, Length mm 800 Column D.mm | 40 | 1370 | 1 | 1 | 110.49
6202446 | Sockets, NS 40/38 |  |  | 613 | 1 | 1 | 16.04
6202459 |  |  |  | 586 | 1 | 1 | 71.7
6202467 | Orbitalshaker Vibrax® VXR basic S 2 | with UK plug |  | 463 | 1 | 1 | Refer to Cope
6202530 |  |  |  | 40 | 1 | 1 | 4.53
6202636 |  |  |  | 1160 | 1 | 1 | 3.53
6202638 |  |  |  | 1160 | 1 | 1 | 2.09
6202713 | Pipette 5:0.1 ml, 360 mm | class AS, conformity certified, amber graduated, | with dated batch identification | 848 | 1 | 1 | 4.26
6202714 | Pipette 10:0.1 ml, 360 mm | class AS, conformity certified, amber graduated, | with dated batch identification | 848 | 1 | 1 | 4.33
6202804 |  |  |  | 575 | 1 | 1 | 22.71
6202839 | Grid divider 6x6 for LLG-Cryobox | H=40mm, from cardboard, | for tubes up to ca. 21,0 mm Ø | 705 | 1 | 1 | 2.44
6202850 | CHROMABOND Columns SiOH | volume: 70 ml, content of sorbent: 10000 mg | material: PP, with PE-filterelements pack of 10 | 1361 | 1 | 1 | 190.95
6202868 | Graduated pipette 2:0.1 ml, 360 mm length | class AS, main point ring graduation, | graduated to top, amber graduated | 848 | 1 | 1 | 3.75
6202909 | Safety mask FFABE1P3RD, | against organic, anorganic | and acidic gases and vapours (up to 50 x TLV) | 196 | 1 | 1 | 41.05
6203006 | Large ampul |  |  | 461 | 1 | 1 | 199.96
6203014 | Round-bottom Flasks, Three-neck, Side Necks | Angled, C. Neck NS 29/32 Side Neck NS 29/32 Cap. | ml 3000 | 575 | 1 | 1 | 183.32
6203095 | Double blade stirrer DR 1 | Ø 60 x 8 wave x L= 500 mm | from stainless steel | 452 | 1 | 1 | 217.57
6203235 | Acura 810 pipettors 1,0ml + 0,1ml |  |  | 873 | 1 | 1 | See Cope Price List PR540-10
6203237 | Horizontal shaker IKA HS 501 digital S 2 | size 505x585x120 mm,speed: 0-300 rpm | without accessories, with UK plug | 475 | 1 | 1 | Refer to Cope
6203256 |  |  |  | 1159 | 1 | 1 | 35.32
6203350 | Microlitersyringe 5F-AG-0.47 | 5 µl |  | 1386 | 1 | 1 | 104.32
6203367 |  |  |  | 938 | 1 | 1 | Refer to Cope
6203402 | Pasteur-Plast pipets 10 ml 300 mm, non-sterile | single apcked, pack of 100 |  | 852 | 1 | 1 | 31.23
6203415 | Distilling Links with Liebig Condenser and Vacuum | Receiver Adapter , Cone NS 14/23 Jacket L. mm | 160 | 579 | 1 | 1 | 111.68
6203416 | Distilling Links with Liebig Condenser and Vacuum | Receiver Adapter , Cone NS 29/32 Jacket L. mm | 250 | 579 | 1 | 1 | 110.52
6203535 | Sil oil P 20.275.50 | 10 litre |  | 757 | 1 | 1 | 689.25
6203538 | Cones, Full Length, NS 29/42 |  |  | 613 | 1 | 1 | 8.87
6203549 | Incubator BF 400 | with forced convection, 400 l | 230 V, 50/60Hz | 804 | 1 | 1 | 5404.86
6203561 | Buffer solution pH 6.00 | 500 ml |  | 309 | 1 | 1 | 20.96
6203569 | Round-bottom Flasks, Three-neck, Side Necks | Parallel, C. Neck NS 29/32 Side Neck NS 29/32 |  | 574 | 1 | 1 | 153.55
6203571 | Round-bottom Flasks, Three-neck, Side Necks | Parallel, C. Neck NS 29/32 Side Neck NS 19/26 |  | 574 | 1 | 1 | 111.03
6203572 | Round-bottom Flasks, Three-neck, Side Necks | Parallel, C. Neck NS 29/32 Side Neck NS 19/26 |  | 574 | 1 | 1 | 72.27
6203600 |  |  |  | 1159 | 1 | 1 | 23.55
6203603 |  |  |  | 1203 | 1 | 1 | 284.34
6203604 |  |  |  | 1203 | 1 | 1 | 601.59
6203851 | Optifit-Pipette tips 100-5000 µl | non sterile, pack of 1000 |  | 904 | 1 | 1 | 131.81
6203934 | RN needles 22/51/3/L | pack of 6 |  | 1355 | 1 | 1 | 59.92
6203961 | Chromatographic Columns with Frit, PTFE- or Valve | Stopcock, Length mm 400 Column D.mm 20 |  | 1370 | 1 | 1 | 81.94
6204103 | Syringes SK-5F-AG-63/47 | pack of 6, 5µl |  | 1386 | 1 | 1 | 443.93
6204134 | Test tube rack, yellow, PP | for 24 tubes, holes Ø 30mm | 112 x 300 x 85 mm | 38 | 1 | 1 | See Cope Price List SM805-68
6204184 |  |  |  | 905 | 1 | 1 | 132.94
6204286 |  |  |  | 757 | 1 | 1 | 366.2
6204319 | VARIO sulfa 4, 10 ml | powder packs in bag of 100 | UN 1564, 6.1, III, (E) | 1129 | 1 | 1 | 31.04
6204321 | Round-bottom Flasks, Three-neck, Side Necks | Angled, C. Neck NS 24/29 Side Neck NS 19/26 Cap. | ml 50 | 575 | 1 | 1 | 42.59
6204322 | Round-bottom Flasks, Three-neck, Side Necks | Angled, C. Neck NS 24/29 Side Neck NS 19/26 Cap. | ml 100 | 575 | 1 | 1 | 52.51
6204399 |  |  |  | 827 | 1 | 1 | Refer to Cope
6204427 |  |  |  | 1159 | 1 | 1 | 33.6
6204472 |  |  |  | 920 | 1 | 1 | Refer to Cope
6204492 |  |  |  | 498 | 1 | 1 | 174.49
6204522 | Blue Line combination electrode | type 28 pH-P |  | 300 | 1 | 1 | Refer to Cope
6204551 | BagMixer 400 P | 50 - 400 ml volume | 390 x 260 x 290mm | 566 | 1 | 1 | 1823.3
6204562 | Dimroth Condensers with Cone, Cone NS 29/32 | Extractor ml 30 |  | 601 | 1 | 1 | 83.45
6204624 | Microliter syringe 7002KH | 2 µl (25/70/2) |  | 1355 | 1 | 1 | 112.19
6204651 | Optifit-Pipette tips 50-1200 µl | Standard, 71.5 mm, tips ID: H, | non sterile, pack of 10x96 | 904 | 1 | 1 | 90.29
6204794 | Blade, PTFE, 70 x 24 x 3 mm, |  |  | 590 | 1 | 1 | 17.48
6204795 | Security Screw, PTFE, |  |  | 590 | 1 | 1 | 16.02
6204811 | Cryo-Color-Code pink,PS | pack of 500 |  | 704 | 1 | 1 | 21.66
6204819 | Round-bottom Flasks, Two-neck, Side Neck Angled, | C. Neck NS 29/32 Side Neck NS 29/32 |  | 573 | 1 | 1 | 36.94
6204852 | Round-bottom Flasks, Three-neck, Side Necks | Angled, C. Neck NS 29/32 Side Neck NS 19/26 Cap. | ml 100 | 575 | 1 | 1 | 46.55
6204878 | Centrifuge tubes 101x17 mm | 16 ml, PP, cylindrical | pack of 500 | 647 | 1 | 1 | 77.87
6204890 | Allihn Condensers, Cone NS 29/32 Extractor ml 30 |  |  | 601 | 1 | 1 | 80.33
6204902 | Illuminated magnefier Rll 122 T | 230V, 50Hz |  | 1011 | 1 | 1 | 426.72
6204936 | universal test tube rack | for 60 tubes, diam 16mm, PP | 105 x 246 x 72 mm, red | 38 | 1 | 1 | See Cope Price List SM805-40
6204955 | Microliter syringe 5F-PE-GT-0.63 | 5 µl, gas tight |  | 1389 | 1 | 1 | 129.91
6205017 | Chromatographic Columns with Frit, PTFE- or Valve | Stopcock, Beaded Rim, Length mm 200 Column D.mm | 15 | 1370 | 1 | 1 | 63.2
6205076 | Syringe SK-5F-AG-0.47 | Pack of 6 pcs., 5µl |  | 1386 | 1 | 1 | 448.8
6205104 | LLG-Crystallise cup 300 ml | w/o drain, DIN 12337, Boro 3.3 | D=95 mm, H=55 mm | 100 | 1 | 1 | 8.82
6205105 | LLG-Crystallise cup 500 ml | w/o drain, DIN 12337, Boro 3.3 | D=115 mm, H=65 mm | 100 | 1 | 1 | 10.05
6205109 | universal test tube rack | for 60 tubes, diam 16mm, PP | 105 x 246 x 72 mm, white | 38 | 1 | 1 | See Cope Price List SM805-12
6205110 | universal test tube rack | for 40 tubes, diam 20mm, PP | 105 x 246 x 72 mm, grey | 38 | 1 | 1 | See Cope Price List SM805-14
6205128 |  |  |  | 85 | 1 | 1 | Refer to Cope
6205144 | Optifit-Pipette tips 5-10 ml | non sterile, pack of 100 |  | 904 | 1 | 1 | 55.66
6205165 |  |  |  | 920 | 1 | 1 | See Cope Price List SY720-35
6205169 | Centrifuge tube 40x119 mm | 110 ml, PP, cylindrical | pack of 25 | 647 | 1 | 1 | 39.44
6205218 | Premium-screw cap, GL 45 | TpCh260 |  | 1117 | 1 | 1 | 14.43
6205383 |  |  |  | 199 | 1 | 1 | #N/A
6205396 | Filter for masks 6000/7000/7500 | A1+formaldehyd |  | 199 | 8 | 1 | #N/A
6205412 | Conductiivty solution | 500ml, 5000 µS/cm |  | 326 | 1 | 1 | 118.19
6205413 | Conductivity solution | 500ml, 100.000µS/cm |  | 326 | 1 | 1 | 118.19
6205415 | Conductivity solution | 500ml, 500µS/cm |  | 326 | 1 | 1 | 118.19
6205429 | Acura® manual 835 Fix, macro pipette | 5 ml |  | 874 | 1 | 1 | Refer to Cope
6205430 | Acura® manual 835 Fix, macro pipette | 10 ml |  | 874 | 1 | 1 | Refer to Cope
6205458 | Quick picker PP 30 cm |  |  | 498 | 1 | 1 | 155.34
6205483 | universal test tube rack | for 90 tubes, diam 13mm, PP | 105 x 246 x 64 mm, white | 38 | 1 | 1 | See Cope Price List SM805-10
6205512 | Powder Flasks, Cap. ml 500 Socket NS 29/32 |  |  | 623 | 1 | 1 | 91.62
6205674 | Centrifuge tube 30x104 mm | 48 ml, PP, cylindrical | pack of 25 | 647 | 1 | 1 | 31.55
6205692 | Powder Flasks, Cap. ml 2000 Socket NS 29/32 |  |  | 623 | 1 | 1 | 137.85
6205694 | Round-bottom Flasks, Three-neck, Side Necks | Parallel, C. Neck NS 24/29 Side Neck NS 19/26 |  | 574 | 1 | 1 | 42.59
6205753 | Beaker 600 ml, t.f. | Pyrex® borosilicate glass, graduated, | pack of 10 | 15 | 1 | 1 | See Cope Price List BN120-50
6205839 | Centrifuge tubes 24x93 mm | 31 ml, PP, cylindrical | pack of 50 | 647 | 1 | 1 | 55.73
6205857 | Cylindrical jar 250 ml, HDPE | white, with black cap |  | 45 | 1 | 1 | 1.08
6205906 | Protection filter for 2/5 ml model | pack of 250 |  | 874 | 1 | 1 | Refer to Cope
6205920 | Cylindrical jar 70 ml, HDPE | white, with black cap |  | 45 | 1 | 1 | 0.93
6205921 | Cylindrical jar 500 ml, HDPE | white, with black cap |  | 45 | 1 | 1 | 1.33
6205922 | Cylindrical jar 1000 ml, HDPE | white, with black cap |  | 45 | 1 | 1 | 1.79
6205965 | Powder Flasks, Cap. ml 100 Socket NS 29/32 |  |  | 623 | 1 | 1 | 67.04
6205966 | Powder Flasks, Cap. ml 250 Socket NS 29/32 |  |  | 623 | 1 | 1 | 77.45
6206034 | cover for deepweel plates | universal, transparent | pack of 60 | 1208 | 1 | 1 | 133.32
6206049 | Liner PE 4 mm ID | FOCUS, pack of 5 |  | 1389 | 1 | 1 | 236.6
6206050 | Liner PE 4 mm ID STRAIGHT | pack of 5 |  | 1389 | 1 | 1 | 185.38
6206124 | Syringe 1710 N CTC | (26s/51/AS) 100 µl |  | 1355 | 1 | 1 | 129.89
6206129 | Grid divider 6x6 for LLG-Cryobox | H=65mm, from cardboard, | for tubes up to ca. 19,0 mm Ø | 706 | 1 | 1 | 2.67
6206139 | Round-bottom Flasks, Two-neck, Side Neck Angled, | C. Neck NS 24/29 Side Neck NS 19/26 |  | 573 | 1 | 1 | 37.99
6206195 | Powder Flasks, Cap. ml 1000 Socket NS 29/32 |  |  | 623 | 1 | 1 | 109.08
6206201 | Dosys classic 163 0,3-2 ml | valve integrated |  | 920 | 1 | 1 | Refer to Cope
6206206 | universal test tube rack | for 40 tubes, diam 20mm, PP | 105 x 246 x 72 mm, blue | 38 | 1 | 1 | See Cope Price List SM805-28
6206247 | Optifit-Pipette tips 100-5000µl | pack of 50 |  | 904 | 1 | 1 | 18.29
6206304 | Cylindrical jar 120 ml, HDPE | white, with black screw cap, ribbed |  | 45 | 1 | 1 | 0.93
6206305 | universal test tube rack | for 60 tubes, diam 16mm, PP | 105 x 246 x 72 mm, yellow | 38 | 1 | 1 | See Cope Price List SM805-62
6206347 | universal test tube rack | for 60 tubes, diam 16mm, PP | 105 x 246 x 72 mm, blue | 38 | 1 | 1 | See Cope Price List SM805-26
6206348 | Floor stand BS 2, 1500 mm length | with angle foot, side length 600 mm | rod Ø 34 mm | 451 | 1 | 1 | 457.46
6206379 | 1 channel pipette 100-1000 µl | mLINE |  | 879 | 1 | 1 | 275.97
6206393 | Cryotubes 2.0 ml, PP, natural, | external thread, w/o stand foot, | writ.area, sterile, pack of 1000 | 702 | 1 | 1 | Refer to Cope
6206402 | 48 well multi plates, CC | cover, sterile, pack of 85 |  | 1220 | 1 | 1 | 210.81
6206421 | Allen wrench set Wiha 351 B8 | 2-10 mm, 8-pieces, | in plastic sliding box | 121 | 1 | 1 | 20.2
6206439 | universal test tube rack | for 90 tubes, diam 13mm, PP | 105 x 246 x 64 mm, yellow | 38 | 1 | 1 | See Cope Price List SM805-60
6206495 | Incubator BF 53 | with forced convection, 53 l | 230 V, 50/60Hz | 804 | 1 | 1 | #N/A
6206502 | Syringe SK-10F-AG-47 | 10 µl, pack of 6 |  | 1386 | 1 | 1 | 297.58
6206520 | Optifit-Pipette tips 10 - 1000 µl | standard, pack of 400 |  | 904 | 1 | 1 | #N/A
6206521 | Optifit-Pipette tips 50-1200 µl | Standard, 90 mm, tips ID: Z, | non sterile, pack of 10x96 | 904 | 1 | 1 | 90.67
6206524 | Nitrogen Round-bottom Flasks (Schlenk-Flasks), | Socket NS 14/23 Cap. ml 250 Cap. ml 1000 |  | 576 | 1 | 1 | 64.21
6206587 | Cuvette 170.700-QS 0,2 mm layer thickness | 124 µl, |  | 1049 | 1 | 1 | Refer to Cope
6206594 | LLG-Thermometer -20...+110:0,1°C | stemform, red filling, capillaries white backed, | length 300 mm, immersion depth: total | 368 | 1 | 1 | 9.95
6206600 | Dispenser FORTUNA®OPTIFIX® SAFETY S | 0,4 - 2 ml, safety cock, | plunger PTFE coated | 924 | 1 | 1 | 425.65
6206625 | Discharge tube, spiral | inside diam. 1,5 mm |  | 940 | 1 | 1 | 85.47
6206675 | Measuring cylinder 2000 ml, class A | Duran®, ring graduation, amber graduated, | conformity certified, | 831 | 1 | 1 | 71.36
6206693 | Buffer solution pH 6.80 | 500 ml |  | 309 | 1 | 1 | 20.96
6206710 | 100-Well hinged storage box | natural | for microtubes and cryogenic vials | 33 | 1 | 1 | 8.74
6206732 | PD-tips Bio-Cert®, 5 ml | KB IVD, piston PE-HD, cylinder PP, | single packed, pack of 100 | 917 | 1 | 1 | Refer to Cope
6206733 | PD-tips Bio-Cert®, 12.5 ml | KB IVD, piston PE-HD, cylinder PP, | single packed, pack of 100 | 917 | 1 | 1 | Refer to Cope
6206835 | electronical hanging balance HCB 20K10 | 10 g/20 kg |  | 344 | 1 | 1 | 114.33
6206856 | LLG-Crystallise cup 900 ml | with drain, DIN 12338, Boro 3.3 | D=140 mm, H=75 mm | 100 | 1 | 1 | 15.69
6206861 | Muffle furnaces L 24/11/B180 | with controller | 230 volt | 825 | 1 | 1 | Refer to Cope
6206884 | Finntips FT 1000 | 100-1000 µl, sterile | 10 racks of 96 | 907 | 1 | 1 | 109.19
6206907 | Technical buffer solution pH 4.01 4 | 25°C, 500 ml |  | 308 | 1 | 1 | 20.55
6206960 | Finntips FT 1000 Wide | 100-1000 µl, pack of 400 |  | 908 | 1 | 1 | 31.36
6207044 | Water bath TW2, 2 l | temperature range: 20...99,9°C |  | 761 | 1 | 1 | #N/A
6207050 | Blockheater, 2 blocks, digital | Dual Control, 130°C, | 235 x 280 x 115 mm | 1302 | 1 | 1 | See Cope Price List BK280-50
6207107 | Insert tub complete KW 10-0 | for RK 510/H, plastic | inside 242 x 182 x 136 mm | 1082 | 1 | 1 | 371.8
6207112 | Nylon-case EB 5-L | for TLC-instruments |  | 380 | 1 | 1 | 25.92
6207118 | Acylation-kit |  |  | 1384 | 1 | 1 | 171.01
6207164 | 48 Well muldi dish with lid | untreated, sterile, pack of 75 |  | 1219 | 1 | 1 | 194.26
6207171 | Thermometer without probe | TFX 410-1 |  | 378 | 1 | 1 | 192.52
6207176 | Dimroth Condensers with Cone, Cone NS 34/35 | Extractor ml 70 |  | 601 | 1 | 1 | 98.12
6207191 | universal test tube rack | for 24 tubes, diam 30mm, PP | 112 x 300 x 85 mm, white | 38 | 1 | 1 | See Cope Price List SM805-18
6207195 | Service case compact professional |  |  | 380 | 1 | 1 | Refer to Cope
6207277 | PD-tips Bio-Cert®, 1.25 ml | KB IVD, piston PE-HD, cylinder PP, | single packed, pack of 100 | 917 | 1 | 1 | Refer to Cope
6210059 | Clear tips 1.1 ml, PP | sterile, (dia. 4 mm, length 190 mm) | pack of 40x25 | 873 | 1 | 1 | See Cope Price List PR543-09
6210129 | Conductiivty Standard 50,000 | Microsiemens/cm 25°C, 500 ml |  | 326 | 1 | 1 | 118.19
6210135 | Spare piston for Acura® 841/846 | micro pipette 10 - 50 µl | green, pack of 5 | 896 | 1 | 1 | Refer to Cope
6210150 | Capillary tubes 100 - 200 µl | for Acura® 841/846 | red, pack of 100 | 896 | 1 | 1 | Refer to Cope
6210168 | Distilling Receivers to Bernauer, Socket NS 14/23 | without flasks |  | 583 | 1 | 1 | 74.49
6222013 | Microliter syringe 801 RN | 10 µl, without needle |  | 1353 | 1 | 1 | 118.09
6222104 | Cones, Full Length, NS 10/30 |  |  | 613 | 1 | 1 | 7.46
6222130 |  |  |  | 1226 | 1 | 1 | 173.85
6222238 |  |  |  | 528 | 1 | 1 | 6879.62
6222339 | Measuring cylinder 500 ml, class A | Duran®, ring graduation, amber graduated, | conformity certified, | 831 | 1 | 1 | 27.2
6222441 |  |  |  | 1207 | 1 | 1 | 204.89
6222480 | Finntips FT 200 Extended | 5-200 µl, pack of 400 |  | 905 | 1 | 1 | 70.78
6222503 |  |  |  | 757 | 1 | 1 | 612.67
6222630 |  |  |  | 1047 | 1 | 1 | Refer to Cope
6222672 | Cellculture bottles EasYFlask | 260 ml, with HDPE fitler cap, | sterile, not treated, pack of 100 | 1218 | 1 | 1 | 170.44
6222688 | Stainless steel grid | for model size 1040x600 | (for good air circulation) | 799 | 1 | 1 | See Cope Price List IN473-12
6222778 | High temperature furnace HTC O3/14/P330 | with controller P 330, max. 1400°C |  | 827 | 1 | 1 | Refer to Cope
6222851 | Conversion kit / Laboratory equipment | for de-ionised water |  | 728 | 1 | 1 | 159.08
6222853 | Reservoir, 8-well | 8x10 ml, for multi-channel pipettes, | autoclavable, pack of 10 | 913 | 1 | 1 | 29.22
6222868 | Stopcocks, Straight Bore with PTFE Plug , NS 18,8 | Bore mm 6 |  | 614 | 1 | 1 | 42.5
6222953 |  |  |  | 1219 | 1 | 1 | 185.59
6223092 |  |  |  | 296 | 1 | 1 | Refer to Cope
6223093 | SteriBag sample bags 1650 ml, 178x305 mm | with write-on panel, | sterile, pack of 250 | 511 | 1 | 1 | 175.87
6223094 | SteriBag sample bags 1650 ml, 178x305 mm | without write-on panel, | sterile, pack of 250 | 511 | 1 | 1 | 155.67
6223125 |  |  |  | 1184 | 1 | 1 | Refer to Cope
6223165 |  |  |  | 403 | 1 | 1 | 177.26
6223191 | Absorption cell set to 12 pieces |  |  | 1146 | 1 | 1 | 130.71
6223201 | Petri dishes 100 x 15 mm | 68 ml, PS, steril | pack of 320 | 1242 | 1 | 1 | 123.95
6223248 |  |  |  | 1208 | 1 | 1 | 116.66
6223256 |  |  |  | 935 | 1 | 1 | 61.92
6223283 | Stirrer Guides with GL Male Thread, Cone NS 45/40 | Thread GL 25 |  | 590 | 1 | 1 | 68.87
6223298 | LLG-Crystallise cup 500 ml | with drain, DIN 12338, Boro 3.3 | D=115 mm, H=65 mm | 100 | 1 | 1 | 11.59
6223310 | block heater BTD | Fixed block | digital, ambient + 5°C to 100°C | 1300 | 1 | 1 | See Cope Price List BK245-20
6223318 | Magnifiers x3 |  |  | 1272 | 1 | 1 | See Cope Price List CR315-87
6223345 | Cleaning brush for zone sampler | 400 mm lenght, dia. 25 mm |  | 498 | 1 | 1 | Refer to Cope
6223413 |  |  |  | 219 | 1 | 1 | #N/A
6223427 | Dropping Funnels, Cylindrical, with Pressure | Equalizing Tube , Cap. ml 50 Socket/Cone NS 29/32 | Cap. ml 25 | 591 | 1 | 1 | 55.79
6223504 | Pipetting ball standard, multicolor | black/red/yellow |  | 859 | 1 | 1 | 15.44
6223506 | LLG-3in1 KIT: Thread bottles 1.5 ml | + UltrClean closure, consiting of: | 11 09 0210 + 08 08 0027 + 08 02 0039, pack of 100 | 1334 | 1 | 1 | 53.44
6223522 | Cleaning solution proteins 500 ml | (no dan. goods) |  | 311 | 1 | 1 | #N/A
6223552 | Liner AG 4 mm ID FOC | Pack of 5 |  | 1387 | 1 | 1 | 182.94
6223553 | Liner AG 4 mm ID TAPFOC | Pack of 5 |  | 1387 | 1 | 1 | 218.3
6223554 | Liner AG 2.3 mm ID FOC | Pack of 5 |  | 1387 | 1 | 1 | 198.79
6223558 | Vespel® Ferrule GVFS16-004 | pack of 10 |  | 1388 | 1 | 1 | 91.09
6223574 | Chromatographic Columns with Frit, PTFE- or Valve | Stopcock, Length mm 200 Column D.mm 15 |  | 1370 | 1 | 1 | 88.8
6223901 | Cylindrical jar 2000 ml, HDPE | white, with black cap |  | 45 | 1 | 1 | 2.34
6223971 |  |  |  | 1219 | 1 | 1 | 192.52
6224032 |  |  |  | 200 | 1 | 1 | 19.1
6224033 | Gas filter 84 ABEK | A2-B2-E-K2 |  | 200 | 1 | 1 | 28.65
6224050 |  |  |  | 804 | 1 | 1 | #N/A
6224148 |  |  |  | 219 | 1 | 1 | 4.53
6224171 | Label 15.24 x 41.28 mm | type PTL-76-461 for TLS2200® | pack of 250 | 161 | 1 | 1 | 67.25
6224187 | Gloves, size 13, 250 mm | cotton jersey, monofilament, | 1 pair per pack | 222 | 1 | 1 | 1.36
6224189 | Septa 9,5 mm GP | pack of 50 |  | 1388 | 1 | 1 | 67.69
6224190 | AccuBlock Digital Dry Bath | single block capacity, 36x28x15 cm | incl. EU and UK power cords | 1299 | 1 | 1 | #N/A
6224191 | Alublock 24 x 1.5 ml tubes | with thermostate hole, |  | 1299 | 1 | 1 | 96.03
6224207 | Dosys premium 164, 1 - 10 ml |  |  | 920 | 1 | 1 | Refer to Cope
6224223 |  |  |  | 1184 | 1 | 1 | Refer to Cope
6224227 | Finntips 10-micro | 0.2-10 µl, sterile | 10 racks of 96 | 908 | 1 | 1 | 164.76
6224228 | Finntips 10 (univ.) | 0.5-10 µl, sterile | 10 racks of 96 | 908 | 1 | 1 | 151.12
6224229 | Finntips 200 | 0.5-200 µl, sterile | 10 racks of 96 | 908 | 1 | 1 | 151.12
6224230 | Finntips 5 ml | 500-5000 µl, sterile | 5 racks of 54 | 908 | 1 | 1 | 154.53
6224231 | Finntips FT 10-micro | 0.2-10 µl, sterile | 10 racks of 96 | 904 | 1 | 1 | 110.7
6224232 | Finntips BioCon 10 | 0,2-10 µl, no endotoxine, | DNase and RNase, sterile, pack of 100 | 908 | 1 | 1 | 40.05
6224233 | Finntips FT 200 Extended | 5-200 µl, sterile | 10 racks of 96 | 905 | 1 | 1 | 208.02
6224234 | Finntips Flex 300 | 5-300 µl, 10 racks of 96 |  | 906 | 1 | 1 | 82.61
6224235 |  |  |  | 905 | 1 | 1 | 848.31
6224236 | Finntips FT 1000 Extended | 100-1000 µl, 5 racks of 96 |  | 907 | 1 | 1 | 84.38
6224287 | BagMixer® 400 W | 50-400 ml volumes | 390 x 260 x 290 mm | 566 | 1 | 1 | 2191.16
6224312 | Bottle-Top Filter, PES, sterile, | 150 ml, 0,2µm, 50mm Ø, GL45 |  | 689 | 1 | 1 | Refer to Cope
6224318 | Gas washing bottle 1000 ml | without head, NS 29/32, without base | borosilicate glass 3.3 | 842 | 1 | 1 | 27.64
6224347 | Optifit-Pipette tips 50-1200 µl | Standard, 71.5 mm, tips ID: H, | non sterile, pack of 10x96 | 904 | 1 | 1 | 75.06
6224397 | Allihn condenser, cone NS 45/40 | extractor 100-250 ml |  | 601 | 1 | 1 | 104.55
6224405 | 6 Watt tube 365 nm | for UV transilluminator, | long-wave | 1199 | 1 | 1 | 22.48
6224412 | Finntips FT 20-micro | 0.2-20 µl, pack of 1000 |  | 904 | 1 | 1 | 79.59
6224417 | TLC precoated plates SIL G-200 | size: 20x20 cm pack of 12 |  | 1391 | 1 | 1 | 267.09
6224460 | universal test tube rack | for 90 tubes, diam 13mm, PP | 105 x 246 x 64 mm, blue | 38 | 1 | 1 | See Cope Price List SM805-24
6224461 | universal test tube rack | for 40 tubes, diam 20mm, PP | 105 x 246 x 72 mm, yellow | 38 | 1 | 1 | See Cope Price List SM805-64
6224557 | PD-tips Bio-Cert®, 50 ml | KB IVD, piston PE-HD, cylinder PP, | single packed, pack of 25 | 917 | 1 | 1 | Refer to Cope
6224842 | CHROMABOND columns Florisil | volume: 6 ml, content of sorbent: 1000 ml | PP, with PE-filterelements pack of 30 | 1362 | 1 | 1 | 151.5
6224845 | CHROMABOND columns NH2 | volume: 6 ml, content of sorbent: 1000 mg, | PP, with PE-filterelements pack of 30 | 1361 | 1 | 1 | 245.31
6224846 | CHROMABOND Columns SA | volume: 6 ml, content of sorbent: 1000 mg, | PP, with PE-filterelements pack of 30 | 1362 | 1 | 1 | 245.31
6224868 | CHROMABOND columns NH2 | volume: 6 ml, content of sorbent: 500 mg, | PP, with PE-filterelements pack of 30 | 1361 | 1 | 1 | 181.8
6224893 |  |  |  | 903 | 1 | 1 | Refer to Cope
6224904 |  |  |  | 1158 | 1 | 1 | 16.82
6224905 |  |  |  | 1159 | 1 | 1 | 24.71
6224906 | Rubber stopper double conical | Ø 12/14x36 mm |  | 1160 | 1 | 1 | 3.43
6224913 | TrayCell micro cell CH 8.5/15/20 mm | height 68,5/75/80 mm, | with 1 lid 1 mm LP, and 1 lid 0,2 mm LP | 1314 | 1 | 1 | Refer to Cope
6224919 | Optifit pipet tips 5 - 350 µl | Standard, 54 mm, tips ID: D, | non sterile, pack of 1000 | 904 | 1 | 1 | 41.94
6225059 | Conductivity solution | 1.3 µS/cm 250ml |  | 326 | 1 | 1 | 118.19
6225112 | Stainless steel thermo plate | for VO 500 |  | 794 | 1 | 1 | 663.27
6225158 | R 200 Clamp |  |  | 556 | 1 | 1 | Refer to Cope
6225161 | Buffer solution pH 9.00 | 500 ml | (no dan. goods) | 309 | 1 | 1 | 18.84
6225206 | Buffer solution ph 7,01, 500 ml | with certifikat |  | 309 | 1 | 1 | 27.35
6225207 | Buffer solution ph 10,01, 500 ml | with certifikat |  | 309 | 1 | 1 | 27.35
6225208 | Buffer solution ph 4,01, 500 ml | with certifikat |  | 309 | 1 | 1 | 27.35
6225217 | Optifit pipet tips 5 - 350 µl | standard, 54 mm, tips ID: D, | non sterile, pack of 10x96 | 904 | 1 | 1 | 76.32
6225223 | CHROMABOND Columns SiOH | volume: 1 ml, content of sorbent: 100 mg | material: PP, with PE-filterelements pack of 100 | 1361 | 1 | 1 | 200.71
6225256 | LLG-Crystallise cup 150 ml | with drain, DIN 12338, Boro 3.3 | D=80 mm, H=45 mm | 100 | 1 | 1 | 9.47
6225263 | Thermofluid SilOil | M60.115.05, 10 Ltr |  | 757 | 1 | 1 | 689.25
6225278 | Bosshead iron 20,0mm type 1 |  |  | 169 | 1 | 1 | 15.89
6225298 | Filter unit series MF75 | PES, 90 mm, 500 ml, 0,2 µm |  | 689 | 1 | 1 | Refer to Cope
6225477 | Dispersing element S 10 N-10 G | for T 10 basic |  | 553 | 1 | 1 | See Cope Price List MT435-85
6225481 | Optifit pipet tips 0,1 - 10 µl | Standard, 31,5 mm, tips ID: A, | non sterile, pack of 1000 | 904 | 1 | 1 | 40.55
6225506 | Safety washing bottle 500 ml | wide neck, PE-LD, GL 45, methylene chloride | with VENT CAP screw connection | 90 | 1 | 1 | 9.85
6225507 | Safety washing bottle 500 ml | wide neck, PE-LD, GL 45, dimethylformamide | with VENT CAP screw connection | 90 | 1 | 1 | 9.85
6225557 | Spiral-condensers, Socket/Cone NS 29/32 Jacket | L.mm 400 |  | 593 | 1 | 1 | 110.46
6225614 | Dispersing element S 10 N-8 G | for T 10 basic |  | 553 | 1 | 1 | See Cope Price List MT435-79
6225622 |  |  |  | 508 | 1 | 1 | 475.73
6225629 | BYTAC®-Foil 320mm, aluminium | FEP coated, self-adhesive, | per roll of 4,6 mtr. | 178 | 1 | 1 | 137.1
6225698 | Capillary tubes 5 - 25 µl | for Acura® 841/846 | white, pack of 200 | 896 | 1 | 1 | 63.91
6225714 | tube rack, for 100 tubes | PP, 109,5 x 263 x 45 mm, blue |  | 32 | 1 | 1 | 9.82
6225737 | AccuBlock Digital Dry Bath | dual block capacity, 36x28x15 cm | incl. EU and UK power cords | 1299 | 1 | 1 | #N/A
6225773 | Desiccator Ø 300 mm | plastic knob lid | and porcelain plate, boro 3.3 | 990 | 1 | 1 | 158
6225776 | Milk butyrometer 0-10%:0.1 |  |  | 1158 | 1 | 1 | 16.82
6225791 | Wall support WS | 1000 mm length, support length Ø 34 mm, | wall distance ca. 200 mm | 451 | 1 | 1 | 350.26
6225803 | Silicone half mask body size S | serie 7500 |  | 199 | 1 | 1 | 42.92
6225818 | Stand, with 3 charging positions | for electronical pipettes | and power handles (battery packs) | 878 | 1 | 1 | See Cope Price List PR694-15
6225848 | Compact station | with 2 chargepositions, | only for handle-accu | 878 | 1 | 1 | Refer to Cope
6225859 | Chromatographic Columns with Frit, PTFE- or Valve | Stopcock, Length mm 100 Column D.mm 10 |  | 1370 | 1 | 1 | 63.53
6225876 | electronical hanging balance HCB 50K20 | 20 g/50 kg |  | 344 | 1 | 1 | 125.21
6225880 | VARIO Aluminium reagent set | 20 ml, Powder Packs for 100 Tests | UN 1328, 4.1, III, (E) | 1129 | 1 | 1 | 130.91
6225909 | Volumetric pipette 15 ml, class AS, 2 marks | AR-clear soda glass, brown graduated, | conformity-certified | 844 | 1 | 1 | 12.24
6225931 | Lab-Jack MAXI, 160 x 130 mm | 18/10 stainless steel, with adjusting wheel, | (+ 30% more hight) 75-400 mm | 165 | 1 | 1 | 199.83
6225934 | 8 Watt tube 312 nm | for UV transilluminators, | mid-wave | 1199 | 1 | 1 | 38.22
6225937 | Viscosity cup Type TAR, stainless steel, | with fixed nozzle, orifice 6 mm |  | 403 | 1 | 1 | 197.05
6225967 |  |  |  | 686 | 1 | 1 | Refer to Cope
6225979 |  |  |  | 1134 | 1 | 1 | See Cope Price List CU570-20
6225989 | Round-bottom Flasks, Two-neck, Side Neck Angled, | C. Neck NS 29/32 Side Neck NS 19/26 |  | 573 | 1 | 1 | 42.08
6226018 | Verification Standard KIT AL450 | ZERO/430/530/560/580/610/660 NM |  | 1131 | 1 | 1 | 180.68
6226022 | Culture tubes 9 ml, Pyrex | 14x100 mm, screw cap, thread 13 mm | pack of 40 | 1256 | 1 | 1 | See Cope Price List TP250-25
6226043 | LLG-Crystallise cup 20 ml | with drain, DIN 12338, Boro 3.3 | D=40 mm, H=25 mm | 100 | 1 | 1 | 4.58
6226081 | Powder micro-spatula 150x7 mm | stainless steel, very flexible |  | 111 | 1 | 1 | 4.48
6226130 | Cylindrical jar 1500 ml, HDPE | white, with black cap |  | 45 | 1 | 1 | 2.07
6226179 | tube rack, for 100 tubes | white |  | 32 | 1 | 1 | 9.82
6226207 |  |  |  | 508 | 1 | 1 | 168.88
6226307 | Milk butyrometer 0-9% F |  |  | 1158 | 1 | 1 | 16.82
6226328 | Screw cap HPLC, GL 45 | PP, 4 Port assembled |  | 1372 | 1 | 1 | 29.89
6226329 | Replacement-Set for HPLC | Screw cap |  | 1372 | 1 | 1 | 27.66
6226406 | Dewargefäß Typ 35 CAL, | 40 ltr, structured aluminium cover, | handle, cylinder-form, with Linen-bags | 716 | 1 | 1 | 1134.53
6226427 | Syringe 10F-AG-0.63/0.47 | 10 µl |  | 1386 | 1 | 1 | 69.05
6226573 | Stand ST 1 | stainless steel, 300x150x600mm |  | 564 | 1 | 1 | 232.07
6226619 | Culture tubes 29 ml, Pyrex | 18x180 mm, screw cap, thread 18 mm | pack of 40 | 1256 | 1 | 1 | See Cope Price List TP250-70
6226643 | Columns to Vigreux with Fixed Vacuum Jacket, | Eff.L. mm 600 Socket/Cone NS 29/32 |  | 584 | 1 | 1 | 185.87
6226725 | Extension cord AX 110 | 1 m silicon, Lemosa 4-Pol, | Gr. 1, for TFX 430 | 379 | 1 | 1 | 125.56
6226741 | Blue Line combination electrode | type 29 pH |  | 300 | 1 | 1 | Refer to Cope
6226757 | Iodine Determination Flasks , Cap. ml 500 Socket | NS 29/32 |  | 577 | 1 | 1 | 23.83
6226798 | CHROMABOND Columns C18 | volume: 1 ml, content of sorbent: 100 mg | PP, with PE-filterelements pack of 100 | 1360 | 1 | 1 | 234.16
6226802 | Alu bowl 251 ml, square | 128x103mm above, 93x67mm below, | 34mm high, pack of 100 | 177 | 1 | 1 | 21.43
6226809 | Optifit-Pipette tips 10-1000 µl | Pack 10x96 |  | 904 | 1 | 1 | 76.32
6226824 | Dipping flow cups DE 10, DIN 53211 | with fixed nozzle 4 mm, stainless steel |  | 403 | 1 | 1 | 251.41
6226833 | Optifit-Pipette tips 10-1000 µl | refill pack 10x96 |  | 904 | 1 | 1 | 68.63
6226915 | Set for pressure compensation | 4 Port screw cap |  | 1372 | 1 | 1 | 24.2
6226934 | Desiccator with tubus, Ø 150 mm | stopcock 24/29, porcelain plate | boro 3.3 | 990 | 1 | 1 | 116.62
6226935 | Desiccator with tubus, Ø 200 mm | stopcock 24/29, porcelain plate | boro 3.3 | 990 | 1 | 1 | 119.06
6226936 | Desiccator with tubus, Ø 250 mm | stopcock 24/29, porcelain plate | boro 3.3 | 990 | 1 | 1 | 198.56
6226949 | Culture tubes 12 ml, Pyrex | 16x100 mm, screw cap, thread 15 mm | pack of 40 | 1256 | 1 | 1 | See Cope Price List TP250-30
6226950 | Culture tubes 27 ml, Pyrex | 26x100 mm, screw cap, thread 25 mm | pack of 40 | 1256 | 1 | 1 | See Cope Price List TP250-45
6227097 | Filter 86 AXSt AX-P3 D |  |  | 200 | 1 | 1 | 32.32
6227144 | Comb 8 sample, 1.5mm thick |  |  | 1192 | 1 | 1 | Refer to Cope
6227149 | LLG-Mortar 70ml, Porcellaine | inside rough, 63x41mm. 211A/1/0 |  | 516 | 1 | 1 | 7.18
6227150 | LLG-Pestle 54mm, rough | Ø 14mm, 213A/0 |  | 516 | 1 | 1 | 6.35
6227253 | Comb 16 sample, 1mm thick |  |  | 1192 | 1 | 1 | Refer to Cope
6227289 | LLG-Mörser 110ml, porcellaine | inside glaced, 83x50mm, 211B/2 |  | 516 | 1 | 1 | 11.03
6227292 | LLG-Pestle 175mm, glazed | Ø 42 mm, 213B/4 |  | 516 | 1 | 1 | 9.22
6227381 | Filter unit series MF75 | PES, 75 mm, 500 ml, 0,2 µm |  | 689 | 1 | 1 | Refer to Cope
6227404 | Adapter M24x1,5 female - M16x1 male |  |  | 756 | 1 | 1 | 106.18
6227423 | Digital benchtop refractometer RX-9000alpha |  |  | 1031 | 1 | 1 | 14458.62
6227443 | Desiccator with tubus, Ø 300 mm | stopcock 24/29, porcelain plate | boro 3.3 | 990 | 1 | 1 | 220.17
6227450 | Silylation reagent MSTFA | pack of 6x50 ml |  | 1384 | 1 | 1 | 1998.76
6227486 | Finntips FT 200 Extended | 5-200 µl, pack of 10x96 Rack |  | 905 | 1 | 1 | 180.66
6227492 |  |  |  | 362 | 1 | 1 | #N/A
6227520 | testo 735-2, measusing instrument | incl. software |  | 380 | 1 | 1 | Refer to Cope
6227536 | Adapter, nature, | for stopcocks R 1/2" |  | 54 | 1 | 1 | 1.26
6227544 | glasses flat-bottom 4 ml, 44,6x14,65 mm | brown glass, 15mm, PE-plug, | transparent, pack of 1000 | 1343 | 1 | 1 | 180.27
6227666 | Calibration standard | liquid filter 667-UV5, | holmium oxide in perchloric acid | 1046 | 1 | 1 | Refer to Cope
6227688 | LLG-Crystallise cup 150 ml | w/o drain, DIN 12337, Boro 3.3 | D=80 mm, H=45 mm | 100 | 1 | 1 | 8.31
6227717 | Stirrer motor RW 20 digital S 2 | speed range 60-2000 rpm | w/o accessories | 446 | 1 | 1 | Refer to Cope
6227761 | Microplate-thermo-shaker PHMP-4 | for 4 x 96- or 384-well plates | incl.EU-/UK-plug | 1297 | 1 | 1 | See Cope Price List MN670-20
6227768 | LLG-Cap N 20, PE, for crimp neck vials with | flat DIN crimp neck N 20, transparent, | center hole, pack of 100pcs | 1347 | 1 | 1 | 8.44
6227780 | Screw cap GL 45, PP | 2 port GL 14 |  | 1372 | 1 | 1 | 26.05
6227781 | Screw cap GL 14 | for hose connection |  | 1372 | 1 | 1 | 4.51
6227782 | Insert for screw cap | GL 14, 6,0 mm |  | 1372 | 1 | 1 | 15.04
6227789 | Electronic precision balance 572-37 | cap. 3010g : 0.01g | pan size: 150 mm dia | 348 | 1 | 1 | 484.92
6227796 | Quantofix test strips | pack of 100, Quat |  | 1124 | 1 | 1 | 35.14
6227799 | Rnozzle away spraying flask 475 ml |  |  | 1059 | 1 | 1 | 32.32
6227832 | Coil Condensers (double walled), Socket/Cone NS | 29/32 Jacket L. mm 250 |  | 594 | 1 | 1 | 105.78
6227849 | Cryo-Protecting APRON® | size CA 48, | width/length 610 x 1220 mm | 231 | 1 | 1 | 277.4
6227874 | LLG-Fine thread flask 10 ml, | brown glass, round bottom | 46 x 22,5 mm, pack of 1000 | 1344 | 1 | 1 | 338.45
6227899 | ALUGRAM sheets NANO SIL G | size: 20 x 20 cm, pack of 25 |  | 1392 | 1 | 1 | 259.77
6227900 | ALUGRAM sheets NANO SIL G/UV254 | size: 5 x 20 cm, pack of 50 |  | 1392 | 1 | 1 | 167.03
6227906 | Benchtop Polarimeter AP-300 |  |  | 1036 | 1 | 1 | See Cope Price List PT680-12
6227917 | TLC precoated plates SIL G-25 | size: 10x20 cm pack of 50 |  | 1391 | 1 | 1 | See Cope Price List CK580-45
6227922 | LLG-Crystallise cup 60 ml | with drain, DIN 12338, Boro 3.3 | D=60 mm, H=35 mm | 100 | 1 | 1 | 5.62
6227923 | Erlenmeyer flask 2000 ml | PETG, sterile, with baffles | and screw-cap, pack of 4 | 1229 | 1 | 1 | Refer to Cope
6227924 | Vented Closure 45-430mm, | sterile, PE-HD, blue, PTFE membrane, | pack of 12 | 1229 | 1 | 1 | Refer to Cope
6227942 | Dispenser FORTUNA®OPTIFIX® SAFETY S | 1 - 5 ml, safety cock, | plunger PTFE coated | 924 | 1 | 1 | 425.65
6227948 | ALUGRAM sheets SIL G/UV254 | thickness: 0.2 mm, size: 5 x 7,5 cm | pack of 20 | 1391 | 1 | 1 | 30.56
6228020 | neodisher® mediclean forte, 5 l canister |  |  | 1063 | 1 | 1 | 48.59
6228023 | Set for pressure compensation | 2 and 3 Port screw cap |  | 1372 | 1 | 1 | 24.2
6228031 | LLG-Crystallise cup 40 ml | w/o drain, DIN 12337, Boro 3.3 | D=50 mm, H=30 mm | 100 | 1 | 1 | 3.6
6228059 | Buffer Solution pH2.00 ± 0.02 @ 20°C 500ml |  |  | 309 | 1 | 1 | 20.96
6228063 | CHROMABOND Columns NH2 | volume: 3 ml, content of sorbent: 500 mg | material: PP, with PE-filterelements pack of 50 | 1361 | 1 | 1 | 252.28
6228096 | safety eyeshield super g 9172 | colour:crystal, disk: PC farblos/UV, 2-1,2 | supravision HC-AF | 186 | 1 | 1 | 22.37
6228145 | Culture tubes 54 ml | 26x200 mm, screw cap, thread 25 mm | pack of 40 | 1256 | 1 | 1 | See Cope Price List TP250-85
6228159 | Davies Condensers, Socket/Cone NS 24/29 Jacket | L.mm 250 |  | 594 | 1 | 1 | 108.28
6228184 | Liquid calibration standard Set 667-UV100 | incl.667-UV1 aqueous potassium chloride solution, | 667-UV12 purifed water | 1046 | 1 | 1 | Refer to Cope
6228209 | 15 Watt tube 365 nm | for UV transilluminators, | long-wave | 1199 | 1 | 1 | 30.29
6228218 | Filter unit series MF75 250ml | PES, 0,2µm |  | 689 | 1 | 1 | Refer to Cope
6228225 | Liner SH17A 3.4mm ID Tapfocus | pack of 5 |  | 1387 | 1 | 1 | 275.62
6228233 |  |  |  | 1207 | 1 | 1 | 331.38
6228246 | Test tube insert VX 11.3 | for VXR |  | 464 | 1 | 1 | Refer to Cope
6228255 | Control seals close-it food | red, 95x95 mm, printed | roll 500 pieces | 501 | 1 | 1 | 69.58
6228258 | Clean-up cartridges CHROMAFIX PS-RP (M) | average content of sorbent: 320 mg | pack of 50 | 1362 | 1 | 1 | 287.12
6228324 | gas washing bottle 100 ml | Head with filter disc | NS 29/32 | 603 | 1 | 1 | 79.84
6228382 | Temperatur-Logger EBI-20-TE1 | with external sensor | temp.-range: -30 / +70°C | 384 | 1 | 1 | 132.94
6228387 | LLG-Crystallise cup 100 ml | with drain, DIN 12338, Boro 3.3 | D=70 mm, H=40 mm | 100 | 1 | 1 | 6.42
6228401 | DNA Away, 250 ml |  |  | 1059 | 1 | 1 | 25.62
6228424 | Automatic burettes, Pellet | 10:0.02ml, cl.AS, DURAN®, clear glass, | conformity certified, mit spindle of PTFE | 937 | 1 | 1 | 236.14
6228425 | Automatic burettes, Pellet | 25:0.05ml, cl.AS, DURAN®, clear glass, | conformity certified, mit spindle of PTFE | 937 | 1 | 1 | 236.14
6228436 | Ashing furnace LV 5/11/B180 | with controller B 180 | 1100°C max. | 827 | 1 | 1 | Refer to Cope
6228471 | Respiratory protection screwing filter 81 ABSt | A2-B2-P3 R D |  | 200 | 1 | 1 | 30.85
6228502 | Glove dispeser trio | 258 x 96 x 392 mm |  | 215 | 1 | 1 | 63.26
6228513 | Precision balance PCB 1000-2 | 1000 g / 0.01 g, | weighing pan 130 x 130 mm | 353 | 1 | 1 | 255.45
6228560 | PCR tubes 0.2 ml, PP | 8-strips, with lid, | for Real-Time PCR, pack of 120 | 1182 | 1 | 1 | Refer to Cope
6228599 | Autoclave deodorant, Anabac® Classic | based on eucalyptus extract | pack of 100 | 1098 | 1 | 1 | 94.2
6228605 | Acylierungsmittel MBTFA pack of 5x10 ml |  |  | 1385 | 1 | 1 | 640.12
6228639 | Whirl-Pak® sample bags 150x230 mm | w/o writing field, PE, sterile, | capacity 720 ml, filling volume 480 ml,pack of 500 | 511 | 1 | 1 | See Cope Price List BA104-19
6228676 | Finntips FT 1000 Extended | 100-1000 µl, sterile | 5 racks of 96 | 907 | 1 | 1 | 104.27
6228679 | Finntips FT 1000 | 100-1000 µl, sterile | 5x192/refill | 907 | 1 | 1 | 78.21
6228698 | Electr.Finnpipette Novus 1 channel | with variable volume 1-10 µl micro tip, | incl. universal plug charger, for Finntips 10 | 886 | 1 | 1 | 593.32
6228699 | Electr.Finnpipette Novus 1 channel | with variable volume 5-50 µl micro tip, | incl.universal plug charger, for Finntips 50 | 886 | 1 | 1 | 593.32
6228700 | Electr.Finnpipette Novus 1 channel | with variable volume 5-50 µl, | incl.universal plug charger, | 886 | 1 | 1 | 593.32
6228701 | Elektr.Finnpipette Novus 1 channel | with variable volume 10-100 µl, | incl.universal plug charger | 886 | 1 | 1 | 593.32
6228702 | Electr.Finnpipette Novus 1 channel | with variable volume 30-300 µl, | incl.universal plug charger, for Finntips 300 | 886 | 1 | 1 | 593.32
6228703 | Electr.Finnpipette Novus 1 channel | with variable volume 100-1000 µl, | incl.universal plug charger | 886 | 1 | 1 | 593.32
6228704 | Electr.Finnpipette Novus 1 channel | with variable volume 500-5000 µl, | incl.universal plug charger, for Finntips 5ml | 886 | 1 | 1 | 593.32
6228705 | Electr.Finnpipette Novus 1 channel | with variable volume 1000-10000 µl, | incl.universal plug charger, für Finntips 10ml | 886 | 1 | 1 | 593.32
6228706 | Electr.Finnpipette Novus 8 channel | with variable volume 1-10 µl, | incl.universal plug charger, | 887 | 1 | 1 | 916.35
6228707 | Finnpipette Novus 8 channel | with variable volume 5-50 µl, | incl. universal plug charger | 887 | 1 | 1 | 916.35
6228708 | Finnpipette Novus 8 channel | with variable volume 30-300 µl, | incl. universal plug charger | 887 | 1 | 1 | 916.35
6228709 | Finnpipette Novus 8 channel | with variable volume 100-1200 µl, | incl. universal plug charger | 887 | 1 | 1 | 992.56
6228715 | Finntips FT 250 univeral | 0,5-250 µl, pack of 20000 |  | 905 | 1 | 1 | 848.31
6228716 | Finntips FT 250 Universal | 0,5-250 µl, refill starter kit | 4x96/rack + 10x96/refill | 905 | 1 | 1 | 101.13
6228718 | Finntips FT 10-micro | 0.2-10 µl, refill starter kit | 4x192/rack + 10x192/refill | 904 | 1 | 1 | 180.66
6228719 | Finntips FT 10-micro | 0.2-10 µl, 20x192/Refill |  | 904 | 1 | 1 | 238.34
6228720 | Finntips FT 20-micro | 0.2-20 µl, 10 racks of 384 |  | 904 | 1 | 1 | 434.87
6228721 | Finntips FT 10 ml | 2000-10000 µl, sterile | 5 racks of 24 | 908 | 1 | 1 | 69.64
6228740 | Finntips FT 1000 Wide | 100-1000 µl, pack of 6500 |  | 908 | 1 | 1 | 373.19
6228742 | Finntips 50-micro | 0.2-50 µl, sterile | 10 racks of 384 | 908 | 1 | 1 | 999.15
6228743 | Finntips 20 µl (univ.) | 0.2-20 µl, sterile | 10 racks of 96 | 908 | 1 | 1 | 151.12
6228744 | Finntips 30 (univ.) | 0.5-30 µl, sterile | 10 racks of 96 | 908 | 1 | 1 | 151.12
6228745 | Finntips 100 Extended | 0.5-100 µl, sterile | 10 racks of 96 | 908 | 1 | 1 | 250.88
6228746 | Finntips 200 Extended | 0.2-200 µl, sterile | 10 racks of 96 | 908 | 1 | 1 | 250.88
6228747 | Finntips 300 | 5-300 µl, sterile | 10 racks of 96 | 908 | 1 | 1 | 152.26
6228748 | Finntips 1000 Extended | 100-1000 µl, sterile | 5 racks of 96 | 908 | 1 | 1 | 167.03
6228750 | Finntips 10 ml | 1000-10000 µl, sterile | 5 racks of 24 | 908 | 1 | 1 | 105.91
6228751 | Finntips BioCon 1000 | 1000 µl, no endotoxine, | DNase and RNase, sterile, pack of 100 | 908 | 1 | 1 | 24.33
6228752 | Finntips Flex 300 | 5-300 µl, sterile | 10 racks of 96 | 906 | 1 | 1 | 102.13
6228753 | Finntips Flex 300 | 5-300 µl, refill starter kit, | 1x96/rack + 20x96/refill | 906 | 1 | 1 | 138.62
6228754 | Finntips Flex 300 | 5-300 µl, refill kit | 20x96/refill | 906 | 1 | 1 | 131.81
6228755 | Finntips Flex 300 | 5-300 µl, pack of 1000 |  | 906 | 1 | 1 | 62.21
6228756 | Finntips Flex 1200 | 50-1200 µl, 10 racks of 96 |  | 907 | 1 | 1 | 145.44
6228757 | Finntips Flex 1200 | 50-1200 µl, sterile | 10 racks of 96 | 907 | 1 | 1 | 172.71
6228758 | Finntips Flex 1200 | 50-1200 µl, pack of 1000 |  | 907 | 1 | 1 | 78.71
6228761 | Finn pipette stand Novus |  |  | 888 | 1 | 1 | 87.78
6228788 | Microlitre syringe 0.5BR-AG-0.47 | 0.5 µl |  | 1386 | 1 | 1 | 156.42
6228848 | Mini cooler-PCR, PP, for 0,2 ml tubes | 8/12er-Strips and 96-well plates pack of 2 |  | 1186 | 1 | 1 | Refer to Cope
6228856 | Protection glove PROFAPREN CF33 | size 7 (S), pair |  | 218 | 1 | 1 | 5.97
6228898 | Cryo-Protecting APRON® | size CA 42, | width/length 610 x 1070 mm | 231 | 1 | 1 | 251.91
6228911 | Labels 45,70 x 9,53 mm | Type PTL-73-461 for TLS2200® | Pack of 500 | 161 | 1 | 1 | 86.08
6228923 | Vibration device | incl. supporting frame | for waterbath WNB/WNE 29/45 and WPE 45 | 766 | 1 | 1 | 1218.36
6228924 | Gabled cover |  |  | 766 | 1 | 1 | 243.92
6228969 | LLG-Thread bottles 2ml, clear | 32 x 16 mm, pack of 1000 |  | 1341 | 1 | 1 | 190.13
6228976 | Abbe refractometer NAR-1T SOLID | for liquid ans solid samples |  | 1033 | 1 | 1 | 4714.77
6228993 | 1 channel pipette 10 - 100 µl | mLINE |  | 879 | 1 | 1 | 275.97
6228995 | 1 channel pipette 20 - 200 µl | mLINE |  | 879 | 1 | 1 | 275.97
6229038 | omniPAGE electroblotting complete system 100x100mm | CLAMP VERSION, vertical unit with 2 glass plates | 2 ear plates, 1mm spacer, casting base, | 1210 | 1 | 1 | Refer to Cope
6229039 | Comb 16 samples MC | 1 mm thick, for multi channel |  | 1210 | 1 | 1 | Refer to Cope
6229041 | Filter unit series MF75 | PES, 90 mm, 1000 ml, 0,2 µm |  | 689 | 1 | 1 | Refer to Cope
6229104 |  |  |  | 1129 | 1 | 1 | 77.43
6229213 | Lift-up makrolon cover for TW2 |  |  | 761 | 1 | 1 | #N/A
6229282 | Notched glass plates 100 x 100 mm, 2 mm thick | pack of 2 |  | 1210 | 1 | 1 | Refer to Cope
6229315 | Electronic precision balance 572-32 | cap. 421 g / 0.001 g | pan size: 106 mm dia. | 348 | 1 | 1 | 513.45
6229381 | Semi Dry Blotter Maxi | 20 x 20cm system |  | 1212 | 1 | 1 | Refer to Cope
6229399 | Precision balance PCB 2000-1 | 2000 g / 0.1 g, | weighing pan 130 x 130 mm | 353 | 1 | 1 | 215.38
6229494 | Insert for screw cap | GL 14, 1,6 mm |  | 1372 | 1 | 1 | 15.04
6229495 | Insert for screw cap | GL14, 3,0 mm |  | 1372 | 1 | 1 | 15.04
6229606 | Neotouch®, size L (8.5-9) | disposable gloves, Neopren, | powder free, light green, pack of 100 | 214 | 1 | 1 | 27.23
6229607 | Neotouch®, size M (7.5-8) | disposable gloves, Neopren, | powder free, light green, pack of 100 | 214 | 1 | 1 | 27.23
6229608 | Neotouch®, size S(6.5-7) | disposable gloves, Neopren, | powder free, light green, pack of 100 | 214 | 1 | 1 | 27.23
6229625 | PD-tips Bio-Cert®, 0.1 ml | KB IVD, piston LCP, cylinder PP, | single packed, pack of 100 | 917 | 1 | 1 | Refer to Cope
6229635 | LLG-Magnetic crimp cap N 20, gold, 8 mm center | hole, Butyl light grey/PTFE dark grey, Hardness: | 50° shore A, Thickness: 3 mm, pack of 100 pcs | 1346 | 1 | 1 | 28.21
6229655 | PCR plates 24-well, 0,2 ml | PP, thin walled, flexible, transparent, | without frameworks, high wells, pack of 40 | 1183 | 1 | 1 | Refer to Cope
6229662 | Erlenmeyer flask 500 ml | PETG, sterile, plane bottom, | with screw-cap, pack of 12 | 1229 | 1 | 1 | Refer to Cope
6229663 | Vented closure 38-430mm, | sterile, PE-HD, blue, PTFE membrane, | pack of 12 | 1229 | 1 | 1 | Refer to Cope
6229692 | Supporting ring DN 60 | polyester, with support rod |  | 589 | 1 | 1 | 439.41
6229695 | Supporting ring DN 100 | Polyester, with support rod |  | 589 | 1 | 1 | 443.3
6229702 | Temperature sensor PT 1000.60 | stainless steel, for RCT basic 9.720 240 |  | 435 | 1 | 1 | Refer to Cope
6229740 | Dosys basic 162, 0,5 - 5 ml | without valve |  | 920 | 1 | 1 | Refer to Cope
6229751 | CHROMAFIL disposable filter GF-100/25 | GF, 1,00 µm, 25 mm | pack of 400 | 680 | 1 | 1 | 340.09
6229762 | Technical buffer solution pH 7.02 | 25°C, 500 ml |  | 308 | 1 | 1 | 20.55
6229781 | Hose connection tubing, metal | NW 12 M24x1.5, 150cm, 350°C max.temp. |  | 755 | 1 | 1 | 571.43
6229909 | Temperature and time controller TRS 300 | microprocessor controlled unit |  | 1138 | 1 | 1 | 1465.29
6229964 | Vakuum pump N 920 KT.29.18 | 2,0 mbar, adjustable flowrate |  | 621 | 1 | 1 | Refer to Cope
6229999 | Main cable H 11 | Swiss plug |  | 1296 | 1 | 1 | Refer to Cope
6230074 | Microlitre centrifuge Z 216 MK | incl. rotor V14, 24 x 1,5/2,0 ml | cooled, 230 V / 50-60 Hz | 641 | 1 | 1 | 3755.28
6230184 | Hand-held refractometer Master-alpha | 0.0 - 33.0% Brix, autom. temperature compensation | splash water protected | 1027 | 1 | 1 | #N/A
6230186 | Acura® manual 835 macro pipettes | 0.2-2ml |  | 874 | 1 | 1 | Refer to Cope
6230213 | Insert for screw cap | GL 14, 3,2 mm |  | 1372 | 1 | 1 | 15.04
6230274 | TLC precoated plates SIL G-25 UV 254 | size: 10x20 cm, pack of 50 |  | 1391 | 1 | 1 | See Cope Price List CK585-50
6230318 | Alu-laboratory-pop-up foil 230 x 270 mm | creamy, stamped, silver/silver | box à 200 sheets | 177 | 1 | 1 | 16.2
6230324 | Combi pack chloride HR/Je | 100 reagent tablets |  | 1129 | 1 | 1 | 57.72
6230345 | PCR cap, PP, white | 8-strips, flat, for PCR tubes, | pack of 125 | 1181 | 1 | 1 | Refer to Cope
6230356 | electronical hanging balance HCB 200K100 | 200 kg/100 g |  | 344 | 1 | 1 | 119.78
6230404 | Heavy duty beaker 250 ml | pack of 12 |  | 14 | 1 | 1 | See Cope Price List BN135-40
6230405 | Heavy duty beaker 400 ml | pack of 12 |  | 14 | 1 | 1 | See Cope Price List BN135-45
6230416 | SMA hand clamp | for 4- and 6 W hand lamps |  | 1197 | 1 | 1 | 98.23
6230433 | TrayCell micro cell CH 8.5/15/20 mm | height 53/59.5/64.5 mm, | with 1 lid 1 mm LP, and 1 lid 0,2 mm LP | 1314 | 1 | 1 | Refer to Cope
6230445 | Refrigerated/heating circulator F33-EH | Economy line, 16 ltr. | temp. range: -30...150°C | 746 | 1 | 1 | #N/A
6230463 | 4 Watt tube 254 nm | for UV transilluminators | short-wave | 1199 | 1 | 1 | 22.27
6230464 | 4 Watt tube 365 nm | for UV transilluminator, | long-wave | 1199 | 1 | 1 | 26.47
6230465 | 6 Watt tube 254 nm | for UV transilluminators, | short-wave | 1199 | 1 | 1 | 22.79
6230515 | Exsikkator Ø 200 mm | with plastic knob cover | and porcelain plate, boro 3.3 | 990 | 1 | 1 | 72.5
6230535 | Dosys classic 173, 1 - 10 ml | selve fill syringe | valve integrated | 920 | 1 | 1 | See Cope Price List SY720-65
6230605 | Iodine Determination Flasks , Cap. ml 1000 Socket | NS 29/32 |  | 577 | 1 | 1 | 31.34
6230607 | Plain glass plates 100x100 mm | with bonded spacers 1 mm | pack of 2 | 1210 | 1 | 1 | Refer to Cope
6230626 | Calibration solution 84 µS/cm | 500 ml, with charge certificate |  | 326 | 1 | 1 | 34.36
6230635 | Round cuvettes with cover | Ø 24mm, pack of 5 |  | 1131 | 1 | 1 | 42.75
6230658 | Thermometer & sensor TTX 110 | (L 90mm, Ø. 3mm, pointed) |  | 376 | 1 | 1 | 69.58
6230719 | Distilling Links with Liebig Condenser, Cone NS | 29/32 Jacket L. mm 250 |  | 579 | 1 | 1 | 98.14
6230729 | TLC precoated plates SIL G-25 | size: 5x10 cm pack of 50 |  | 1391 | 1 | 1 | 148.47
6230775 | Finntips Flex 1000 | 100-1000 µl, pack of 10x96 |  | 906 | 1 | 1 | 85.89
6230826 | Iodine determination flask 250 ml, with collar | with hollow hexagonal stopper NS 29/32 |  | 577 | 1 | 1 | 62.74
6230844 | Membrane filter 0.2 µm, PTFE | GL 14, for pressure equalization set |  | 1372 | 1 | 1 | 8.03
6230881 | Silicone half mask body size L | serie 7500 |  | 199 | 1 | 1 | 42.92
6230903 | PCR closure mat | for 48-well plates | for 9.409 368, pack of 10 | 1184 | 1 | 1 | Refer to Cope
6230923 | Neotouch®, size L (8,5-9) | one time gloves, neopren, | powder free, light green, 290 mm, pack of 100 | 214 | 1 | 1 | 25.4
6231072 | LLG-Crystallise cup 3500 ml | with drain, DIN 12338, Boro 3.3 | D=230 mm, H=100 mm | 100 | 1 | 1 | 26.37
6231087 | Erlenmeyer flask 250 ml | PETG, sterile, plane bottom, | with venting screw-cap, pack of 12 | 1230 | 1 | 1 | Refer to Cope
6231100 | Bowl pack 2 flats | CC, sterile, 1264 cm2 growth expanse | pack of 6 | 1225 | 1 | 1 | 236.68
6231115 | Crucible lid Ø 75 mm, Alsint | for crucible Ø 73 mm |  | 107 | 1 | 1 | 83.87
6231153 | Mikroliter syringe 810 RN | 100 µl, without needle |  | 1353 | 1 | 1 | 124
6231161 | Autoclave deodorant Anabac® Poma | based on apple extract | pack of 100 | 1098 | 1 | 1 | 94.2
6231173 | Electronic hanging balance HDB 5K5N | 10 kg / 10 gr., | incl. 2x 1.5 V batteries AAA | 344 | 1 | 1 | 72.41
6231269 | Grinding stock reservoir 3,5 l cpl. |  |  | 536 | 1 | 1 | 420.82
6231283 | Stainless steel sensor PT 1000.70 | glass-coated, for RCT basic | 3380000 and 3810000 | 435 | 1 | 1 | Refer to Cope
6231284 | Basic holder VX 11 | for VXR |  | 464 | 1 | 1 | Refer to Cope
6231285 | Test tube insert VX 11.2 | for VXR |  | 464 | 1 | 1 | Refer to Cope
6231389 | Protection gloves RUBIFLEX S NB40S | ca.40 cm, size 8, type 98902, | green, pair | 221 | 1 | 1 | 17.68
6231425 | Protection gloves RUBIFLEX S NB40S | ca.40 cm, size 9, type 98902, | green, pair | 221 | 1 | 1 | 17.68
6231447 | Protection gloves RUBIFLEX S NB40S | ca.40 cm, size 10, type 98902, | green, pair | 221 | 1 | 1 | 17.68
6231448 | pH/EC/TDS/°C meter | (0-3999 µS/cm; 0-2000 mg/l (ppm)), | waterproof, with probe HI 1288 in transport case | 332 | 1 | 1 | #N/A
6231512 | Stainless steel grid | for model size 400x330 | (for good air circulation) | 799 | 1 | 1 | See Cope Price List IN473-06
6231520 | Microlitre centrifuge Z 216 MK | cooled, 230 V / 50-60 Hz |  | 641 | 1 | 1 | 3475.28
6231539 | Globus stirring coupler, POM | for 6 mm internal square |  | 448 | 1 | 1 | 107.26
6231540 | LLG-Evaporating dish 208/4 | 110ml, 100x25 mm | low form, with drain | 100 | 1 | 1 | 7.13
6231541 | LLG-Büchner funnel 237/3 | 120 ml, for fitlerpaper dia. 70mm |  | 697 | 1 | 1 | 20.93
6231555 | Calibration standard | reference filter 667-UV9 | n-hexane | 1046 | 1 | 1 | Refer to Cope
6231591 | Digital hand-held refractometer PAL-BX/RI | 0.0 - 93.0% Brix, 1.3306 - 1.5284 nD | with ATC, dust- and waterproof | 1028 | 1 | 1 | 856.14
6231607 | Precision balance KB 2000-2N | 2010 g / 0.01 g, | pan size: 130 x 130 mm | 350 | 1 | 1 | 280.5
6231685 | Precision balance PCB 6000-1 | 6000 g / 0.1 g, | weighing pan 150 x 170 mm | 353 | 1 | 1 | 240.43
6231686 | Dosys classic 173, 0,5 - 5 ml | self filling syringe | valve integrated | 920 | 1 | 1 | See Cope Price List SY720-55
6231720 | Autoclave deodorant Anabac® Citrus | based of lemon extract | pack of 100 | 1098 | 1 | 1 | 94.2
6231721 | Culture tubes 40 ml, Pyrex | 20x200 mm, screw cap, thread 20 mm | pack of 40 | 1256 | 1 | 1 | See Cope Price List TP250-75
6231748 | Abbe refractometer NAR-1T LIQUID |  |  | 1033 | 1 | 1 | 4190.89
6231770 | Laboratory gas burner Fuego SCS | with IR-sensor, LC-Display |  | 132 | 1 | 1 | Refer to Cope
6231785 | Microplates pureGrade | 96-well, PS, 350 µl, without cover, | non-sterile, pack of 100 | 1205 | 1 | 1 | See Cope Price List MN342-15
6231788 | Vacuum filtration 2x manifold AS220 | for MBS I |  | 686 | 1 | 1 | Refer to Cope
6231805 | Funnel 50 mm | stainless steel | w/o handle and air furrow | 95 | 1 | 1 | 14.96
6231823 | Compact Geldocumentationssystem |  |  | 1200 | 1 | 1 | See Cope Price List EL380-10
6231832 | UV-transilluminator 312nm | 200 x 200 mm, 230 V |  | 1198 | 1 | 1 | Refer to Cope
6231847 | 96-well plates with | transparent bottom, white | pack of 30 | 1222 | 1 | 1 | 355.42
6231848 | 96-well plates, white | sterile, pack of 50 (LumiNunc) |  | 1221 | 1 | 1 | 147.71
6231858 | LLG-Roll border bottles 100 ml, clear | 95x52mm, 3.hydrolytic cl. | pack of 88 | 1347 | 1 | 1 | 37.91
6231860 | Dispenser | for 100 and 350 ml funnels | for MBS I | 686 | 1 | 1 | Refer to Cope
6231903 | Humidity measuring unit MA150C | with interface |  | 362 | 1 | 1 | #N/A
6231946 | Centrifuge tubes 18x118 mm | 15 ml, PMP, graduated 0,2 ml, | conical, pack of 50 | 647 | 1 | 1 | 37.38
6231953 | Round-bottom Flasks, Two-neck, Side Neck Angled, | C. Neck NS 29/32 Side Neck NS 19/26 |  | 573 | 1 | 1 | 51.19
6231957 | Powder micro-spatula 150x5 mm | stainless steel, very flexible |  | 111 | 1 | 1 | 3.73
6231995 | Thermometer & sensor TTX 100 | (L 110mm, Ø. 3mm, pointed, handle, | 0,6 m silicone cable), fixed connected | 376 | 1 | 1 | 109.14
6232027 | Multiple Adapters, 2 Necks , Socket vertical 19/26 | Socket oblique 19/26 |  | 585 | 1 | 1 | 27.39
6232031 | Combination filter 86 ABEK HgSt | class: A2-B2-E2-K2-Hg-P3 R D |  | 200 | 1 | 1 | 35.56
6232074 | Multiple Adapters, 2 Necks , Socket NS 14/23 Cone | NS 29/32 |  | 585 | 1 | 1 | 32.89
6232176 | Comb with 12 sample | 1 mm thick |  | 1210 | 1 | 1 | See Cope Price List EL272-24
6232178 | LLG-screw-caps N 8, blue, | with head hole PTFE, rubber white, | sealing discs slotted engaged, pack of 100 | 1334 | 1 | 1 | 39.69
6232190 | All coat-sampler V4A | 550 mm length |  | 497 | 1 | 1 | 574.93
6232207 | Laboratory gas burner Fuego SCS basic | foot pedal, wall wart |  | 132 | 1 | 1 | See Cope Price List BY340-30
6232288 | Notched glass plates 200 x 200 mm | 2 mm thick, pack of 2 |  | 1211 | 1 | 1 | Refer to Cope
6232289 | Glass plate 200 x 200 mm | plain, with bondend spacer 1mm | pack of 2 | 1211 | 1 | 1 | Refer to Cope
6232290 | Comb with 10 samples | 1 mm thick |  | 1210 | 1 | 1 | Refer to Cope
6232291 | Comb with 20 samples | 1 mm thick |  | 1210 | 1 | 1 | See Cope Price List EL272-26
6232327 | Glove dispenser fix 75 | 250 x 135 x 80 mm |  | 215 | 1 | 1 | 37.91
6232333 | EC HPLC-column NUCLEODUR | 3 µm, 125 mm, id: 3 mm |  | 1368 | 1 | 1 | 755.37
6232337 | 15 Watt tube 312 nm | for UV transilluminators, | mid-wave | 1199 | 1 | 1 | 55.01
6232352 | Ashing furnaces LVT 9/11/B180 | with lift door and controller B 180 | 1100°C max. | 827 | 1 | 1 | Refer to Cope
6232362 | CHROMAFIL Xtra disposable filter GF-100/25 | glass fibre, 25 mm, 1 µm, colourless PP-case, | labelled, pack of 100 | 680 | 1 | 1 | 92.42
6232389 | Chromafil Xtra disposable filter PA-45/25 | polyamide/nylon, 0.45 µm,25 mm, colourless PP-case | labelled, pack of 100 | 678 | 1 | 1 | 92.42
6232433 | Stainless steel grid | for model size 560x400 | (for good air circulation) | 799 | 1 | 1 | See Cope Price List IN473-08
6232434 | Digital hand-held refractometer PAL-22S | for honey 12.0 - 30.0% | with ATC, dust- and waterproof | 1028 | 1 | 1 | 389.17
6232481 | Steam sterilizer HV 50 L | 50 liter, 300 x 710 mm, | 230 V/50Hz | 1098 | 1 | 1 | 8721.36
6232482 | Stainless steel basket | 280x225 mm, for HV 50 L |  | 1098 | 1 | 1 | 282.65
6232523 | Comb 12 sample MC, 1 mm thick |  |  | 1192 | 1 | 1 | Refer to Cope
6232525 | LLG-Evaporating dish 207/6 | 420ml, 154x50mm, | medium form, with drain | 101 | 1 | 1 | 15.92
6232548 | CHROMAFIL Xtra disposable filter PET-45/25 | polyester, 0.45 µm, 25 mm, colourless PP-case, | labelled, pack of 100 | 679 | 1 | 1 | 92.42
6232549 | CHROMAFIL Xtra disposable filter PET-120/25 | polyester, 1.2 µm, 25 mm, colourless PP-case, | labelled, pack of 100 | 679 | 1 | 1 | 92.42
6232574 | LLG-Pestle 135mm, rough | Ø 30mm, 213A/2 |  | 516 | 1 | 1 | 3.93
6232575 | LLG-Pit plate 263/5 | 25 x 81 x 112 mm, 6 cavities |  | 1292 | 1 | 1 | 11.01
6232577 | LLG-Mörser 110ml, porcellaine | inside rough, 83x50mm, 211A/2 |  | 516 | 1 | 1 | 11.16
6232630 | Comb, 18 samples MC | 1 mm thick |  | 1211 | 1 | 1 | See Cope Price List EL274-52
6232660 | TLC precoated plates SIL G-25 UV 254 | format: 50x200 mm, pack of 100 |  | 1391 | 1 | 1 | See Cope Price List CK585-30
6232715 | FiveEasy FE20-kit Laboratory instrument | FE20-BASIC incl. LE409 pH-electrode, | 2 x pH 4.01, 2 x pH 7.00, electrode arm | 292 | 1 | 1 | See Cope Price List PH615-10
6232716 | Fiber glass filter | pack of 200 |  | 362 | 1 | 1 | 122.98
6232743 | pH-single rod measuring chain SenTix® 52 |  |  | 296 | 1 | 1 | Refer to Cope
6232797 | Comb with 8 samples | 1,00 mm thick |  | 1210 | 1 | 1 | See Cope Price List EL272-22
6232813 | Test tube insert VX 11.1 | for VXR |  | 464 | 1 | 1 | Refer to Cope
6232946 | Combi-pack copper no.1 / no.2 | 200 reagent tablets | no dan. goods | 1129 | 1 | 1 | 99.91
6233091 | Round-bottom Flasks, Two-neck, Side Neck Angled, | C. Neck NS 29/32 Side Neck NS 19/26 |  | 573 | 1 | 1 | 48.06
6233114 | Round-bottom Flasks, Two-neck, Side Neck Angled, | C. Neck NS 29/32 Side Neck NS 19/26 |  | 573 | 1 | 1 | 33.73
6233128 | CHROMABOND columns CN/SIOH | volume: 6 ml, content of sorbent: 500/1000 mg, | PP with PE-filterelements pack of 30 | 1360 | 1 | 1 | 328.94
6233172 | CHROMAFIL Xtra disposable filter PET-120/25 | polyester, 1.2 µm, 25 mm, colourless PP-case, | labelled, pack of 400 | 679 | 1 | 1 | 340.09
6233176 | LLG-Filter crucible 4/35/6, porcellaine | 25ml, 35/40mm, pore size 6, DIN 12909 |  | 693 | 1 | 1 | 17.08
6233275 | Kjeldahl-Flasks, Socket NS 29/32 Cap. ml 750 |  |  | 571 | 1 | 1 | 62.06
6233287 | Thermometer TDC 150 | -50/+150°C, NL 125mm, dia. 3.5mm |  | 374 | 1 | 1 | 45.02
6233339 | Screw-cap PP, white with hole | silicone nature/PTFE beige, pack of 1000 |  | 1348 | 1 | 1 | 419.86
6233381 | pH electrode BlueLine 14 pH ID | electrode identification |  | 299 | 1 | 1 | Refer to Cope
6233440 | Rapid infrared digestion unit InKjel 1225 | for 12 glasses à 250 ml |  | 1152 | 1 | 1 | 4967.5
6233543 | Groove sensor TPX 400 | f. TFX-units, 0,6m silicone cable, | Lemosa-plug connection | 378 | 1 | 1 | 106.41
6233548 | Microplates pureGrade | 96-well, PS, 350 µl, white, F-B., | non-sterile, pack of 100 | 1205 | 1 | 1 | See Cope Price List MN342-30
6233568 | ALUGRAM-sheetsn SIL G/UV 254 | thickness: 0,2 mm, format: 10 x 20 cm | pack of 20 | 1391 | 1 | 1 | 82.28
6233571 | Probe TPX 230 | NL 130 mm, Ø 3 mm, sharp, | Lemo size 1-4, for TFX 430 | 379 | 1 | 1 | 220.83
6233613 | Precision balance KB 1200-2N | 1210 g / 0.01 g, | pan size: 130 x 130 mm | 350 | 1 | 1 | 280.5
6233617 | Comb 12 samples MC, 1,5 mm thick |  |  | 1192 | 1 | 1 | Refer to Cope
6233618 | Comb 20 samples, 1,5 mm thick |  |  | 1193 | 1 | 1 | Refer to Cope
6233664 | Alublock 24 x 2.0 ml tubes | with thermometer hole |  | 1299 | 1 | 1 | 96.03
6233682 | Analytical balance Pioneer PA114 | 114 g / 0.1 mg, external adjusting | weighing pan 90 mm dia. | 357 | 1 | 1 | See Cope Price List BB577-09
6233690 | electronic Timer III | and stopp clock, white, 3 times | up to 20 h | 390 | 1 | 1 | 28.16
6233696 | Inoculating loops 4,0 mm | stainless steel, pack of 10 |  | 1247 | 1 | 1 | 29.38
6233706 | Planet-micro mill Pulverisette 7 | without grinding beaker and balls |  | 534 | 1 | 1 | 11656.32
6233742 | Finnpipette F2, 1 channel | variable volume 0.5-5 µl micro tip, | for Finntips Flex10,10,50 Mikro | 885 | 1 | 1 | 277.02
6233743 | Finnpipette F2, 1 channel | variable volume 2-20 µl | for Finntips Flex 200,250 Univ | 885 | 1 | 1 | 277.02
6233744 | Finnpipette F2, 1 channel | variable volume 20-200 µl | for Finntips Flex 200,250 Univ. | 885 | 1 | 1 | 277.02
6233745 | Finnpipette F2, 1 channel | variable volume 100-1000 µl | for Finntips Flex 1000,1000,1000 Ext. | 885 | 1 | 1 | 277.02
6233748 | LLG-Filter crucible 4/35/7, porcellaine | 25ml, 35/40mm, pore size 7, DIN 12909 |  | 693 | 1 | 1 | 14.26
6233756 | Microplates pureGrade | 96-well, PS, 350 µl, black, F-B., | non-sterile, pack of 100 | 1205 | 1 | 1 | See Cope Price List MN342-45
6233757 | LLG-Crystallise cup 100 ml | w/o drain, DIN 12337, Boro 3.3 | D=70 mm, H=40 mm | 100 | 1 | 1 | 5.24
6233767 | pH/°C-meter HI 99161 | for the eatables area, | water tight, with pH electrode FC 202D, | 280 | 1 | 1 | 547.76
6233795 | Analytical balance Pioneer PA214C | 210 g / 0.1 mg, internal adjusting | weighing pan 90 mm dia. | 357 | 1 | 1 | See Cope Price List BB577-49
6233811 | Centrifuge tubes 16x107 mm | 10 ml, PP, graduated 0.1 ml, | conical, pack of 100 | 647 | 1 | 1 | 31.15
6233835 | InVitro Biotainer® bottle 5000ml | PETG, PP screw-cap with PE insert, | sterile, pack of 6 | 1231 | 1 | 1 | Refer to Cope
6233844 | pH/° meter HI 208-02 | int.magnetic stirrer and electrode holder, | integ.temperature sensor, pH-electrode | 288 | 1 | 1 | 356.66
6233851 | Microplates pureGrade | 96-well, PS, 360 µl, without cover, | non-sterile, pack of 100 | 1205 | 1 | 1 | See Cope Price List MN342-10
6233869 | Optifit-Pipette tips 10-1000 µl | pre-sterilized, single rack, | pack of 10x96 | 904 | 1 | 1 | 104.42
6233889 | Ashing furnace LV 5/11/P330 | with controller P 330 | 1100°C max. | 827 | 1 | 1 | Refer to Cope
6233891 | CHROMAFIL Xtra disposable filter RC-45/25 | regenerated cellulose, 0.45 µm, 25 mm, | colourless PP-case, labelled, pack of 400 | 678 | 1 | 1 | 340.09
6233904 | Settle rotor for 4x15 ml | cpl. with bush |  | 636 | 1 | 1 | 181.8
6233912 | Microplates pureGrade S | 96-well, PS, transparent, standard, | F-bottom, sterile, with lid, pack of 50 | 1206 | 1 | 1 | See Cope Price List MN343-15
6233918 | LLG-Crimp Neck Vial N 11, outer diameter: 11.6 mm, | outer height: 32 mm, clear, flat bottom, with | integrated Insert 0.2 mL, conical pack of 100pcs | 1339 | 1 | 1 | #N/A
6234011 | CHROMAFIL Xtra disposable filter PA-45/25 | polyamide/nylon, 0.45 µm,25 mm, colourless PP-case | labelled, pack of 400 | 678 | 1 | 1 | 340.09
6234026 | LLG-Test tubes, FIOLAX, 10x100mm | with beaded rim, pack of 100 |  | 24 | 1 | 1 | 13.35
6234031 | CHROMABOND columns C18 | volume: 6 ml, capacity: 1000 mg, | PP, with PE-filterelementa pack à 30 pics | 1360 | 1 | 1 | 189.38
6234037 | Glass pin for milk butyrometer |  |  | 1160 | 1 | 1 | 3.32
6234050 | pH/° electrode | PEI, diaphragm, ceramic, simple, | DIN-plug, 1 m cable, for HI 9210N | 279 | 1 | 1 | 194.54
6234067 | Chemical-membrane pump MZ 2C NT | + AK + EK, CEE mais cable | 230 V, 50/60 Hz | 979 | 1 | 1 | Refer to Cope
6234095 | mLine® 1-channel 0,1 - 3 µl | mechanical pipette, variable |  | 879 | 1 | 1 | 303.15
6234096 | mLine® 1-channel 0,5 - 10 µl | mechanical pipette, variable |  | 879 | 1 | 1 | 275.97
6234247 | High speed centrifuge tubes 30ml | with screw-thread, O.D.:24mm, | length 106 mm, pack of 6 | 644 | 1 | 1 | 119.99
6234320 | Protection lenses super OTG 9169 | colour:navy blue, disc:PC colourless/UV 2-1,2 | supravision NCH/uvex hi-res | 190 | 1 | 1 | 24.94
6234424 | Filter unit, PES, 115 ml, 0,2µl |  |  | 690 | 1 | 1 | Refer to Cope
6234451 | Comb 20 samples, 1 mm thick |  |  | 1193 | 1 | 1 | Refer to Cope
6234463 | Breath protection full mask 6700S | size S |  | 199 | 1 | 1 | 135.93
6234464 | Breath protection full mask 6900S | size L |  | 199 | 1 | 1 | 135.93
6234466 | Safety-wash-bottle 500 ml | wide neck, PE-LD, GL 45, acetic acid | with VENT-CAP bolting | 90 | 1 | 1 | 9.85
6234510 | Erlenmeyer flasks,DURAN®,narrow neck,cap. 150 ml |  |  | 18 | 1 | 1 | 7.28
6234511 | Precision balance KB 120-3N | 121 g / 0.001 g, | pan size: 81 mm dia. | 350 | 1 | 1 | 290.52
6234515 | Graduated pipette 50:0.2 ml, 450 mm length | class AS, main point ring graduation, | graduated to top, amber graduated | 848 | 1 | 1 | 16.09
6234530 | Erlenmeyer flask 125 ml | PETG, sterile, plane bottom, | with venting screw-cap, pack of 24 | 1230 | 1 | 1 | Refer to Cope
6234541 | LLG-Bimetal crimp cap N 20, red/silver, center | hole, Silicone blue/PTFE colourless, Hardness: 40° | shore A, Thickness: 3 mm pack of 100pcs | 1346 | 1 | 1 | 59.46
6234562 | Butyrometer 0-20% |  |  | 1159 | 1 | 1 | 34.63
6234567 | Optifit-Pipette tips 5-350 µl | pre-sterilized, in rack, | pack of 10x96 | 904 | 1 | 1 | 91.55
6234568 | Optifit-Pipette tips 10-1000 µl | pre-sterilized, pack of 10x96 |  | 904 | 1 | 1 | 91.55
6234576 | McFarland tube Densitometer DEN-1 | incl.EU-/UK-plug |  | 1315 | 1 | 1 | See Cope Price List CR500-10
6234591 | LLG-Mortar 220ml, porcellaine | inside glazed, 105x64mm, 211B/3 |  | 516 | 1 | 1 | 13.5
6234592 | LLG-Pestle 150mm, glazed | Ø 36mm, 213B/3 |  | 516 | 1 | 1 | 6.17
6234594 | Erlenmeyer flask 500 ml | PETG, sterile, with baffles | and screw-cap, pack of 12 | 1229 | 1 | 1 | Refer to Cope
6234595 | Erlenmeyer flask 1000 ml | PETG, sterile, with baffles | and screw-cap, pack of 6 | 1229 | 1 | 1 | Refer to Cope
6234596 | Erlenmeyer flask 1000 ml | PETG, sterile, plane bottom, | with screw-cap, pack of 6 | 1229 | 1 | 1 | Refer to Cope
6234598 | All coat-sampler V4A | 850 mm length |  | 497 | 1 | 1 | 662.92
6234641 | Buffer solution pH 12.00 | 500 ml |  | 309 | 1 | 1 | 20.96
6234665 | Ultrafiltration module | for Ultra Clear / | Ultra Clear Integra....UF | 1176 | 1 | 1 | 676
6234666 | Disinfection kit | for clear water systems | 3 syringes | 1176 | 1 | 1 | 124.61
6234716 | FiveEasy pH FE20-Basic | (instrument only) incl. instruction manual, | short manual, ower supply | 292 | 1 | 1 | See Cope Price List PH615-20
6234725 | Microtube-thermo-shaker PHMT | incl.block PSC18 for 20 x 0,5 ml | and 12 x 1,5 ml, incl.EU-/UK-plug | 1308 | 1 | 1 | See Cope Price List IN104-20
6234735 | LLG-Cryobox 133x133x32 mm | red, special, w/o grid divider |  | 706 | 1 | 1 | 3.4
6234815 | Manual cable reel Ex, black | with earthinh cable, without cord |  | 510 | 1 | 1 | 221
6234827 | Analytical balance Pioneer PA64 | 65 g / 0.1 mg, external adjusting | weighing pan 90 mm dia. | 357 | 1 | 1 | See Cope Price List BB577-05
6234850 | Precision balance Pioneer PA2102C | 2100 g / 0.01 g, internal adjusting | weighing pan 180 mm dia. | 349 | 1 | 1 | See Cope Price List BB577-65
6234859 | Conductivity solution 100 µS/cm | 500 ml |  | 326 | 1 | 1 | 118.19
6234868 | Ice-cream butyrometer Köhler | measuring method, 0-20%:0,2 F |  | 1159 | 1 | 1 | 24.6
6234902 | Closure 22 mm, PE | cautchouc red-orange/TEF transparent, | 60° shore A, 1,3 mm, pack of 1000 | 1347 | 1 | 1 | 203.15
6234956 | Stirrer Guides with Cooling Jacket , Cone NS | 29/32 |  | 590 | 1 | 1 | 150.72
6234957 | Stirrer Guides with Cooling Jacket , Cone NS | 45/40 |  | 590 | 1 | 1 | 157.05
6235003 | Timer T1 | from 00:00 to 99:59 |  | 564 | 1 | 1 | 232.07
6235017 | Anodisc Circle with Support Ring, 25 mm, 0.1 µm | pore size, pack of 50 |  | 668 | 1 | 1 | See Cope Price List FC252-08
6235019 | Distribution Tubes with Frit (Porosity 0) | for Specific Heavier Solvents, Extractor 100 ml |  | 600 | 1 | 1 | 37.3
6235042 | Safety wash bottle 500 ml | wide neck, PE-LD, GL 45, Acetonitril | with VENT-CAP bolting | 90 | 1 | 1 | 9.85
6235043 | Acura® manual 835 Fix, macro pipette | 2 ml |  | 874 | 1 | 1 | Refer to Cope
6235065 | Distribution Tubes with Frit (Porosity 0) | for Specific Heavier Solvents, Extractor 250 ml |  | 600 | 1 | 1 | 42.23
6235082 | Sidelock set | for safety box 569, | pack of 4 | 249 | 1 | 1 | 17.25
6235096 | Quick binder 320mm | from plastic, pack of 1000 |  | 245 | 1 | 1 | 105.24
6235098 | Precision balance PCB 1000-1 | 1000 g / 0.1 g, | weighing pan 130 x 130 mm | 353 | 1 | 1 | 185.32
6235155 | Gloves, size 6, 250 mm | cotton jersey, monofilament, | 1 pair per pack | 222 | 1 | 1 | 0.88
6235183 | Package magnetic stirrer C-MAG HS 7 | incl.contact thermometee ETS-D 5, holding rod | H 38, support rod H 16 V, boss head clamp H 44 | 434 | 1 | 1 | Refer to Cope
6235199 | Chamber furnace HTC O3/16/P330 | with controller P 330, max. 1600°C | SiC-rod heated, with clap door | 827 | 1 | 1 | Refer to Cope
6235214 | Precision balance KB 240-3N | 240 g / 0.001 g, | pan size: 81 mm dia. | 350 | 1 | 1 | 300.54
6235226 | Elastic bands | for fastening for Vortex Genie® 2 | pack of 2 | 461 | 1 | 1 | 11.91
6235231 | Ultrasonic processor UP100H | portable, also mountable on support, | 100 Watt, frequence 30kHz | 564 | 1 | 1 | 2754.71
6235314 | Disposable Culture tube 75x12.25x0.8 mm | soda-lime-glass, | pack of 500 | 1256 | 1 | 1 | 36.02
6235326 | Microliter syringe 1005 CTC | 5 ml, (23/51/5) |  | 1356 | 1 | 1 | 194.85
6235330 | Echo protection box SB2-16 | height adjustable table plate, | support rod Ø 16 mm, for UP50H or UP100H | 564 | 1 | 1 | 1112.04
6235345 | Gas- and combination filter AXP3 | serie 6000, for full masks |  | 199 | 4 | 1 | #N/A
6235370 | Frame-pipette holder 332 | for two Micro-, Macro- | and/or mutichannel pipettes | 878 | 1 | 1 | Refer to Cope
6235417 | Alublock 24 x 0.5 ml tubes | with thermostate hole, |  | 1299 | 1 | 1 | 96.03
6235425 | Whole glass syringes 20 ml, Dosys 155 | graduated, autoclavable | pack of 2 | 1357 | 1 | 1 | 26.87
6235500 | Humidity meter MA35 | 35 g / 1 mg |  | 362 | 1 | 1 | #N/A
6235534 | Dispersing unit Polytron® PT 3100 D | package with ST-F10/600, 230 V, EU-plug |  | 550 | 1 | 1 | #N/A
6235556 | Precision balance PCB 2500-2 | 2500 g / 0.01 g, | weighing pan 130 x 130 mm | 353 | 1 | 1 | 290.52
6235565 | Optifit-Pipette tips 0,5 - 200 µl | standard, 51 mm, tips id: C, | non-sterile, refill-tower, pack of 10x96 | 904 | 1 | 1 | 61.08
6235571 | Finntips Flex 1000 | 100-1000 µl, pack of 1000 |  | 906 | 1 | 1 | 63.85
6235585 | Ashing furnace LV 15/11/B180 | with controller B 180 | 1100°C max. | 827 | 1 | 1 | Refer to Cope
6235596 | Foodcare pH/°C electrode FC 202D | for HI 99161, PVDF, conical, diaphragm: open, | Viscolene, 1 m cable, DIN plug | 280 | 1 | 1 | #N/A
6235606 | LLG-Crimp Neck Micro-Vial N 8, 0,2ml | O.D:: 5.5 mm, outer height: 31.5 mm, clear, | conical, pack of 100 | 1333 | 1 | 1 | 20.98
6235610 | Ashing furnaces LVT 15/11/P330 | with controller P 330 | 1100°C max. | 827 | 1 | 1 | Refer to Cope
6235611 | Ashing furnaces LVT 15/11/B180 | with controller B 180 | 1100°C max. | 827 | 1 | 1 | Refer to Cope
6235645 | Round-bottom Flasks, Three-neck, Side Necks | Parallel, C. Neck NS 29/32 Side Neck NS 29/32 |  | 574 | 1 | 1 | 69.08
6235660 | Breath protecting mask FFP3 NR D | with breath-out valve |  | 194 | 1 | 1 | #N/A
6235684 | Vortex Genie® 2-Mixer | 240 V, 50 Hz | with swiss plug | 460 | 1 | 1 | 446.03
6235728 | Compact balance EMB 1000-2 | 1000 g / 0.01 g, | weighing plate 150 mm Ø | 345 | 1 | 1 | 195.34
6235736 | Heavy duty beaker 600 ml | pack of 6 |  | 14 | 1 | 1 | See Cope Price List BN135-50
6235767 | Safety bench MSC Advantage 1.2 | 230 V, 50 Hz, EN-certified |  | 1239 | 1 | 1 | 10351.82
6235794 | pH/C°-electrode HI 1291 | plastic, DIN-plug, | for HI 991000, HI 207, HI 208 | 288 | 1 | 1 | #N/A
6235806 | Sensor TPX 130 | nl 130 mm, Ø 3 mm, dull, | Lemo size 1-4 pol., for TFX 430 | 379 | 1 | 1 | 220.83
6235892 | Digital refractometer DR 6100-TF | measuring range: 1.3200-1.7000nD, 0-95 % brix | with thermostat and flow kuvette | 1032 | 1 | 1 | 10284.99
6235920 | Protecting glasses AF/UV | disc: acetate clear, gastight |  | 189 | 1 | 1 | 21.16
6235935 | FiveEasy electrode arm | (complete) |  | 292 | 1 | 1 | See Cope Price List CU667-34
6235966 | Adapter expansion socket NS 29/32 | cone NS 14/23, boro 3.3 |  | 604 | 1 | 1 | 8.29
6235995 | pH electrode A 7780 1M-DIN-ID | with sensor recognition |  | 301 | 1 | 1 | Refer to Cope
6236005 | Canister set KAS 20 | for S 2, consisting of 2 canisters | à 20 l, incl. swim switch | 1154 | 1 | 1 | 426.08
6236022 | Allihn Condenser 250 mm, NS 19/26 | with glass thread and 2 plastic olives |  | 593 | 1 | 1 | 71.93
6236025 | BEL-ART Disposal cartons for broken glass | floor model, 30x30x69 cm, pack of 6 |  | 247 | 1 | 1 | 97.85
6236033 | Milk butyrometer 0-12%:0,1 |  |  | 1158 | 1 | 1 | 19.72
6236050 | Emptying appliance complete |  |  | 498 | 1 | 1 | Refer to Cope
6236081 | Culture tubes 20 ml, Pyrex | 20x100 mm, screw cap, thread 20 mm | pack of 40 | 1256 | 1 | 1 | See Cope Price List TP250-40
6236085 | Syringe 1702 N CTC (22s/51/3) | Slim Line, 25 µl |  | 1356 | 1 | 1 | 155.48
6236108 | VACUU·LAN® manual flow control module VCL AR | with connecting part A5, M35 x 1,5 | consisting of A5, C9, B8, C2 | 983 | 1 | 1 | Refer to Cope
6236109 | Magnetic stirrer MIX 1 XL | 100-2000 rpm, IP 64, | SoftStart-function | 414 | 1 | 1 | 1048.22
6236112 | Evporating flasks 1000 ml | bush NS 29/32 |  | 623 | 1 | 1 | 36.69
6236223 | Climatic chambers KBF LQC 240 | 240 Liter, 230-240V, 50/60 Hz |  | 823 | 1 | 1 | 28800.79
6236224 | Climatic chamber KBF LQC 720 | 720 liter, 230V, 50/60 Hz |  | 823 | 1 | 1 | 33314.73
6236239 | Liebig condenser 400 mm, NS 29/32 | glass olive, Boro 3.3 |  | 594 | 1 | 1 | 27.37
6236264 | Scissors 130 mm, straight | pointed/pointed, stainless steel |  | 116 | 1 | 1 | 3.75
6236293 | universal adhesive mat STICKMAX |  |  | 817 | 1 | 1 | Refer to Cope
6236303 | Round bottom flask 250 ml, NS 29/32 | Boro 3.3, w/o stopper |  | 570 | 1 | 1 | 10.25
6236317 | Separating funnel 50 ml after Squibb | PTFE stopcock, DIN 12452 |  | 597 | 1 | 1 | 29.74
6236318 | Separating funnels 100 ml after Squibb | PTFE stopcock, DIN 12452 |  | 597 | 1 | 1 | 28.82
6236319 | Separating funnels 250 ml after Squibb | PTFE stopcock, DIN 12452 |  | 597 | 1 | 1 | 33.06
6236320 | Separating funnel 500 ml after Squibb | PTFE stopcock, DIN 12452 |  | 597 | 1 | 1 | 36.27
6236321 | Separating funnel 1000 ml after Squibb | PTFE stopcock, DIN 12452 |  | 597 | 1 | 1 | 54.93
6236328 | Test tube rack, white, PP | for 40 tubes, holes Ø 25mm | 125 x 295 x 85 mm | 38 | 1 | 1 | See Cope Price List SM805-16
6236329 | Test tube rack, blue, PP | for 40 tubes, holes Ø 25mm | 125 x 295 x 85 mm | 38 | 1 | 1 | See Cope Price List SM805-30
6236330 | Test tube rack, yellow, PP | for 40 tubes, holes Ø 25mm | 125 x 295 x 85 mm | 38 | 1 | 1 | See Cope Price List SM805-66
6236346 | Round bottom flask 100 ml, NS 14/23 | Boro 3.3, w/o stopper |  | 570 | 1 | 1 | 6.42
6236347 | Pear shape flask 10 ml | NS 14/23, Boro 3.3 |  | 572 | 1 | 1 | 7.05
6236355 | Temperature sensor KM-TNF | NiCr-Ni flat probe, up to 400°C, | with diode plug, 15x400 mm | 783 | 1 | 1 | 118.02
6236426 | Volumetric flask 2 ml, clear, trapezoidal | glass, cl.A, NS 07/16, PP-stopper | blue scale, charge identification | 835 | 1 | 1 | 8.87
6236450 | Lid PC | for SUB AQUA 12, JB AQUA 12, | SUB14, HUB14, SBB14 | 767 | 1 | 1 | See Cope Price List BJ175-11
6236456 | Teclu burner for propane gas | with needle valve and air regulator |  | 130 | 1 | 1 | 43.57
6236466 | Culture bottle "Biogen" 2000 ml | erlenmeyer shaped, three baffles, neck straight f. | metal caps,flask Ø 166mm,height 305mm,neck Ø 38mm | 1252 | 1 | 1 | 84.04
6236477 | Line tester 8x/30 Dpt. | w.collat.mm scale |  | 1009 | 1 | 1 | 17.88
6236479 | Deware jar type DSS 2000 | 2000 ml, from stainless steel, | w/o handle | 985 | 1 | 1 | 398.19
6236508 | Round bottom flask 50 ml, NS 14/23 | Boro 3.3, w/o stopper |  | 570 | 1 | 1 | 5.74
6236532 | Sample chamber | with integr. changer module |  | 1039 | 1 | 1 | 2559.89
6236533 | Sample chamber | with integr.Peltier module |  | 1039 | 1 | 1 | See Cope Price List SJ377-77
6236539 | Cell culture flasks EasYFlask | PS, 70ml, 225 cm², with filter caps, | sterile, pack of 30 | 1218 | 1 | 1 | 192.03
6236596 | LLG-Crystallise cup 60 ml | w/o drain, DIN 12337, Boro 3.3 | D=60 mm, H=35 mm | 100 | 1 | 1 | 4.51
6236597 | LLG-Crystallise cup 900 ml | w/o drain, DIN 12337, Boro 3.3 | D=140 mm, H=75 mm | 100 | 1 | 1 | 14
6236598 | LLG-Crystallise cup 2000 ml | w/o drain, DIN 12337, Boro 3.3 | D=190 mm, H=90 mm | 100 | 1 | 1 | 19.62
6236599 | LLG-Crystallise cup 3500 ml | w/o drain, DIN 12337, Boro 3.3 | D=230 mm, H=100 mm | 100 | 1 | 1 | 26.19
6236618 | Crucible lid Ø 52 mm, Alsint | for crucible Ø 50 mm |  | 107 | 1 | 1 | 48.57
6236659 | Sterile filtration system 115 ml | 0,45 µ, wide form, SFCA |  | 691 | 1 | 1 | Refer to Cope
6236683 | LLG-Forceps 130 mm, sharp/curved | stainless steel |  | 124 | 1 | 1 | 4.63
6236751 | LINER AG 4mm ID TAPER QW, | pack of 5 |  | 1387 | 1 | 1 | 174.98
6236773 | Flask 100 ml, m. NS 29/32 | flat bottom |  | 576 | 1 | 1 | 7.63
6236774 | Round bottom flask 100 ml, NS 29/32 | Boro 3.3, w/o stopper |  | 570 | 1 | 1 | 7.63
6236800 | Solvent-pump with foot control |  |  | 951 | 1 | 1 | 607.08
6236845 | Milk butyrometer 0-14%:0,2 |  |  | 1158 | 1 | 1 | 19.95
6236850 | Jumbo-sampler, aluminium | 2500 mm length, 7 chambers | à 910 ml, Ø 50 mm, with PTFE separators | 497 | 1 | 1 | 882.08
6236854 | LLG-Aluminium weighing boats 101 x 8 mm, | w/o finger-tab, pack of 50 |  | 366 | 1 | 1 | 16.57
6236915 | Centrifuge bottle 1000 ml | Super Speed, with screw cap, PPCO |  | 651 | 1 | 1 | Refer to Cope
6236921 | Digital hand refractometer DR 301-95 |  |  | 1029 | 1 | 1 | 877
6236945 | Reagent reservoirs 55 ml, non-sterile | PVC, clear, pack of 100 |  | 912 | 1 | 1 | 40.89
6236954 | Distilling Receivers to Bernauer, Socket NS 29/32 | without flasks |  | 583 | 1 | 1 | 76.19
6237000 | LLG-Set Mikro consisting of: | microliter pipettes 9.280 001,9.280 003,9.280 005 | tips 9.409 129, 9.409 138, 9.409 139, | 869 | 1 | 1 | 189.91
6237001 | LLG-Set Mikro consisting of: | Mikroliter pipettes 9.280 001,9.280 003,9.280 005 | Tips 9.409 129, 9.409 138, 9.409 139, | 869 | 1 | 1 | 189.91
6237002 | LLG-Set Makro consisting of: | Mikroliter pipettes 9.280 005,9.280 006,9.280 007 | Tips 9.409 139, 9.409 097, 9.409 098, | 869 | 1 | 1 | 189.91
6237003 | LLG-Set Makro consisting of: | Mikroliter pipettes 9.280 005,9.280 006,9.280 007 | Tips 9.409 139, 9.409 097, 9.409 098, | 869 | 1 | 1 | 189.91
6237016 | 8er-Strips lids | for 96er-tubes, 0,65+1,2 ml, | pack of 1000 | 1283 | 1 | 1 | Refer to Cope
6237017 | Single tubes 1,2 ml | w/o coding, pack of 5x1000 |  | 1283 | 1 | 1 | Refer to Cope
6237076 | Gas-wash-bottle base NS 29/32 | for 250 ml, boro 3.3 |  | 602 | 1 | 1 | 13.8
6237126 | LLG-Incinerating dish 203/2 | 21 ml, 40 x 20 mm, | deep form, without drain | 107 | 1 | 1 | 2.47
6237141 | Reference standards McFarland | (0.5/1.0/2.0/3.0/4.0) set of 5 |  | 1315 | 1 | 1 | See Cope Price List CR502-04
6237160 | Test tube rack, detachable, PP | for 21 tubes with dia.30mm, | turquoise, 110 x 250 x 70 mm | 36 | 1 | 1 | 5.52
6237164 | Pear shape flask 25 ml | NS 14/23, Boro 3.3 |  | 572 | 1 | 1 | 7.81
6237165 | Pear shape flask 50 ml | NS 14/23, Boro 3.3 |  | 572 | 1 | 1 | 10.2
6237166 | Pear shape flask 100 ml | NS 14/23, Boro 3.3 |  | 572 | 1 | 1 | 11.99
6237167 | Evaporating flask100 ml | bush NS 29/32 |  | 623 | 1 | 1 | 16.4
6237176 | Hand pump for solvents | immersion depth max. 600 mm, | connection thread for bellows closure | 951 | 1 | 1 | 458.87
6237267 | 96-Well reversible rack, PP, blue | 96 wells for 0.5 ml on one side, and | 96 wells for 1.5 to 2.0 ml on the other side | 32 | 1 | 1 | 12.09
6237268 | 96-Well reversible rack, PP, green | 96 wells for 0.5 ml on one side, and | 96 wells for 1.5 to 2.0 ml on the other side | 32 | 1 | 1 | 12.85
6237286 | Grinding beaker 20 ml, hard metal | tungsten carbide |  | 534 | 1 | 1 | 3403.49
6237287 | Beaker tong 280 mm | stainless steel, PVC coated |  | 136 | 1 | 1 | 7.53
6237312 | Extractor acc. to Knöfler-Böhm | Extractor 150 ml, with Dimroth condenser NS 45/40 | with thread GL 14, flask 250 ml, | 599 | 1 | 1 | 279.39
6237313 | Extractor acc. to Knöfler-Böhm | Extractor 30 ml, with Dimroth condenser NS 29/32 | with thread GL 14, flask 100 ml, | 599 | 1 | 1 | 222.68
6237328 | LLG-Büchner funnel 237/2 | 70 ml, for filterpaper dia. 55mm |  | 697 | 1 | 1 | 17.66
6237330 | Pump control RV 10.4003 | incl. magnetic valve |  | 621 | 1 | 1 | Refer to Cope
6237371 | mLine® 1-channel, 2 - 20 µl | mechanic pipette, variable |  | 879 | 1 | 1 | 275.97
6237372 | mLine® 1-channel, 500 - 5000 µl | mechanic pipette, variable |  | 879 | 1 | 1 | 275.97
6237379 | Pipette tips Dualfilter | 50-1250 µl, PCR clean, sterile, | pack of 5 racks à 96 tips | 911 | 1 | 1 | 126.35
6237469 | PCR plate attachment MS 3.5 | for MS 3 basic / digital |  | 463 | 1 | 1 | Refer to Cope
6237535 | Vapor tube RV 10.70 | NS 29/32, for RV 10 |  | 620 | 1 | 1 | Refer to Cope
6237538 | Magnetic valve RV 10.4002 | lab vacuum |  | 621 | 1 | 1 | Refer to Cope
6237539 | Magnetiv valve RV 10.4001 | inhouse vacuum |  | 621 | 1 | 1 | Refer to Cope
6237540 | Water choke valve RV 10.5001 |  |  | 621 | 1 | 1 | Refer to Cope
6237541 | Water filter RV 10.5002 |  |  | 621 | 1 | 1 | Refer to Cope
6237542 | Pressure control valve RV 10.5003 |  |  | 621 | 1 | 1 | Refer to Cope
6237578 | Autoclave 230 FA | tabletop unit | chamber volume: 16l | 1096 | 1 | 1 | 4318.28
6237606 | Angle rotor 24x1,5/2,2 ml | with standard lid |  | 638 | 1 | 1 | 412.56
6237620 | 96-Well reversible rack, PP, natural | 96 wells for 0.5 ml on one side, and | 96 wells for 1.5 to 2.0 ml on the other side | 32 | 1 | 1 | 12.09
6237621 | 96-Well reversible rack, PP, pink | 96 wells for 0.5 ml on one side, and | 96 wells for 1.5 to 2.0 ml on the other side | 32 | 1 | 1 | 12.09
6237622 | 96-Well reversible rack, PP, yellow | 96 wells for 0.5 ml on one side, and | 96 wells for 1.5 to 2.0 ml on the other side | 32 | 1 | 1 | 12.09
6237623 | 96-Well reversible rack, PP, orange | 96 wells for 0.5 ml on one side, and | 96 wells for 1.5 to 2.0 ml on the other side | 32 | 1 | 1 | #N/A
6237627 | Automatic burette 50:0.10 ml, blue graduated | clear, class AS, with glass cock with PTFE cock | blue graduated, batch certified, Schellbach | 936 | 1 | 1 | 139.8
6237628 | Burette bottle 2000 ml | clear glass, Boro 3.3 |  | 938 | 1 | 1 | 22.54
6237629 | Burette bellow |  |  | 939 | 1 | 1 | 8.69
6237648 | Universal clamp 250 mm | span 0 - 50 mm | bracket PVC coated | 171 | 1 | 1 | 23.47
6237656 | Neotouch®, size S | disposable gloves, Neopren, | powderfree, light green, 290 mm, pack of 100 | 214 | 1 | 1 | 25.4
6237684 | Neotouch®, size L (9,5-10) | disposable gloves, Neopren, | powder free, light green, 290 mm, pack of 100 | 214 | 1 | 1 | 25.4
6237698 | KIMTECH® Pure*G3 gloves size 8.5 | Latex, sterile, hand specific, | 30 cm, pack of 10x20 | 1052 | 1 | 1 | 411.87
6237702 | Round bottom flask 1000 ml, NS 24/29 | Boro 3.3, w/o stopper |  | 570 | 1 | 1 | 27.98
6237703 | LLG-Scissors 130 mm, pointed/pointed | straight, stainless steel |  | 117 | 1 | 1 | 5.82
6237704 | Standing flask 2000 ml, w. NS 29/32 |  |  | 576 | 1 | 1 | 31.42
6237705 | Volumetric flask 1 ml, clear, trapezoidal | glass, cl.A, NS 07/16, PP-stopper | blue scale, charge identification | 835 | 1 | 1 | 8.87
6237706 | Filter flask 250 ml | with PP-nozzle, erlenmeyer shaped |  | 699 | 1 | 1 | 14.03
6237707 | Filter flask 500 ml | with PP-nozzle, erlenmeyer shaped |  | 699 | 1 | 1 | 21.76
6237708 | Filter flask 1000 ml | with PP-nozzle, erlenmeyer shaped |  | 699 | 1 | 1 | 26.34
6237709 | Measuring cylinder 100 ml, tall form | glass, class A, white scale, | PP hexagonal base | 831 | 1 | 1 | #N/A
6237710 | Measuring cylinder 250 ml, tall form | glass, class A, white scale, | PP hexagonal base | 831 | 1 | 1 | 12.49
6237711 | Evaporating flask 250 ml | bush NS 29/32 |  | 623 | 1 | 1 | 22.21
6237751 | Gel Cutting Tips 4mm x 1mm | bag of 250 |  | 1196 | 1 | 1 | Refer to Cope
6237752 | Gel Cutting Tips 4mm x 1mm | 5 racks of 48 |  | 1196 | 1 | 1 | Refer to Cope
6237788 | Hinge glasses brush 440mm | bristled falb, with hinge |  | 1072 | 1 | 1 | 41.33
6237816 | Cream butyrometer "Roeder" | 0-50-75%:0.5 |  | 1159 | 1 | 1 | 36.02
6237877 | 96-Well plates, transparent | sterile, with lid, pack of 160 |  | 1221 | 1 | 1 | 308.38
6237901 | Pouring ring GLS80 | PTFE, pure |  | 67 | 1 | 1 | 19.04
6237909 | Fine thread bottles 20 ml | brown glass, round bottom, | 75,5 x 22,5 mm, pack of 1000 | 1344 | 1 | 1 | 364.17
6237965 | Digital refractometer DR 6000-T | MB: 1.3200-1.7000nD, 0-95 % Brix | with integr.peltier temperating 10-80°C | 1032 | 1 | 1 | 6772.61
6237967 | 15 Watt tube 254 nm, | for UV transilluminators, | short-wave | 1199 | 1 | 1 | 31.15
6237971 | Hand tally counter |  |  | 1021 | 1 | 1 | 13.95
6237973 | Microtube rack, assorted colours | 80-well, PP, for 1.5/2.0 ml tubes | pack of 5 | 31 | 1 | 1 | 24.03
6237979 | Thermometer TDC 110 | NTC, probe 120 mm, Ø 4 mm, stainless steel |  | 374 | 1 | 1 | 30.01
6237998 | Temperature sensor KM/TNS | with plug |  | 783 | 1 | 1 | 106.73
6238001 | Infra-red thermometer TFI-550 | -60...+550°C, add. connection | for NiCr-Ni temperature sensor | 382 | 1 | 1 | 190.8
6238005 | atexMIXdrive 1 |  |  | 424 | 1 | 1 | 1390.68
6238007 | Test tube rack, detachable, PP | for 60 tubes with dia.16mm, | blue, 110 x 250 x 70 mm | 36 | 1 | 1 | 5.52
6238044 | Precision balance PCB 250-3 | 250 g / 0.001 g, | weighing pan 81 mm dia. | 353 | 1 | 1 | 290.52
6238061 | LLG-PCR plates 96-well | PP, without frame, thermofast | DNA/RNA free, pack of 25 | 1182 | 1 | 1 | 62.38
6238066 | Optifit-Pipette tips 100 - 5000 µl | standard, 150 mm, tips ID: J, | pre-sterilized, pack of 50 | 904 | 1 | 1 | 24.18
6238077 | Magnetic stirrer hotMIX 1 | heatable, internal controll |  | 427 | 1 | 1 | 640.12
6238106 | Finnpipette F2, 1 channal | variable volume 500-5000 µl, | for Finntips 5ml | 885 | 1 | 1 | 288.52
6238115 | multiSUB midi, 100x70 / 100x100 mm | 2 combs with 16 samples, | loading guides, casting damns | 1193 | 1 | 1 | Refer to Cope
6238117 | ep T.I.P.S. Reloads | 50-1250 µl, pack of 960 |  | 910 | 1 | 1 | 108.17
6238118 | ep T.I.P.S. Reloads | PCR, 50-1250 µl, pack of 960 |  | 910 | 1 | 1 | 120.75
6238119 | ep T.I.P.S. Reloads Rack | biopur, 50-1250 µl, pack of 480 |  | 910 | 1 | 1 | 84.12
6238120 | ep T.I.P.S. Box | 50-1250 µl, pack of 96 |  | 909 | 1 | 1 | 57.76
6238121 | ep T.I.P.S. standard Bulk | 50-1250 µl, 103 mm, | dark green, pack of 2x500 | 909 | 1 | 1 | 101.25
6238132 | LLG-adhesive PCR film | PET, acrylic, peelable | DNA/RNA free, pack of 100 | 1184 | 1 | 1 | 101.66
6238138 | LLG-Aluminium weighing boats 43 x 12 mm | pack of 100 |  | 366 | 1 | 1 | 10.98
6238139 | LLG-Aluminium weighing boats 57 x 14 mm | pack of 100 |  | 366 | 1 | 1 | 12.29
6238140 | LLG-Aluminium weighing boats 70 x 16 mm | pack of 100 |  | 366 | 1 | 1 | 16.88
6238141 | Centrifugen tube rack, yellow | for 100 tubes 1,5 ml, PP | 109,5 x 263 x 45 mm | 32 | 1 | 1 | 9.82
6238169 | Weighing spoon 95 mm | stainless steel |  | 364 | 1 | 1 | 3.63
6238170 | Weighing spoon 117 mm | stainless steel |  | 364 | 1 | 1 | 4.03
6238171 | Weighing spoon 128 mm | stainless steel |  | 364 | 1 | 1 | 4.43
6238192 | Pressure cavity VSP 3000 PIRANI |  |  | 988 | 1 | 1 | Refer to Cope
6238239 | Air jet sieving machine AS 200 jet | 100-240 V, 50/60 Hz |  | 542 | 1 | 1 | 8754.72
6238272 | Wolfhuegel graticule/segmentation discs | for colony counter, pack of 10 |  | 1272 | 1 | 1 | See Cope Price List CR315-90
6238277 | Comb 35 samples, 1 mm thick |  |  | 1193 | 1 | 1 | Refer to Cope
6238278 | Comb 30 samples MC, 1 mm thick |  |  | 1193 | 1 | 1 | Refer to Cope
6238319 | Optifit-Pipette tips 0.5 - 200 µl | standard, 51 mm, tips ID: C, | pre-sterilized, pack of 10x96 | 904 | 1 | 1 | 91.55
6238320 | Optifit-Pipette tips 0,1 - 10 µl | standard, 31,5 mm, tips ID: A, | pre-sterilized, pack of 10x96 | 904 | 1 | 1 | 103.29
6238341 | Screw-cap GL 14, PP | with sealing, black, pack of 100 |  | 1256 | 1 | 1 | 22.92
6238345 | Round bottom flask 50 ml, NS 29/32 | Boro 3.3, w/o stopper |  | 570 | 1 | 1 | 7.03
6238346 | Standing flask 250 ml, w. NS 29/32 |  |  | 576 | 1 | 1 | 10.53
6238376 | Examining gloves size S 6-7 | UNIGLOVES "SELECT BLUE", Latex | non-sterile, powderfree, pack of 100 | 205 | 1 | 1 | 9.7
6238377 | Examining gloves size XL 9-10 | UNIGLOVES "SELECT BLUE", Latex | non-sterile, powderfree, pack of 100 | 205 | 1 | 1 | 9.7
6238426 | Compact balance EMB 100-3 | 100 g / 0.001 g, | weighing plate 82 mm Ø | 345 | 1 | 1 | 195.34
6238472 | Round bottom flask 2000 ml, NS 29/32 | Boro 3.3, w/o stopper |  | 570 | 1 | 1 | 31.42
6238473 | Automatic burette 10:0.02 ml | amber glass,cl.AS, w. glass stopcock with PTFE key | white graduated, batch certified | 936 | 1 | 1 | 187.97
6238474 | Burette bottle 2000 ml | amber glass, Boro 3.3 |  | 938 | 1 | 1 | 22.54
6238478 | Reservoir, 1-well | 100 ml, for sigle-channel pipettes, | autoclavable, pack of 10 | 913 | 1 | 1 | 29.22
6238525 | Pipette filler "Maxi" | 1-100 ml |  | 866 | 1 | 1 | 54.15
6238526 | Separating funnel 250 ml acc.to Squibb | valve stopcock, DIN 12452 |  | 597 | 1 | 1 | #N/A
6238527 | Separating funnel 500 ml acc.to Squibb | valve stopcock, DIN 12452 |  | 597 | 1 | 1 | #N/A
6238532 | Round-bottom Flasks, Three-neck, Side Necks | Parallel, C. Neck NS 29/32 Side Neck NS 14/23 |  | 574 | 1 | 1 | 185.04
6238545 | Floating tube rack | foam, rectangle, yellow, | for 24 tubes à 1,5-2,0 ml, pack of 5 | 712 | 1 | 1 | 22.62
6238546 | Floating tube rack | foam, square, green, | for 4 tubes à 50 ml, pack of 5 | 712 | 1 | 1 | 22.24
6238547 | Floating tube rack | foam, rectangle, blue, | for 8 tubes à 15 ml, pack of 5 | 712 | 1 | 1 | 19.9
6238548 | Safety glass dispenser Clearly Safe® | acrylic, blue, 203x203x406 mm, | incl. screws | 191 | 1 | 1 | 144.17
6238574 | Quantofix® test skewer | bin with 100 test stripes | Peressig acid 50 | 1124 | 1 | 1 | 33.88
6238583 | Pipette stand carousel | mLine® | for 6 pipettes | 879 | 1 | 1 | #N/A
6238613 | Cooling centrifuge Z 326 K | 230 V / 50-60 Hz |  | 643 | 1 | 1 | 4447.04
6238614 | wing#out rotor 4-places | max.4500 min-1, for Z 326 / Z 326 K |  | 643 | 1 | 1 | 619.88
6238615 | Angle rotor 24 x 1.5/2.0 ml tubes | max.14000 min-1, for Z 326 / Z 326 K |  | 643 | 1 | 1 | 483.09
6238672 | Anchor stirrer AR 2, Ø 100x8 wave | length 500mm |  | 453 | 1 | 1 | 150.59
6238676 | Technical buffer solution pH 10.13 | 25°C, 1000 ml |  | 308 | 1 | 1 | 24.05
6238677 | Technical buffer solution pH 7.02 | 25°C, 1000 ml |  | 308 | 1 | 1 | 24.05
6238711 | Bosshead,1 range 0 to 15mm | standard, chrome-plated |  | 169 | 1 | 1 | 7.93
6238821 | Test tube rack for 24 tubes | 17 mm dia. |  | 761 | 1 | 1 | #N/A
6238826 | Precision balance PLJ 600-2GM | 600 g / 0.01 g, calibratable, | weighing plate 128 x 128 mm | 354 | 1 | 1 | 513.45
6238838 | Measurement printer, external | functions: date, time, statistic, | numerator, calibratable | 362 | 1 | 1 | 1045.59
6238840 | Measuring cylinder 50 ml, tall form | glass, class A, white scale, | PP hexagonal base | 831 | 1 | 1 | 7.15
6238844 | Support ring 100 mm, with bosshead | steel, electroplated |  | 168 | 1 | 1 | 18.29
6238860 | Becher 100 ml, l.f. | Pyrex® borosilicate glass, graduated, | pack of 10 | 14 | 1 | 1 | See Cope Price List BN100-30
6238867 | Thread bottles 1,5 ml | thread 10-425, 32x11,6 mm, | amber glass, pack of 1000 | 1337 | 1 | 1 | #N/A
6238921 | pH-single rod chain SenTix® 980 |  |  | 298 | 1 | 1 | Refer to Cope
6238947 | Analysing sieve machine AS 200 tap, | 230 V / 50 Hz, incl.noise control cabinet | CE conform with EasySieve comfort | 542 | 1 | 1 | 6575.54
6238965 | LLG-2in1 KIT: Screw neck vials 1.5 ml clear | + UltrsClean closure black, consisting of: | 11 09 0210 + 08 15 0293, pack of 100 | 1334 | 1 | 1 | 32.51
6238979 | LLG-2in1 KIT: 1.5 ml Crimp neck vials, clear | + Crimp cap, UltraClean, 11 mm, consisting of: | 11 09 0356 + 11 03 0247, pack of 100 | 1340 | 1 | 1 | 33.44
6239008 | Filter flask 1000 ml | with glass nozzle, erlenmeyer shaped |  | 699 | 1 | 1 | 27.2
6239009 | Bosshead, range 0 to 15mm | swivel, chrome-plated |  | 169 | 1 | 1 | 16.67
6239037 | Thread bottles 16 ml | thread 18-400, clear glass, | pack of 1000 | 1343 | 1 | 1 | #N/A
6239043 | mLine® 1-channel 1 - 10 ml | mechanical pipette, variable |  | 879 | 1 | 1 | 303.15
6239136 | Finnpipette F2, 1-channel | variable volume 1000-10000 µl, | for Finntips 10ml | 885 | 1 | 1 | 288.52
6239177 | LLG-Evaporating dish 206/1A | 30 ml, 63x25 mm, | medium form, with drain | 101 | 1 | 1 | 5.54
6239178 | Finnpipette F2, 1-channel | variable volume 5-50 µl |  | 885 | 1 | 1 | 277.02
6239195 | Powder micro-spatula 150x3 mm | stainless steel, very flexible |  | 111 | 1 | 1 | 3.73
6239227 | Filling updating set 16 parts | DIN 13157 |  | 242 | 1 | 1 | 4.23
6239228 | Filling updating set 31 parts | DIN 13169 |  | 242 | 1 | 1 | 8.84
6239242 | Filling 61 parts | industry norm DIN 13157 |  | 242 | 1 | 1 | 82.28
6239273 | multiSUB choice Trio 150x71 & 150 mm | UV-permeable gel carrier, 2 combs with | 20 samples, loadign guide, casting damns | 1193 | 1 | 1 | Refer to Cope
6239332 | Liner AG 4 mm ID FOC | pack of 25 |  | 1387 | 1 | 1 | 677.16
6239337 | Syringe 1702 N CTC | (26s/51/AS) 25 µl |  | 1355 | 1 | 1 | 113.17
6239360 | Syringe 1725 N CTC | (26/51/AS) 250 µl |  | 1355 | 1 | 1 | 114.16
6239384 | Digital refractometer DR 6000 | 1.3200-1.5800nD, 0-95 % Brix |  | 1032 | 1 | 1 | 5518.19
6239400 | Optifit-Pipette tips 5 - 350 µl | standard, 54 mm, tips ID: D, | non sterile, refill-tower, pack of 10x96 | 904 | 1 | 1 | 61.08
6239416 | Neotouch®, size XL (9.5-10) | disposable gloves, Neopren, | powder free, light green, pack of 100 | 214 | 1 | 1 | 27.23
6239419 | Spheres, PP | pack of 300 |  | 735 | 1 | 1 | See Cope Price List BJ177-03
6239420 | Protecting lenses skyguard 9175 | coulour:grey/orange, disc:colourless/UV, 2-1.2 | supravision HC-AF | 188 | 1 | 1 | 21.96
6239438 | Volumetric flask 20 ml, BLAUBRAND® | class A, NS-PP-stopper, | NS 12/21 | 836 | 1 | 1 | Refer to Cope
6239505 | Ashing furnace LV 3/11/B180 | with controller B 180 | 1100°C max. | 827 | 1 | 1 | Refer to Cope
6239507 | Support ring 70 mm, w/o. bosshead | steel, electroplated |  | 168 | 1 | 1 | 8.87
6239547 | Glass beads type S diam. 1.00-1.30 mm | pack of 1 kg, soda-lime-glass |  | 583 | 1 | 1 | 14.1
6239618 | Thermofluid MinOil | P20.190.40, 20 l |  | 757 | 1 | 1 | 589.1
6239724 | Titrating apparate acc.to Schilling, | Silberbrand, Schellbach stripes, | 50 ml:0,1 ml, amber glass | 935 | 1 | 1 | Refer to Cope
6239745 | Semi Dry Maxi Plus | 33x45 cm System |  | 1212 | 1 | 1 | Refer to Cope
6239754 | Centrifuge tubes rack | for 15 and 50 ml tubes | 147x80x89 mm | 35 | 1 | 1 | 29.15
6239769 | pH-sensor Sentix® 940-3 |  |  | 298 | 1 | 1 | Refer to Cope
6239804 | Support ring 100 mm, w/o. bosshead | steel, electroplated |  | 168 | 1 | 1 | 9.87
6239812 | Gas Inlet Tubes / Air Leak Tubes, Straight, Cone | NS 29/32 |  | 595 | 1 | 1 | 22.09
6239822 | Support ring 130 mm, w/o. bosshead | steel, electroplated |  | 168 | 1 | 1 | 11.28
6239879 | Pupil Microscope F1110 LED, F11 series | 360° turnable, 4x objective revolver, | objective 4x,10x,40x | 1012 | 1 | 1 | 197.43
6239883 | Mini-Data logger testo 174H Set | consisting of testo 174H, wall mounting, | USB-Interface, batteries, calibration report | 388 | 1 | 1 | See Cope Price List HY618-15
6239884 | Mini data logger testo 174H | for temperature and humidity, | -20...+70°C / 0...100% rF | 388 | 1 | 1 | See Cope Price List HY618-19
6239903 | LLG-Büchner funnel 237/1 | 35 ml, for filterpaper dia. 45mm |  | 697 | 1 | 1 | 15.06
6240019 | Screw-cap GL 45, PP | with 2 olives, 6-9 mm |  | 65 | 1 | 1 | 27.39
6240037 | High-speed cooling centrifuge Z 32 HK | 230 V / 50-60 Hz |  | 642 | 1 | 1 | 5804.83
6240038 | Angled rotor for 6 x 85 ml tubes | Ø 38 x 113 mm, max.13500 min-1 |  | 643 | 1 | 1 | 1421.62
6240039 | Calibration standard | liquid filter 667-UV60, | potassium dichromate 60 mg/l | 1047 | 1 | 1 | Refer to Cope
6240040 | Calibration standard | reference filter 667-UV14, | perchloride acid | 1047 | 1 | 1 | Refer to Cope
6240060 | Hexagonal stopper NS 34/35 | borosilicate glass, clear |  | 608 | 1 | 1 | 6.4
6240071 | Finnpipet F1, 1-channel | fixed volume 5000 µl | for Finntips 5ml | 884 | 1 | 1 | #N/A
6240089 | Tube rack w. lid | f.tubes 1,2 ml, w/o tubes, | pack of 10x5 | 1283 | 1 | 1 | Refer to Cope
6240102 | Finnpipette F2, 1-channel | variable volume 0,2-2 µl micro tip, | for Finntips Flex10,10,50 Mikro | 885 | 1 | 1 | 277.02
6240135 | Screw-caps, 13 mm closure | PP, black, closed, Butyl red/ | PTFE grey, pack of 1000 | 1342 | 1 | 1 | 160.19
6240223 | Indicator adhesive tape with hot air indicator | self.adhesive, for even surfaces, | 19mm wide, 50m per roll | 1098 | 1 | 1 | 18.26
6240323 | Cuvette holder | 10-100 mm |  | 1044 | 1 | 1 | Refer to Cope
6240332 | 8 Watt tube 365 nm | for UV transilluminator, | long-wave | 1199 | 1 | 1 | 22.48
6240333 | Hexagonal concave stopper NS 24/29 | acuate bottom, DURAN |  | 608 | 1 | 1 | 2.54
6240342 | Coil Condensers (double walled), Socket/Cone NS | 29/32 Jacket L. mm 400 |  | 594 | 1 | 1 | 103.72
6240343 | Mobile apron | for base frame cabinet 100 mm |  | 264 | 1 | 1 | 97.79
6240360 | Finnpipette F2, 1-channel | variable volume 1-10 µl | for Finntips Flex200,250 Univ. | 885 | 1 | 1 | 277.02
6240378 | Tube holder for waterbath | floatable, polyfoam, round, blue, | f.18 tubes of 0,2/0,5/1,5-2,0 ml, pack of 5 | 712 | 1 | 1 | 22.97
6240382 | Temperature logger EBI-20-TE1-Set | Logger, Software and Interface |  | 384 | 1 | 1 | 221.96
6240397 | Eye wash-bottle DUO | for 2 eyes, sterile, 1000 ml |  | 237 | 1 | 1 | 34.07
6240408 | Precision balance PCB 3500-2 | 3500 g / 0.01 g, | weighing plate 130 x 130 mm | 353 | 1 | 1 | 300.54
6240412 | Separating funnel 2000 ml acc.to Squibb | PTFE-cock, DIN 12452 |  | 597 | 1 | 1 | 79.11
6240425 | Flat bottom flask 500 ml, NS 29/32 |  |  | 576 | 1 | 1 | 13.73
6240426 | Round bottom flask 500 ml, NS 29/32 | Boro 3.3, w/o stopper |  | 570 | 1 | 1 | 13.73
6240465 | BEL-ART-waste bags 360x480 mm | Biohazard, orange-red, | pack of 200 | 244 | 1 | 1 | 152.41
6240471 | LLG-Measuring scoop | 1 liter, HDPE |  | 126 | 1 | 1 | 3.35
6240474 | Burette clamp PP |  |  | 175 | 1 | 1 | 4.81
6240475 | Adapter | for CV 300/470 Butan cartridge |  | 133 | 1 | 1 | 149.99
6240509 | MiniMix® 100 P CC® | 80-100 ml volume |  | 565 | 1 | 1 | 2087.2
6240535 | Liquid calibration standard Set 667.200-UV | incl.667-UV6 Toluene in n-hexan, | 667-UV9 n-Hexan | 1046 | 1 | 1 | Refer to Cope
6240595 | Tube rack 1 x 100 ml | D=max. 40 mm, length 114 mm | pack of 2 | 643 | 1 | 1 | 104.29
6240599 | Digital Vortex-Genie 2 | 230 V, Swiss plug |  | 460 | 1 | 1 | 564.07
6240637 | Globe Stirrer Coupling, POM | wave absorption Ø 6,5 and 10 mm |  | 448 | 1 | 1 | 101.62
6240684 | Main cable H 11 | UK plug |  | 1296 | 1 | 1 | Refer to Cope
6240725 | LLG-Absolute QPCR adhesive seal | optically clear, peelable, for QPCR and | fluorescence applications, DNA/RNA free,pack of 50 | 1184 | 1 | 1 | 110.29
6240744 | Technical buffer solution pH 7.02 | 25°C, 250 ml |  | 308 | 1 | 1 | 9.95
6240745 | Technical buffer solution pH 10.13 | 25°C, 250 ml |  | 308 | 1 | 1 | 11.08
6240767 | pH electrode | BlueLine 15 pH Chinch |  | 299 | 1 | 1 | Refer to Cope
6240795 | EC/TDS/°C-Meter HI 99301 | (0,00-20,00 mS/cm; 0,00-10,00 g/l (ppt)), | watertight, in kit | 313 | 1 | 1 | #N/A
6240824 | pH-electrode Sentix® 940 |  |  | 298 | 1 | 1 | Refer to Cope
6240956 | Jumbo-sampler, aluminium | 850 mm length, 3 chambers | à 390 ml, Ø 50 mm, with PTFE separators | 497 | 1 | 1 | 662.71
6240962 | Gas washing bottle bottom | NS 29, 500 ml, borosilicate glass |  | 602 | 1 | 1 | 44.18
6240963 | Insert without frit | with sleeves cut NS 29 | for gas washing bottle | 602 | 1 | 1 | 24.66
6240976 | Ground neck flask with 3 joints 250 ml | center arm NS 29/32, 2x side arm NS 29/32, angled | Borosilicate glass 3.3 | 575 | 1 | 1 | 32.66
6240977 | Ground neck flask with 3 joints 500 ml | center arm NS 29/32, 2x side arm NS 29/32, angled | Borosilicate glass 3.3 | 575 | 1 | 1 | 37.78
6240978 | Ground neck flask with 3 joints 1000 ml | center arm NS 29/32, 2x side arm NS 29/32, angled | Borosilicate glass 3.3 | 575 | 1 | 1 | 52.43
6240982 | Dropping funnel 250 ml, cylindrical | PTFE stopcock, w. relief tube, graduated, | Boro 3.3, DIN 12451 and DIN 12567 | 591 | 1 | 1 | 55.6
6240983 | Dropping funnel 500 ml, cylindrical | PTFE stopcock, w. relief tube, graduated, | Boro 3.3, DIN 12451 and DIN 12567 | 591 | 1 | 1 | 59.08
6241090 | MiniMix® 100 W CC® | 80-100 ml volume |  | 565 | 1 | 1 | 2774.93
6241105 | Dual thermometer TLC 730 |  |  | 380 | 1 | 1 | #N/A
6241111 | LLG-Magnetic screw cap N 18, silver, center hole | Silicone blue transparent/PTFE white, Hardness: | 45° shore A, Thickness: 1.5 mm pack of 100pcs | 1344 | 1 | 1 | 53.31
6241114 | Table centrifuge Z 326 | 230 V / 50-60 Hz |  | 643 | 1 | 1 | 3103.67
6241116 | Automatic burette 50:0.10 ml | amber glass,cl.AS, w. glass stopcock with PTFE key | white graduated, batch certified | 936 | 1 | 1 | 187.97
6241130 | Worm-drive tubing clamp | 40-60 mm, 9 mm Bb. | chrome-steel 1.4016 | 153 | 1 | 1 | 1.91
6241198 | Dispenser FORTUNA®OPTIFIX® HF | 50 ml, compl.from PTFE | for hydrofluoric acid w/o bottle | 924 | 1 | 1 | 1243.49
6241199 | Safety canister 20 Ltr. | with screw-cap | w/o overpressure valve | 254 | 1 | 1 | See Cope Price List SB897-57
6241216 | Automatic burette 25:0,05 ml | clear, class AS, with glass cock with PTFE-cock | blue grad., conformity certificate, Schellbach | 936 | 1 | 1 | 139.8
6241225 | Oil-impactor | pack of 10 |  | 1105 | 1 | 1 | 105.8
6241227 | Aerotest Alpha |  |  | 1105 | 1 | 1 | 1150.15
6241238 | Nitrile gloves PROFASTRONG NF33 | ca 33 cm, size 8, type 60122, | green, pack of 12 pairs | 220 | 1 | 1 | 37
6241255 | LLG-Weighing scoops 23x53 mm | 252/1 |  | 364 | 1 | 1 | 2.39
6241274 | Analytical balance ABT 100-5M | with Single-Cell weighing system, | 101 g / 0,01 mg, calibratable | 357 | 1 | 1 | 1785.2
6241291 | Filtrating bottle 500 ml | with bilateral glass connector | borosilicateglass 3.3, ISO 6556, DIN 12476 | 699 | 1 | 1 | 19.55
6241371 | POLYMIX® Lab mill PX-MFC 90 D | 230 V/ EU, with hammer grinding attachment |  | 519 | 1 | 1 | 4482.76
6241373 | Finnpipet F1, 1-channel | variable volume 20-200 µl | for Finntips Flex 200,250, | 885 | 1 | 1 | #N/A
6241444 | Telescope rod from fibre glass | prolongable from 150 to 385 cm |  | 505 | 1 | 1 | 89.92
6241460 | Platform PRS-5-12 | for PTR-35 | (for 5/12 tubes up to Ø 30/15 mm) | 488 | 1 | 1 | Refer to Cope
6241474 | SensoDirect AL15 Set pH/Con/Oxi |  |  | 334 | 1 | 1 | 781.83
6241477 | Multi 3430 SET K | incl. SenTix®980, TetraCon®925, | FDO®925 | 339 | 1 | 1 | #N/A
6241502 | Standard base | H 750 mm, for Advantage serie |  | 1240 | 1 | 1 | 797.31
6241533 | Adapter reduction socket NS 24/29 | cone NS 29/32, boro 3.3 |  | 604 | 1 | 1 | 8.79
6241601 | Danger substances bench BasicLine | w/o working plate, | 1400x1200x750 mm | 262 | 1 | 1 | 4135.87
6241602 | Pyknometer 10 ml | glass, justified |  | 399 | 1 | 1 | 22.04
6241603 | Pyknometer 50 ml | glass, justified |  | 399 | 1 | 1 | 20.82
6241639 | EC/TDS/°C-Sonde | DIN-plug, 1m cable | for HI 99300, HI 99301 | 313 | 1 | 1 | 140.97
6241644 | Protective discs | pack of 5 |  | 1272 | 1 | 1 | Refer to Cope
6241652 | Filter flask 250 ml | with bilat.glass conenction | borosilicate glass 3.3, ISO 6556, DIN 12476 | 699 | 1 | 1 | 13
6241661 | Safety funnel with lid | S65, PE-HD, white, with dirt sieve |  | 250 | 1 | 1 | 159.61
6241668 | Separating funnel 2000 ml acc.to Squibb | valve cock, DIN 12452 |  | 597 | 1 | 1 | 77.37
6241669 | Separating funnel 1000 ml acc.to Squibb | valve cock, DIN 12452 |  | 597 | 1 | 1 | #N/A
6241670 | Separating funnel 100 ml acc.to Squibb | valve cock, DIN 12452 |  | 597 | 1 | 1 | #N/A
6241671 | Separating funnel 250 ml conical | valve cock, DIN 12452 |  | 597 | 1 | 1 | 33.06
6241673 | Spare sieve, white, PE-HD | for safety ball funnel |  | 251 | 1 | 1 | 35.45
6241690 | Digital refractometer DR 6100-T | MB: 1.3200-1.7000nD, 0-95 % Brix | with thermostate | 1032 | 1 | 1 | 8027.03
6241693 | Connector GL 25, cone NS 29/32 | threaded tube, | straight form, boro 3.3 | 605 | 1 | 1 | 9.39
6241705 | pH/EC/TDS/°C-meter HI 991301 | (0,00-20,00 mS/cm; 0,00-10,00 g/l (g/l (ppt))), | water tight, with sonde HI 1288 in transport kit | 332 | 1 | 1 | 553.91
6241715 | Columns to Hempel with Vacuum Jacket, Eff. L. mm | 200 Socket/Cone NS 14/23 |  | 583 | 1 | 1 | 139.1
6241723 | Safetz funnel with lid | white, PE-HD, GL45 |  | 250 | 1 | 1 | 110.99
6241758 | Whole glass syringes 100 ml, Dosys 155 | graduated, autoclavable |  | 1357 | 1 | 1 | Refer to Cope
6241759 | Whole glass syringes 250 ml, Dosys 155 | graduated, autoclavable |  | 1357 | 1 | 1 | Refer to Cope
6241792 | PFA fitting I.D.: 1.6 mm | integr. ferrule, green | pack of 5 | 1377 | 1 | 1 | 29.05
6241793 | PFA-Fitting I.D.:2,3 mm | integr.Ferrule, black, | pack of 5 | 1377 | 1 | 1 | 29.05
6241795 | Optifit-Pipette tips 0,1 - 10 µl | standard, 31,5 mm, tips ID: A, | non sterile, pack of 10x96 | 904 | 1 | 1 | 82.74
6241820 | LLG-Evaporating dish 274/9 | 1200 ml, 195 x 74 mm, | flat bottom, with drain | 101 | 1 | 1 | 23.76
6241856 | Precision balandce PCB 350-3 | 350 g / 0,001 g, | weighing plate Ø 81 mm | 353 | 1 | 1 | 300.54
6241879 | Laboratory mixer MICROTRON® MB 550 | 230 V |  | 518 | 1 | 1 | 1396.08
6241880 | Mixing attachment MBA 500 | 500 ml working volume |  | 519 | 1 | 1 | 435.04
6241881 | Safety hood MBH 500 | for MBA 500 |  | 519 | 1 | 1 | 197.87
6241887 |  |  |  | 643 | 1 | 1 | 648.1
6241888 | Round beaker with PC screw-cap | hermetic tight, pack of 2 |  | 643 | 1 | 1 | 192.73
6241895 | Crucible lid Ø 28 mm, Alsint | for crucible Ø 20 mm |  | 107 | 1 | 1 | 14.61
6241904 | Automatic burette acc.to Schilling | 25 ml, clear glass, cl. AS, Schellbach stripes, | blue scale, conformity batch certified | 934 | 1 | 1 | 57.66
6241972 | LLG-Incinerating dish 205/4 | 64 ml, 60x30mm, | deep form, with drain | 107 | 1 | 1 | 3.58
6241980 | Separating funnel 100 ml conical | valve cock, DIN 12452 |  | 597 | 1 | 1 | 28.82
6241981 | Separating funnel 500 ml conical | valve cock, DIN 12452 |  | 597 | 1 | 1 | 36.27
6241983 | SensoDirect AL15 MULTI Set pH/Con | in kit |  | 334 | 1 | 1 | 624.08
6242036 | 8 Watt tube 254 nm | for UV transilluminators, | short-wave | 1199 | 1 | 1 | 22.58
6242062 | 5-Place Slide Mailer, PP | natural, end opening | pack of 25 | 1025 | 1 | 1 | 16.42
6242083 | Whirl-Pak®-sample bags 150x230 mm | with writing area, PE, sterile, | volume 710 ml, pack of 500 | 511 | 1 | 1 | See Cope Price List BA105-19
6242087 | LLG-Magnetic stirrer RCT Standard S 2 | safety control inkl. PT 1000 | with UK plug | 430 | 1 | 1 | 534.88
6242103 | LLG-Screw Neck Vial N 10, 1,5ml, | O.D.:11,6mm, outer height: 32 mm, clear, | flat bottom, wide opening, pack of 100 | 1337 | 1 | 1 | 13.63
6242104 | LLG-Screw cap N 10(bonded), PP, black, center | hole, Red Rubber/TEF colourless, Hardness: 65° | shore A, Thickness: 1,0 mm, pack of 100 | 1338 | 1 | 1 | 20.38
6242163 | Round-bottom Flasks with Conical Joint, Amber, | Cap. ml 50 Socket NS 29/32 |  | 571 | 1 | 1 | 35.79
6242170 | Filter flask 2000 ml | with PP nozzle, Erlenmeyer shape |  | 699 | 1 | 1 | 44.12
6242171 | PC-cable for Series P700 | 1000 mm cable length |  | 397 | 1 | 1 | 27.29
6242179 | LLG-Filter circles 200mm, quantitative | medium/fast, pack of 100 |  | 659 | 1 | 1 | 47.98
6242195 | Centering adapter | pack of 2 |  | 1272 | 1 | 1 | Refer to Cope
6242212 | LLG-Snap ring cap N 11 | blue, hole, silicone white /PTFE blue, | cross slitted, pack of 100 | 1341 | 1 | 1 | 33.9
6242234 | BEL-ART-Sampling scoop, PS | sterile, red, cap. approx. 125 ml |  | 503 | 1 | 1 | 2.9
6242239 | Truck wall holder EBI-20-WM1 |  |  | 384 | 1 | 1 | 19.65
6242240 | Round bottom flask 1000 ml, NS 29/32 | Boro 3.3, w/o stopper |  | 570 | 1 | 1 | 27.98
6242267 | LLG-Screw cap N 13, PP, black, closed top, | Silicone white/PTFE red, Hardness: 40° shore A, | Thickness 1.3 mm, pack of 100 | 1342 | 1 | 1 | 27.14
6242287 | Table centrifuge EBA 270 | incl.swing-out rotor 6x15 ml | 220 V | 637 | 1 | 1 | 1343.48
6242312 | ALUGRAM Xtra sheets 200x200mm | pack of 25 |  | 1391 | 1 | 1 | 152.45
6242313 | Wall holder for clammz cleaning tissues | incl.mounting accessories |  | 191 | 1 | 1 | 24.94
6242393 | Erlenmeyer flask 500 ml | Borosilicate glass 3.3, white graduated, | with screw-cap GL32 | 20 | 1 | 1 | 22.44
6242394 | Separating funnel 2000 ml conical | valve cock, DIN 12452 |  | 597 | 1 | 1 | 79.11
6242395 | Separating funnel 250 ml conical | valve cock, not graduated, DIN 12452 |  | 597 | 1 | 1 | 31.86
6242396 | Hexagonal glass stopper NS 12/21 | Boro 3.3 |  | 608 | 1 | 1 | 1.51
6242423 | Hinge brush L=330mm | brush size 40mm, swivel head | pack of 10 | 1072 | 1 | 1 | 128.78
6242424 | LLG-Incinerating dish 203/4 | 64 ml, 60 x 30 mm, | deep form, without drain | 107 | 1 | 1 | 4.41
6242463 | Automatic burette 25:0.05 ml | amber glass, cl.AS, with valve cock, | PTFE tap, white graduated | 936 | 1 | 1 | 187.97
6242468 | LLG-Screw cap N 13 PP, black, center hole, red | rubber/FEP colourless, hardness: 40°shore A, | thickness: 1.5 mm, pack of 100 | 1342 | 1 | 1 | 21.41
6242476 | FoodScoop 350ml | stainless steel |  | 127 | 1 | 1 | Refer to Cope
6242495 | Pear shaped flask 2 liters | NS 29/32, coated |  | 624 | 1 | 1 | 110.61
6242557 | Finnpipette F1, 1-channel | variable Volume 1-10 µl | for Finntips Flex 10, 10, 50 Mikro | 885 | 1 | 1 | #N/A
6242631 | LLG-Filter circles 240mm, qualitative | medium, pack of 100 |  | 652 | 1 | 1 | 22.89
6242632 | LLG-Folded filters 240mm, qualitative | medium, pack of 100 |  | 652 | 1 | 1 | 40.09
6242633 | LLG-Glass microfibre filter 55mm | binder free, pack of 100 |  | 662 | 1 | 1 | 21.79
6242634 | Sipper SZ 2150 | incl. quartz-flow cuvette |  | 1044 | 1 | 1 | Refer to Cope
6242668 | LLG-Filter circles 185mm, qualitative | medium, pack of 100 |  | 652 | 1 | 1 | 14
6242669 | LLG-Filter circles 185mm, quantitative | very slow, pack of 100 |  | 659 | 1 | 1 | 28.36
6242670 | LLG-Filter circles 110mm, quantitative | very slow, pack of 100 |  | 659 | 1 | 1 | 14
6242671 | LLG-Filter circles 185mm, qualitative | very slow, pack of 100 |  | 652 | 1 | 1 | 15.36
6242672 | LLG-Filter circles 110mm, qualitative | very slow, pack of 100 |  | 652 | 1 | 1 | 7.66
6242694 | separating funnel - conical - ungraduated - PTFE | stopcock - 1000 ml |  | 597 | 1 | 1 | 53.1
6242700 | Clamp, 3 prongs | jaw opening 0 - 70 mm | jaws PVC-coated | 172 | 1 | 1 | 22.71
6242701 | Laboratory stand 130 x 200 mm, rectangular | (please select suitable rod) |  | 167 | 1 | 1 | 24
6242703 | Support rod 750 x 12 mm | galvanised steel, with M10 thread |  | 168 | 1 | 1 | 10.86
6242704 | Tripod stand, fixed height 200 mm | chrome plate steel, top dia. 125 mm |  | 138 | 1 | 1 | 9.12
6242742 | LAB-Ring from lead, 51mm | O-shape, vinyl-coat, blue, | for 250-1000 ml flasks | 23 | 1 | 1 | 27.2
6242746 | Jar, PET, wide-mouth PWG 1001 | clear transparent, polypropylene screw-on lid, | 1.000 ml, octagonal, 9x9x18 cm | 45 | 1 | 1 | 45.34
6242747 | LLG-Filter circles 185mm, quantitative | medium, pack of 100 |  | 659 | 1 | 1 | 28.36
6242748 | LLG-Filter circles 110mm, quantitative | medium, pack of 100 |  | 659 | 1 | 1 | 14
6242774 | Allihn condenser, cone NS 29/32 | extractor 30 ml |  | 601 | 1 | 1 | 93.57
6242784 | Safety wah-bottle 500 ml | narrow-neck, PE-LD, GL 25, Pentan, | with VENT-CAP closure | 91 | 1 | 1 | 11.21
6242793 | Digital VORTEX GENIE 2-Mixer | 230 V, 50-60 Hz, 500-2850 U/min |  | 460 | 1 | 1 | 564.17
6242811 | Absorption cell 176.000-QS, 50mm | C=8,5mm, Quartzglass Suprasil® |  | 1049 | 1 | 1 | Refer to Cope
6242844 | Conductivity cell InLab® 741 | 2-Pol-cell, bole length 120 mm |  | 325 | 1 | 1 | Refer to Cope
6242855 | Safety funnel with lid | white, PE-HD, S60 |  | 250 | 1 | 1 | 110.99
6242856 | Safety funnel with lid | white, PE-HD, S60, with dirt sieve |  | 250 | 1 | 1 | 117.37
6243010 | LAB-Ring from lead, 48mm | O-shape, vinyl-coat, blue, | for 125-500 ml flasks | 23 | 1 | 1 | 29.47
6243011 | LAB-Ring from lead, 57mm | O-shape, vinyl-coat, blue, | for 500-2000 ml flasks | 23 | 1 | 1 | 32.51
6243055 | Dest.-Link w. Liebig chiller | 250 mm coat, cones NS 14/23 | water connection GL14 | 579 | 1 | 1 | 98.14
6243056 | Dest.-Link w. Liebig chiller | 400 mm coat, cones NS 29/32 | water connection GL 14 | 579 | 1 | 1 | 106.23
6243069 | Gas sampling tube 150ml | with extraction nozzle GL 14 |  | 496 | 1 | 1 | 66.49
6243162 | Storage box with snap-lid | natural, 50 places |  | 33 | 1 | 1 | 5.34
6243195 | Work plate, stainless steel | for GAP.xxx.12.7 |  | 262 | 1 | 1 | 424.53
6243203 | Centrifuge tube rack | for 15x15ml tubes | 127x76x76 mm | 35 | 1 | 1 | 29.7
6243204 | Microtube rack, blue | 80-well, PP, for 1.5/2.0 ml tubes |  | 31 | 1 | 1 | 4.81
6243205 | Microtube rack, yellow | 80-well, PP, for 1.5/2.0 ml tubes |  | 31 | 1 | 1 | 5.06
6243206 | Microtube rack, natural | 80-well, PP, for 1.5/2.0 ml tubes |  | 31 | 1 | 1 | 5.06
6243207 | Microtube rack, orange | 80-well, PP, for 1.5/2.0 ml tubes |  | 31 | 1 | 1 | 5.06
6243208 | Microtube rack, pink | 80-well, PP, for 1.5/2.0 ml tubes |  | 31 | 1 | 1 | 5.06
6243209 | Microtube rack, green | 80-well, PP, for 1.5/2.0 ml tubes |  | 31 | 1 | 1 | 5.06
6243210 | Test tube rack Peg Rack | fiberglass reinforced PP, white | 96 places, for 10 to 13mm tubes | 37 | 1 | 1 | 12.92
6243211 | Test tube rack Peg Rack | fiberglass reinforced PP, blue | 96 places, for 10 to 13mm tubes | 37 | 1 | 1 | 12.92
6243212 | Test tube rack Peg Rack | fiberglass reinforced PP, white, | 50 places, for 14 to 17mm tubes | 37 | 1 | 1 | 12.92
6243213 | Test tube rack Peg Rack | fiberglass reinforced PP, blue | 50 places, for 14 to 17mm tubes | 37 | 1 | 1 | 12.92
6243229 | LLG-Melting boats with eyelet 214/8 | 90x13x8mm |  | 108 | 1 | 1 | 0.98
6243251 | Tube storage box Transformer Cube | with grid for 15 and 50ml tubes, | 132x132x129mm, purple | 712 | 1 | 1 | 14.73
6243410 | Biological Microscope B3-220ASC | binoculartubus, Siedentopf Type, | wide field oculares WF10X/20mm | 1013 | 1 | 1 | 733.53
6243414 | Pupil Microscope F1115 LED, F11 series | Monocular tubus, wide field ocular | WF10X/18mm | 1012 | 1 | 1 | 210.1
6243486 | C-Mount camera adapter 0,65X |  |  | 1015 | 1 | 1 | 152.64
6243541 | Vol.cylinder 10ml, high form | PP, cl.B, embossed scale |  | 832 | 1 | 1 | 1.36
6243542 | Vol.cylinder 25ml, high form | PP, cl.B, embossed scale |  | 832 | 1 | 1 | 1.69
6243543 | Vol.cylinder 50ml, high form | PP, cl.B, embossed scale |  | 832 | 1 | 1 | 2.12
6243544 | Vol.cylinder 100ml, high form | PP, cl.B, embossed scale |  | 832 | 1 | 1 | 2.69
6243545 | Vol.cylinder 250ml, high form | PP, cl.B, embossed scale |  | 832 | 1 | 1 | 4
6243546 | Vol.cylinder 500ml, high form | PP, cl.B, embossed scale |  | 832 | 1 | 1 | 5.89
6243547 | Vol.cylinder 1000ml, high form | PP, cl.B, embossed scale |  | 832 | 1 | 1 | 9.24
6243581 | Adapter reduction socket NS 14/23 | cone NS 19/26, Boro 3.3 |  | 604 | 1 | 1 | 7.08
6243582 | Adapter reduction socket NS 14/23 | cone NS 24/29, Boro 3.3 |  | 604 | 1 | 1 | 7.51
6243583 | Adapter reduction socket NS 19/26 | cone NS 34/35, Boro 3.3 |  | 604 | 1 | 1 | 11.99
6243584 | Adapter reduction socket NS 24/29 | cone NS 34/35, Boro 3.3 |  | 604 | 1 | 1 | 12.44
6243585 | Adapter reduction socket NS 24/29 | cone NS 45/40, Boro 3.3 |  | 604 | 1 | 1 | 14.71
6243586 | Adapter reduction socket NS 29/32 | cone NS 34/35, Boro 3.3 |  | 604 | 1 | 1 | 12.67
6243590 | Cream butyrometer Roeder | 0-35-55%:0.5 |  | 1159 | 1 | 1 | 40.68
6243602 | Adapter for distilation, NS 14/23 | bend 105°, without vent, | boro 3.3 | 581 | 1 | 1 | 10.3
6243603 | Adapter for distilation, NS 29/32 | bend 105°, without vent, | boro 3.3 | 581 | 1 | 1 | 11.94
6243604 | Adapter for vacuum, with nozzle | cone and socket NS 14/23, | straight form, boro 3.3 | 582 | 1 | 1 | 10.15
6243607 | Standing flask 50 ml, NS 19/26 | boro 3.3, w/o stopper |  | 576 | 1 | 1 | 5.74
6243608 | Standing fllask 50 ml, NS 24/29 | boro 3.3, w/o stopper | v | 576 | 1 | 1 | 6.42
6243609 | Standing flask 100 ml, NS 14/23 | boro 3.3, w/o stopper |  | 576 | 1 | 1 | 6.42
6243610 | Standing flask 100 ml, NS 19/26 | boro 3.3, w/o stopper |  | 576 | 1 | 1 | 6.42
6243611 | Standing flask 100ml, NS 24/29 | boro 3.3, w/o stopper |  | 576 | 1 | 1 | 7.03
6243612 | Standing flask 250 ml, NS 19/26 | boro 3.3, w/o stopper |  | 576 | 1 | 1 | 9.22
6243613 | Standing flask 250 ml, NS 24/29 | boro 3.3, w/o stopper |  | 576 | 1 | 1 | 9.22
6243614 | Standing flask 500 ml, NS 24/29 | boro 3.3, w/o stopper |  | 576 | 1 | 1 | 13.73
6243615 | Standing flask 1000 ml, NS 24/29 | boro 3.3, w/o stopper |  | 576 | 1 | 1 | 27.98
6243616 | Two-neck round flask 100 ml | middle neck NS 29/32, side neck NS 14/23 angular | borosilicate glass 3.3 | 573 | 1 | 1 | 17.18
6243617 | Two-neck round flask 250 ml | middle neck NS 29/32, side neck NS 29/32 angular | borosilicate glass 3.3 | 573 | 1 | 1 | 25.41
6243618 | Two-neck round flask 500 ml | middle neck NS 29/32, side neck NS 29/32 angular | borosilicate glass 3.3 | 573 | 1 | 1 | 31.16
6243619 | Two-neck round flask 1000 ml | middle neck NS 29/32, side neck NS 29/32 angular | borosilicate glass 3.3 | 573 | 1 | 1 | 40.8
6243620 | Two-neck round flask 2000 ml | middle neck NS 29/32, side neck NS 29/32 angular | borosilicate glass 3.3 | 573 | 1 | 1 | 53.88
6243633 | Microelectrode Inlab® Micro Pro-ISM | pH 0...14, glass bole, MultiPin plug head |  | 306 | 1 | 1 | Refer to Cope
6243654 | Three-neck flask 250ml | middle neck NS 29/32, | side necks 2x NS 14/32 parallel, boro 3.3 | 574 | 1 | 1 | 29.87
6243655 | Three-neck flask 500ml | middle neck NS 29/32, | side neck 2x NS 14/32 parallel, Boro 3.3 | 574 | 1 | 1 | 29.72
6243656 | Three-neck flask 1000ml | middle neck NS 29/32, | side necks 2x NS 14/32 parallel, Boro 3.3 | 574 | 1 | 1 | 44.14
6243657 | Three-neck flask 250ml, | middle neck NS 29/32, | side necks 2x NS 19/26 parallel, boro 3.3 | 574 | 1 | 1 | 26.59
6243658 | Three-neck flask 500ml, | middle neck NS 29/32, | side necks 2x NS 19/26 parallel, boro 3.3 | 574 | 1 | 1 | 31.55
6243659 | Three-neck flask 1000ml, | middle neck NS 29/32, | side necks 2x NS 19/26 parallel, boro 3.3 | 574 | 1 | 1 | 46.26
6243660 | Three-neck flask 250ml, | middle neck NS 29/32, | side necks 2x NS 29/32 parallel, boro 3.3 | 574 | 1 | 1 | 32.72
6243661 | Three-neck flask 500ml, | middle neck NS 29/32, | side necks 2x NS 29/32 parallel, boro 3.3 | 574 | 1 | 1 | 37.55
6243662 | Three-neck flask 1000ml, | middle neck NS 29/32, | side necks 2x NS 29/32 parallel, boro 3.3 | 574 | 1 | 1 | 51.95
6243663 | Three-neck flask 2000ml, | middle neck NS 29/32, | side necks 2x NS 29/32 parallel, boro 3.3 | 574 | 1 | 1 | 66.87
6243664 | Evaporating flask 500 ml | socket NS 29/32 |  | 623 | 1 | 1 | 25.69
6243665 | Receiving flask 100ml | socket NS 35/20 |  | 623 | 1 | 1 | 25.39
6243666 | Receiving flask 250ml | socket NS 35/20 |  | 623 | 1 | 1 | 27.93
6243667 | Receiving flask 500ml | socket NS 35/20 |  | 623 | 1 | 1 | 28.17
6243668 | Receiving flask 1000ml | socket NS 35/20 |  | 623 | 1 | 1 | 40.24
6243669 | Allihn condenser 400 mm, NS 29/32 | glass olive, boro 3.3 |  | 592 | 1 | 1 | 39.8
6243670 | Dimroth condenser 400 mm, NS 29/32 | glass olive, boro 3.3 |  | 592 | 1 | 1 | 52.12
6243673 | Extracto, Soxhlet 500 ml | w/o stopcock, cone NS 29/32, | socket 45/40, boro 3.3 | 599 | 1 | 1 | 64.79
6243682 | Tweezers for filter paper | stainless steel |  | 126 | 1 | 1 | 5.31
6243690 | Three-prongs clamp, movable | steel chromium plated, 2 PVC coated jaws, | range 0-70mm | 172 | 1 | 1 | 25.12
6243711 | LLG-Glass microfibre filter 47mm | 1.2 µm, binder free, | pack of 100 | 662 | 1 | 1 | 20.78
6243738 | Multiple adapters, straight adapters | socket NS 14/23, cone NS 14/23 | Boro 3.3 | 585 | 1 | 1 | 11.38
6243739 | Multiple adapter, straight adapters | socket NS 29/32, cone NS 29/32 | Boro 3.3 | 585 | 1 | 1 | 14.41
6243740 | Multiple adapter, angled adapters | socket NS 14/23, cone NS 14/23 | Boro 3.3 | 585 | 1 | 1 | 12.54
6243741 | Multiple adapter, angled adapters | socket NS 29/32, cone NS 29/32 | Boro 3.3 | 585 | 1 | 1 | 14.41
6243754 | Quantofix® test stripes whole iron 1000 | box of 100 stripes |  | 1124 | 1 | 1 | 23.3
6243759 | Filtrating bottle 1000 ml, PP | colla. tubing connector | for Ø 6-10 mm | 699 | 1 | 1 | #N/A
6243865 | LLG-Mortar 160ml, porcellaine | inside rough, 90x56mm, 211A/2A | DIN 12906 | 516 | 1 | 1 | 14.51
6243905 | Valve cartridge CV 300 Plus | with 240 g gas alloy 80/20 Butane/Propane | UN 2037, 2, 5F, (D), 240 g | 129 | 1 | 1 | 7.63
6243959 | Disinfection cartridge for GenPure |  |  | 1170 | 1 | 1 | 467.3
6243960 | Disinfection granulate for MICRO + HP | pack of 12 |  | 1170 | 1 | 1 | #N/A
6244006 | Adapter phoenix II | for the connection of C 206 cartridges |  | 133 | 1 | 1 | 149.99
6244011 | separating funnel - conical - graduated - PTFE | stopcock - 1000 ml |  | 597 | 1 | 1 | 54.93
6244028 | Cell culture flasks EasYFlask | PS, 25ml, 75 cm², with collagen I, filter caps, | sterile, pack of 30 | 1218 | 1 | 1 | 447.47
6244067 | Maxi propeller stirrers, 1000 mm | PTFE, 140 mm paddle, shaft 16 mm |  | 454 | 1 | 1 | 346.67
6244120 | Cryostat MPC-202C | -45...200°C, 2 ltr., 2,0 KW |  | 738 | 1 | 1 | #N/A
6244121 | Warmth-Circulation thermostate MPC-205B | 20 l/min, 45...200°C | 2,0 KW | 738 | 1 | 1 | #N/A
6244589 | Adapter GL 14, cone NS 29/32 | for thermometer 6-8 mm Ø, | straight form, Boro 3.3 | 370 | 1 | 1 | 9.42
6244591 | Adapter for distilation socket NS 14/23 | bend, stem length 65 mm, boro 3.3 |  | 580 | 1 | 1 | 7.81
6244592 | Adapter for distilation socket NS 29/32 | bend, stem length 65 mm, boro 3.3 |  | 580 | 1 | 1 | 8.64
6244593 | Adapter for distilation, socket NS 14/23 | bend, stem length 200mm, boro 3.3 |  | 580 | 1 | 1 | 8.54
6244594 | Adapter for distilation, socket NS 29/32 | bend, stem length 200mm, boro 3.3 |  | 580 | 1 | 1 | 9.42
6245034 | Digital benchtop refractometer RX-5000i | 0.00 - 100.00% Brix, 1.32422 - 1.58000 nD |  | 1031 | 1 | 1 | 14458.62
6246006 | Evaporating flask 50 ml, pear shaped | NS 29/32, PUR-coated |  | 624 | 1 | 1 | 28.19
6246007 | Evaporating flask 100 ml, pear shaped | NS 29/32, PUR-coated |  | 624 | 1 | 1 | 32.03
6246008 | Evaporating flask 250 ml, pear shaped | NS 29/32, PUR-coated |  | 624 | 1 | 1 | 51.91
6246009 | Evaporating flask 500 ml | NS 29/32, PUR-coated |  | 624 | 1 | 1 | 61.1
6246010 | Evaporating flask 1000 ml, pear shaped | NS 29/32, PUR coated |  | 624 | 1 | 1 | 82.32
6246011 | Evaporating flask 3000 ml | NS 29/32, PUR coated |  | 624 | 1 | 1 | 134.66
6248077 | Safety funnel with lid | white, PE-HD, GL45, with dirt sieve |  | 250 | 1 | 1 | 117.37
6248078 | Safety ball funnel GL45, | PE-HD, with removable sieve |  | 251 | 1 | 1 | 186.56
6250017 |  |  |  | 1048 | 1 | 1 | Refer to Cope
6250142 | Triangles 60mm | with piceclay tubes |  | 139 | 1 | 1 | 2.72
6250278 | Thermofluid SilOil | M40.165.10, 5 Ltr |  | 757 | 1 | 1 | 397.23
6250413 | Measuring cylinder 10 ml, class A | Duran®, ring graduation, amber graduated, | conformity certified, | 831 | 1 | 1 | 9.95
6250417 |  |  |  | 1208 | 1 | 1 | 127.07
6250420 | Thermofluid SilOil | M20.195/235.20, 10 Ltr |  | 757 | 1 | 1 | 689.25
6250483 | Measuring cylinder 250 ml, class A | Duran®, ring graduation, amber graduated, | conformity certified, | 831 | 1 | 1 | 18.08
6251155 | Printer RS-P26 | with date and time | with EU and UK plug | 294 | 1 | 1 | 749.45
6251233 | 5+1 cuvette changer SZ 2100 | controllable through UviLine |  | 1044 | 1 | 1 | Refer to Cope
6251347 | FiveEasy FE30-Kit | conductivity meter FE30-BASIC incl.conductivity | electrode LE703, electrode arm and standard bags | 322 | 1 | 1 | See Cope Price List CU665-20
6251366 | Allihn Condenser 250 mm, NS 14/23 | with glass thread and 2 plastic olives |  | 593 | 1 | 1 | 71.93
6251383 | LLG-Glass microfibre filter 55mm | 1.2 µm, binder free, | pack of 100 | 662 | 1 | 1 | 22.86
6251423 | Package Pirani-Controller CVC 3000 w. KF DN 16 | with VSP 3000, vacuum controll valve VV-B 15C, | 100-230 V / 50-60 Hz, plug CEE/CH/UK/US/AUS | 989 | 1 | 1 | Refer to Cope
6251424 | Package Pirani-Controller CVC 3000 with KF DN 25 | with VSP 3000, vacuum controll valve VV-B 15C, | 100-230 V / 50-60 Hz, plug CEE/CH/UK/US/AUS | 989 | 1 | 1 | Refer to Cope
6251438 | Infeed probe TPX 200 | Pt100, 120mm, acuate, | 2-pin, size 0 | 378 | 1 | 1 | 106.41
6251451 | Shaking incubator | w/o platform | incl.EU-/UK-plug | 814 | 1 | 1 | See Cope Price List IN730-10
6251474 | LLG-Evaporating dish 274/2 | 93 ml, 86 x 33 mm, | flat bottom, with drain | 101 | 1 | 1 | 5.72
6251486 | Photometer AL100 Chloride | in case |  | 1128 | 1 | 1 | 450.28
6251521 | Micro tip MS 2.0 |  |  | 561 | 1 | 1 | 102.74
6251590 | Printer HG series |  |  | 1097 | 1 | 1 | 1393
6251593 | Waste can S 90, 10 L | (PE-HD), conductive, | visible strip | 253 | 1 | 1 | 136.56
6251643 | Microcentrifuge tubes 1.5 ml, PP | screw cap PP, grad., sterile, | selfstanding, pack of 500 | 1280 | 1 | 1 | Refer to Cope
6251644 | Microcentrifuge tubes 1.5 ml, PP | screw cap PP, grad., sterile, | no selfstanding, pack of 500 | 1280 | 1 | 1 | Refer to Cope
6251689 | Beaker 400 ml, t.f. | Pyrex® borosilicate glass, graduated, | pack of 10 | 15 | 1 | 1 | See Cope Price List BN120-45
6251705 | Optifit-Pipette tips 50-1200 µl | Standard, 71.5 mm, tips ID: H, | pre-sterilized, pack of 10x96 | 904 | 1 | 1 | 99.88
6251768 | LLG-Drigalski spatula, PS | sterile, pack of 100 |  | 1245 | 1 | 1 | 11.28
6251893 | pH-Electrode BlueLine 26 pH Chinch |  |  | 300 | 1 | 1 | Refer to Cope
6251900 | Finnpipette F2, 1-channel | variable volume 5-50 µl, | for Finntip Micro tips, CE | 885 | 1 | 1 | 277.02
6251939 | Vortex Genie® 2-Mixer | 230 V, 50 Hz | ***with UK plug*** | 460 | 1 | 1 | See Cope Price List MS500-20
6251980 | Test tubes 2.0 ml, PP | w/o lid, ungrad., non sterile, | with standing ring, pack of 1000 | 1280 | 1 | 1 | 116.83
6252036 | pH-Electrode AT 206 | for food industry |  | 278 | 1 | 1 | 217.43
6252072 | LLG-Glass microfibre filter 90mm | binder free, pack of 100 |  | 662 | 1 | 1 | 35.11
6252153 | Spray bottle Turn'n'Spray 250 ml |  |  | 92 | 1 | 1 | 11.79
6252154 | Spray bottle Turn'n'Spray 500 ml |  |  | 92 | 1 | 1 | 12.85
6252163 | Distance ring, aluminium | black anodized, 20mm high |  | 1203 | 1 | 1 | 112.4
6252166 | Spray bottle Turn'n'Spray 1000ml |  |  | 92 | 1 | 1 | 13.5
6252178 | Compact printer RS-P25 | with date and time, for SevenEasy S20 | with EU and UK plug | 294 | 1 | 1 | 581.31
6252181 | Safetz ball funnel S51 | white, PE-HD, with detachable sieve |  | 251 | 1 | 1 | 186.56
6252200 | Erlenmeyer flask 250ml, wide neck | Pyrex®, graduated, pack of 10 |  | 19 | 1 | 1 | See Cope Price List FK220-30
6252246 | HEPA-Filter LABOPUR® | for powder application |  | 261 | 1 | 1 | #N/A
6252312 | Fume hood H series LABOPUR® | 980 x 800 x 620 mm, | with HEPA device, filter to be ordered separately | 261 | 1 | 1 | #N/A
6252313 | HEPA-Filter LABOPUR® | for powder application under 0.3 Mikron |  | 261 | 1 | 1 | 275.01
6252321 | High temperature furnace HTCT 08/14/P330 | with controller P 330, | SiC rod heating, max. 1400°C | 827 | 1 | 1 | Refer to Cope
6252363 | FoodScoop 200ml | stainless steel |  | 127 | 1 | 1 | Refer to Cope
6252383 | LLG-Mortar 2250ml, porcellaine | inside rough, 224x127mm, 211A/7 A/7 |  | 516 | 1 | 1 | 68.21
6252384 | LLG-Pestle 250mm, rough | Ø 74mm, 213A/6 |  | 516 | 1 | 1 | 17.1
6252619 | Protection lenses super f OTG 9169 | colour:black, lenses:PC colourless/UV 2-1,2 | optidur NCH/uvex hi-res | 190 | 1 | 1 | 23.45
6252620 | Protection glasses super f OTG 9169 | colour:black, lenses:PC light green/UV 2-1,2 | uvex variomatic | 190 | 1 | 1 | 53.31
6252670 | Heavy Duty beaker 1000ml | Pyrex, 108x156mm, pack of 6 |  | 14 | 1 | 1 | See Cope Price List BN135-60
6252729 | VISOCOLOR® School analysing kit | for appointment of: ammonia, nitrate, | nitrite, phosphate and total hardness | 1126 | 1 | 1 | 110.82
6252739 | Hotplate 150x150mm | glass ceramic, | 230 V, 50 Hz, 550 W | 776 | 1 | 1 | See Cope Price List HP405-23
6252765 | LLG-Filter circles 150mm, quantitative | middle, pack of 100 |  | 659 | 1 | 1 | 24.08
6252814 | Attachment, horizontal Type SI-H524 | for 24 micro tubes | for Vortex Genie 2 | 461 | 1 | 1 | 156.1
6252823 | Vortex Genie 2T | 230 V, incl.standard attachment |  | 460 | 1 | 1 | 542.47
6252939 | Photometer AL100 Chlor | 0,01-4,0 mg/L, in case | (no dan. goods) | 1128 | 1 | 1 | 450.28
6252942 | Vertical tube holder | for 6 x 50 ml tubes, | for Vortex Genie® 2 | 461 | 1 | 1 | 123.98
6252944 | Micrortube foam insert | for up to 60 tubes, | for Vortex Genie® 2, pack of 2 | 461 | 1 | 1 | 72.85
6252946 | Vortex-Genie 2T | 230 V, incl. standard attachment, | with UK plug | 460 | 1 | 1 | 542.47
6253037 | Precision balance PLJ 6000-1GM | 6000 g / 0.1 g, calibratable, | weighing plate 195 x 195 mm | 354 | 1 | 1 | 513.45
6253092 | BEL-ART-waste bags 640x890 mm | Biohazard, orange-red, extra strong, | pack of 200 | 244 | 1 | 1 | 563.65
6253093 | BEL-ART-waste bags 790x960 mm | Biohazard, orange-red, extra strong, | pack of 200 | 244 | 1 | 1 | 715.16
6253096 | BEL-ART-waste bags 790x970 mm | Biohazard, orange-red, | pack of 200 | 244 | 1 | 1 | 477.62
6253139 | Cultur tubes 50 ml, Pyrex | 22x200 mm, SV, thread 22 mm | pack of 40 | 1256 | 1 | 1 | See Cope Price List TP250-80
6253163 | ViscoSampler from PP | length 60 cm, Ø 25 mm |  | 510 | 1 | 1 | 259.84
6253256 | Round flask 2000 ml, w. NS 29/32 | amber glass |  | 571 | 1 | 1 | 106.62
6253276 | Disruptor Genie® digital | 230V, EU plug |  | 1311 | 1 | 1 | 735.66
6253281 | Universal micro tubes holder | for 1.5/2.0ml tubes | for TurboMix® attachment or DisruptorGenie® | 461 | 1 | 1 | 106.62
6253311 | Eye emergency station DUO | for both eyes, in wall box | 355x250x115mm | 237 | 1 | 1 | 109.81
6253315 | Sicco Maxi 2-Vitrum-Desiccator | 540x540x1150mm, Borosilicate 3.3/Alu |  | 1002 | 1 | 1 | 4188.04
6253331 | Allihn condenser 250 mm, NS 29/32 | glass olive, boro 3.3 |  | 592 | 1 | 1 | 35.18
6253344 | neoform® MED rapid Spray, 750 ml-bottle | fast disinfection solution | UN 1987, 3, III, (D/E) | 1058 | 1 | 1 | 13.58
6253368 | OmniPAC MINi | 300 V, 400 mA, 60 W | 110-230 V | 1195 | 1 | 1 | Refer to Cope
6253408 | Spectacles i-3 9190 | color: orange/light blue, lens: PC clear/UV 2C-1.2 | optidur 4C PLUS | 187 | 1 | 1 | #N/A
6253443 | Crucible lid Ø 87 mm, Alsint | for crucible Ø 85 mm |  | 107 | 1 | 1 | 98.23
6253481 | Drain cock, thread 22mm | natural, blue rotary handle, | sleeve connection 19mm (3/4") | 54 | 1 | 1 | 5.84
6253506 | Sample chamber with autom.8-cell | changer module |  | 1039 | 1 | 1 | See Cope Price List SJ377-71
6253537 | Gas distribution tube, lateral ring | ring dia. 22 mm, por. 0, h. 250 mm, | made of borosilicate glass | 603 | 1 | 1 | 34.46
6253538 | Gas distribution tube, central ring | ring dia. 25 mm, por. 0, h. 250 mm, | made of borosilicate glass | 603 | 1 | 1 | 38.58
6253553 | LLG-Glass microfibre filter 70mm | 0,7 µm, binder free | pack of 100 | 662 | 1 | 1 | 71.51
6253577 | LLG-Pipette tips Economy 1-200 µl | non sterile, clear, pack of 10x96 |  | 897 | 1 | 1 | 31.84
6253609 | Digital camera Moticam 1SP | C-Mount camera, | sensor: CMOS, 1.3M pixel (1280x1024) | 1016 | 1 | 1 | #N/A
6253610 | Digital camera Moticam 2, C-Mount camera | sensor: CMOS, 2.0M Pixel (1600x1200) |  | 1016 | 1 | 1 | 405.85
6253611 | Digital camera Moticam 3, C-Mount camera | sensor: CMOS, 3.0M pixel (2048x1536) |  | 1016 | 1 | 1 | #N/A
6253612 | Digital camera Moticam 5, C-Mount camera | sensor: CMOS, 5.0M pixel (2592x1944) |  | 1016 | 1 | 1 | #N/A
6253613 | Digital camera Moticam 580, HDMI C-Mount camera | sensor: CMOS, 800x600 pixel (USB)/ | 5.0M pixel (SD-card) | 1018 | 1 | 1 | #N/A
6253614 | Digital camera Moticam 10, C-Mount camera | sensor: CMOS, 10.0M pixel |  | 1016 | 1 | 1 | #N/A
6253649 | Bail glasses i-3 9190 | colour: anthracite/blue, lenses:PC colourless | supravision NCH | 187 | 1 | 1 | 23.9
6253743 | Erlenmeyer flask 250 ml, wide neck | thick walls, conical, graduated | pack of 12 | 20 | 1 | 1 | See Cope Price List FK223-30
6253748 | Cold light source KL 300 LED | 100 - 240 V, incl. mains adapter |  | 1019 | 1 | 1 | 303.5
6253751 | Erlenmeyer flask 250 ml | narrow neck, Pyrex®, pack of 10 |  | 18 | 1 | 1 | See Cope Price List FK200-30
6253785 | Erlenmeyer flask 100 ml | narrow neck, Pyrex®, pack of 10 |  | 18 | 1 | 1 | See Cope Price List FK200-24
6253896 | Earthing cable L 1.5m withbind rail and ring | incl. fastening material |  | 997 | 1 | 1 | 56.71
6253916 | Pipette stand Twister Universal 336 | sapphire blue, for 6 pipettes |  | 878 | 1 | 1 | See Cope Price List PR642-10
6253917 | Pipette stand Twister Universal 336 | emerald green, for 6 pipettes |  | 878 | 1 | 1 | See Cope Price List PR642-12
6253918 | Pipette stand Twister Universal 336 | topaz orange, for 6 pipettes |  | 878 | 1 | 1 | See Cope Price List PR642-14
6253919 | Pipette stand Twister Universal 336 | quartz blue, for 6 pipettes |  | 878 | 1 | 1 | See Cope Price List PR642-16
6253920 | Pipette stand Twister Universal 336 | ruby, for 6 pipettes |  | 878 | 1 | 1 | See Cope Price List PR642-18
6253921 | Pipette stand Twister Universal 336 | diamond white, for 6 pipettes |  | 878 | 1 | 1 | See Cope Price List PR642-20
6253922 | Pipette stand Twister Universal 336 | citrine yellow, for 6 pipettes |  | 878 | 1 | 1 | See Cope Price List PR642-22
6253931 | Whole glass syringes 1 ml, Dosys 155 | graduated, autoclavable | pack of 3 | 1357 | 1 | 1 | Refer to Cope
6253961 | Culture tubes 20 ml, Pyrex | 16x160 mm, screw cap, thread 15 mm | pack of 40 | 1256 | 1 | 1 | See Cope Price List TP250-65
6253976 | Safety Cap II S40 | for Merck bottles |  | 1373 | 1 | 1 | 119.87
6254003 | Beaker 10 ml, t.f. | Pyrex® borosilicate glass, graduated, | pack of 10 | 15 | 1 | 1 | See Cope Price List BN120-30
6254004 | Beaker 250 ml, l.f. | Pyrex® borosilicate glass, graduated, | pack of 10 | 14 | 1 | 1 | See Cope Price List BN100-40
6254016 | Shaking dish Ø 75 mm | with burling cap | for Vortex-Genie® 2 | 461 | 1 | 1 | 66.22
6254027 | Culture tubes 15 ml, Pyrex® | 16x125 mm, screw-cap, thread 15 mm | pack of 40 | 1256 | 1 | 1 | See Cope Price List TP250-55
6254106 | Allihn condenser for Soxhlet | for extractor 100/250 ml, | NS 45/40, glass olive, boro 3.3 | 601 | 1 | 1 | 43.28
6254108 | Dimroth condenser for Soxhlet | for extractor 100/250 ml, | NS 45/40, glass olive, boro 3.3 | 600 | 1 | 1 | 50.94
6254169 | Probe TPX-400-150 | needle 120mm acuate. | silicone cable 1,5m | 378 | 1 | 1 | 106.41
6254171 | Grounding fixed band | black, for S90 canister |  | 253 | 1 | 1 | 94.43
6254273 | Rotator, magn.platform | 230 V, EU-plug |  | 487 | 1 | 1 | 908.9
6254275 | BEL-ART-Tubing clamps | for tubings up to dia. 19mm | pack of 6 | 151 | 1 | 1 | 26.82
6254325 | Glass beads type M diam. 4.5 mm | 2 packs of 500 g, soda-lime-glass |  | 583 | 1 | 1 | 13.85
6254337 | Steam sterilizer HV 110 L | 110 ltr. volume, 2,0 kW, | useable space Ø 420x795 mm, 230V/50Hz | 1098 | 1 | 1 | 14838.42
6254364 | LLG-Pipette tips Economy 100-5000 µl | non sterile, clear, pack of 250 |  | 897 | 1 | 1 | 26.95
6254389 | Beaker 150 ml, t.f. | Pyrex® borosilicate glass, graduated, | pack of 10 | 15 | 1 | 1 | See Cope Price List BN120-35
6254394 | Chemistry membrane pump MZ 1 C | 230 V, 50-60 Hz |  | 973 | 1 | 1 | Refer to Cope
6254430 | Peltier |  |  | 1313 | 1 | 1 | 912.21
6254445 | Automat.8 position cuvette holder |  |  | 1313 | 1 | 1 | 1221.99
6254447 | Erlenmeyer flask 125 ml, wide neck | thick walls, conical, graduated | pack of 12 | 20 | 1 | 1 | See Cope Price List FK223-26
6254476 | Multiple sample starter set | (model H301) |  | 461 | 1 | 1 | 122.49
6254523 | Glass beads type M diam. 7 mm | 2 packs of 500 g, soda-lime-glass |  | 583 | 1 | 1 | 13.85
6254570 | Cryobox 145x145x122mm, with lid | cardboard, white, for 15/50ml tubes |  | 707 | 1 | 1 | 6.62
6254571 | Grid divider 4x4 | for 50ml tubes |  | 707 | 1 | 1 | 3.32
6254572 | Grid divider 6x6 | for 15ml tubes |  | 707 | 1 | 1 | 4.13
6254577 | Pop-Up Rack | for 15ml tubes | purple, pack of 2 | 35 | 1 | 1 | 32.7
6254578 | Pop-Up Rack | for 50ml tubes | green, pack of 2 | 35 | 1 | 1 | 32.7
6254597 | High-Speed Mini centrifuge Gusto | up to 12,500 rpm, 100-240 V, 50/60 Hz |  | 627 | 1 | 1 | 683.67
6254604 | Mini centrifuge Sprout | with SnapSpin rotor, 220-230 V, | 50/60 Hz, EU plug | 627 | 1 | 1 | 203.28
6254727 | Total glass syringe 100 ml, Dosys 155 | graduated, autoclavable, | Luer-attachment from glass | 1357 | 1 | 1 | Refer to Cope
6254729 | LLG-Flat caps 8-strips | clear, pack of 120 |  | 1180 | 1 | 1 | 40.34
6254755 | Measuring unit inoLab® Multi 9430 IDS Set C | incl.SenTix® 980 and TetraCon® 925 |  | 341 | 1 | 1 | #N/A
6254782 | Centrifuge Universal | 12 place rotor, 230 V, 50/60 Hz |  | 1156 | 1 | 1 | 4208.58
6254785 | FoodScoop 100ml | stainless steel |  | 127 | 1 | 1 | Refer to Cope
6254786 | FoodScoop 250ml | stainless steel |  | 127 | 1 | 1 | Refer to Cope
6254841 | Constant climate chamber KMF 115 | standard equipment, 200-240 V |  | 823 | 1 | 1 | #N/A
6254890 | Gas distribution tube, lateral ring | ring dia. 22 mm, por. 1, h. 250 mm, | made of borosilicate glass | 603 | 1 | 1 | 34.46
6254947 | Safety eye shower ClassicLine | 2 quwnch heads 45°, for table mounting |  | 238 | 1 | 1 | 175.59
6254971 | Microliter syringe SK-10F-AG6347 | 10 µl, pack of 6 |  | 1386 | 1 | 1 | 309.77
6255204 | Stray light cuvette, quartzglass Suprasil | Vol.14000 µl | Art. 540.135-QS | 1049 | 1 | 1 | Refer to Cope
6255307 | LiquiSampler from PTFE/FEP | length 60 cm, Ø 25 mm |  | 509 | 1 | 1 | See Cope Price List SD056-25
6255331 | LLG-Syringe pre-filter from PTFE, 0,45 µm | Ø 25 mm, transparent, pack of 500 |  | 671 | 1 | 1 | 292.7
6255348 | Septa 11 mm MN pre-drilled | pack of 48 |  | 1388 | 1 | 1 | 119.31
6255403 | Canister S60 (10 litres) w. integrated | max. level indicator, with safety funnel | S60 with lid, PE-HD, black | 252 | 1 | 1 | 459.33
6255458 | Ashing furnace LVT 9/11/P330 | with flap door and controller P 330 | 1100°C max. | 827 | 1 | 1 | Refer to Cope
6255503 | Drop catcher, straight | socket NS 29/32, cone NS 29/32, | boro 3.3 | 586 | 1 | 1 | 18.31
6255582 | TitroLine® 7500 KF 10 | volumetric KF-Titrator | 100-240 V | 947 | 1 | 1 | Refer to Cope
6255584 | Barrel pump Ultrarein from PTFE | immersion depth 950 mm, | immersion tube-Ø 32 mm, with tubing | 950 | 1 | 1 | Refer to Cope
6255612 | Lid mixBATH | for mixDRIVE 15 |  | 425 | 1 | 1 | 291.48
6255638 | Lid PC, blue |  |  | 767 | 1 | 1 | Refer to Cope
6255678 | Laboratory gas burner Fuego SCS basic RF | with integr.funk system, | cableless funk foot pedal | 132 | 1 | 1 | Refer to Cope
6255692 | Low temperature bath circulator system | -20 to 100, 5L incl. drain and relay | (as per TC120-R2) | 742 | 1 | 1 | Refer to Cope
6255802 | Tube rack | with silicone grips |  | 36 | 1 | 1 | 18.92
6255804 | PCR tube rack | 96 well |  | 1185 | 1 | 1 | 4.58
6255805 | PCR work station |  |  | 35 | 1 | 1 | 7.68
6255806 | Erlenmeyer flask 500 ml, amber glass | NS 29/32, borosilicate glass 3.3 |  | 577 | 1 | 1 | 34.95
6255819 | LLG Lab Power Failure Detector |  |  | 176 | 1 | 1 | 50.94
6255826 | LLG-Forceps 145 mm, blunt/straight | general use, stainless steel |  | 123 | 1 | 1 | 2.62
6255961 | PFA fitting I.D.: 2.3 mm | integr. ferrule, violet | pack of 5 | 1377 | 1 | 1 | 29.05
6256163 | Ashing furnace LVT 5/11/P330 | with controller P 330 | 1100°C max., with lift door | 827 | 1 | 1 | Refer to Cope
6256301 | LLG-Extraction thimbles 37x130mm | cellulose, pack of 25 |  | 1147 | 1 | 1 | 66.98
6256343 | Rainbow self-adhesive labels | assorted colours, pack of 50 |  | 157 | 1 | 1 | 55.41
6256437 | LLG-Filter circles 55mm, quantitative | medium, pack of 100 |  | 659 | 1 | 1 | 5.74
6256514 | Cyclon mill TWISTER | 220-240 V, 50/60 Hz |  | 520 | 1 | 1 | 6790.93
6256566 | Dispensing pump rotarus® volume 100 | stainless steel housing, IP 65 |  | 962 | 1 | 1 | 4114.5
6256766 | Microlitre syringe 1702 CTC X | 25 µl (22s/3) |  | 1356 | 1 | 1 | 186.06
6256805 | SensoDirect AL15 Set pH/Oxi |  |  | 334 | 1 | 1 | 670.71
6256809 | Flat platform | with anti-slip mat, 400x360mm |  | 467 | 1 | 1 | Refer to Cope
6256816 | Flat-bed orbital shaker PSU-20i | exclusive platform | incl.EU-/UK-plug | 467 | 1 | 1 | Refer to Cope
6256893 | Disposable spatula smartSpatulas® | 210mm, Ø 7mm, blue, pack of 300 |  | 114 | 1 | 1 | 40.68
6256894 | Disposable spatula smartSpatulas® | 140mm, Ø 7mm, opaque, pack of 300 |  | 114 | 1 | 1 | 47.96
6256895 | Disposable spatule smartSpatulas® | 210mm, Ø 7mm, opaque, pack of 300 |  | 114 | 1 | 1 | 45.19
6256896 | Disposable spatula smartSpatulas® | 140mm, Ø 3,5mm, opaque, | antistatic, pack of 300 | 114 | 1 | 1 | 28.82
6256897 | Disposable spatula smartSpatulas® | 310mm, Ø 10,5mm, green, | pack of 150 | 114 | 1 | 1 | 44.92
6256898 | Disposable spatula smartSpatulas® | 210mm, Ø 7mm, opaque, | sterile, pack of 100 | 114 | 1 | 1 | 153.07
6256952 | Large sample set (Model H302) | cons. of platform, bands, | and an assortment of foam inserts | 461 | 1 | 1 | 199.96
6257139 | LLG-2in1 KIT: 1.5ml Crimp neck vials, clear | + Crimp cap, silver, 11 mm, consisting of: | 11 09 0356 + 11 03 0209, pack of 100 | 1340 | 1 | 1 | 22.24
6257173 | Cold warmth bath circulator ministat 125 | temp.-range: -25...+150°C, | 1,0 KW, with controller Pilot ONE | 743 | 1 | 1 | 4633.92
6257176 | smartPicks® Mini, 32mm | semi point, fitting in | 1,5ml tubes, pack of 2000 | 1244 | 1 | 1 | 96.17
6257177 | smartPicks® Mini, | needle point, fitting in | 1,5ml tubes, pack of 2000 | 1244 | 1 | 1 | 96.17
6257178 | smartPicks® Standard, 63mm | semi point, pack of 1600 |  | 1244 | 1 | 1 | 105.47
6257179 | smartPicks® standard, 63mm | needle point, pack of 1500 |  | 1244 | 1 | 1 | 105.47
6257180 | smartPicks® Large, 152mm | semi point, pack of 500 |  | 1244 | 1 | 1 | 68.42
6257181 | smartPicks® Large, 152mm | needle point, pack of 500 |  | 1244 | 1 | 1 | 68.42
6257247 | Dispensing pump rotarus® volume 100 | white, IP 54 |  | 962 | 1 | 1 | 3487.29
6257318 | Disposable reaction tubes 1,5 ml | PP, PLASTIBRAND, colourless, | safety closure, pack of 1000 | 1278 | 1 | 1 | Refer to Cope
6257342 | Mixing attachment MBA 125 for MB 550 | 125 ml working volume |  | 519 | 1 | 1 | 313.29
6257343 | Safety hood MBH 125 | for MBA 125 |  | 519 | 1 | 1 | 206.8
6257359 | Meter inoLab® Multi 9420 IDS | instrument only |  | 341 | 1 | 1 | #N/A
6257410 | Vario DEHA reagent set | for 100 tests |  | 1129 | 1 | 1 | 100.29
6257480 | USB User ID Stick | (only for units with TwinDISPLAY) |  | 799 | 1 | 1 | 219.52
6257572 | Analysing balance ABJ 220-4NM | 220 g / 0,1 mg, calibratable | weighing plate 91 mm Ø | 356 | 1 | 1 | 1054.89
6257627 | Plate 24-well BRANDplates® | PS, pureGrade S surface, | with lid, single packed, pack of 10 | 1224 | 1 | 1 | Refer to Cope
6257628 | Plate 6-well BRANDplates® | PS, pureGrade S surface, | with lid, singl packed, pack of 10 | 1224 | 1 | 1 | Refer to Cope
6257629 | Plate 24-well BRANDplates® | PS, cellGrade plus surface, | with lid, single packed, pack of 10 | 1224 | 1 | 1 | Refer to Cope
6257630 | Plate 6-well BRANDplates® | PS, cellGrade plus surface, | with lid, single packed, pack of 10 | 1224 | 1 | 1 | Refer to Cope
6257631 | Insert strips of 4 BRANDplates® | PS, cellGrade plus surface, even walls, | sterile, PC membrane, 0,4µm, pack of 12 | 1224 | 1 | 1 | Refer to Cope
6257632 | Insert strips of 4 BRANDplates® | PS, cellGrade plus surface, even walls, | sterile, PC membrane, 1,0µm, pack of 12 | 1224 | 1 | 1 | Refer to Cope
6257633 | Insert strips of 4 BRANDplates® | PS, cellGrade plus surface, even walls, | sterile, PC membrane, 3,0µm, pack of 12 | 1224 | 1 | 1 | Refer to Cope
6257634 | Insert strips of 4 BRANDplates® | PS, cellGrade plus surface, even walls, | sterile, PC membrane, 8,0µm, pack of 12 | 1224 | 1 | 1 | Refer to Cope
6257635 | Insert strips of 4 BRANDplates® | PS, cellGrade plus surface, with Inlet Opening | system, sterile, PC membrane, 0,4µm, pack of 12 | 1224 | 1 | 1 | Refer to Cope
6257636 | Insert strips of 4 BRANDplates® | PS, cellGrade plus surface, with Inlet Opening | system, sterile, PC membrane, 1,0µm, pack of 12 | 1224 | 1 | 1 | Refer to Cope
6257637 | Insert strips of 4 BRANDplates® | PS, cellGrade plus surface, with Inlet Opening | system, sterile, PC membrane, 3,0µm, pack of 12 | 1224 | 1 | 1 | Refer to Cope
6257638 | Insert strips of 4 BRANDplates® | PS, cellGrade plus surface, with Inlet Opening | system, sterile, PC membrane, 8,0µm, pack of 12 | 1224 | 1 | 1 | Refer to Cope
6257639 | Insert strips of 4 BRANDplates® | PS, cellGrade plus surface, even walls, | sterile, PET membrane, 0,4µm, pack of 12 | 1224 | 1 | 1 | Refer to Cope
6257641 | Insert strips of 4 BRANDplates® | PS, cellGrade plus surface, even walls, | sterile, PET membrane, 3,0µm, pack of 12 | 1224 | 1 | 1 | Refer to Cope
6257642 | Insert strips of 4 BRANDplates® | PS, cellGrade plus surface, even walls, | sterile, PET membrane, 8,0µm, pack of 12 | 1224 | 1 | 1 | Refer to Cope
6257643 | Insert strips of 4 BRANDplates® | PS, cellGrade plus surface, with Inlet Opening | system, sterile, PET membrane, 0,4µm, pack of 12 | 1224 | 1 | 1 | Refer to Cope
6257644 | Insert strips of 4 BRANDplates® | PS, cellGrade plus surface, with Inlet Opening | system, sterile, PET membrane, 1,0µm, pack of 12 | 1224 | 1 | 1 | Refer to Cope
6257645 | Insert strips of 4 BRANDplates® | PS, cellGrade plus surface, with Inlet Opening | system, sterile, PET membrane, 3,0µm, pack of 12 | 1224 | 1 | 1 | Refer to Cope
6257646 | Insert strips of 4 BRANDplates® | PS, cellGrade plus surface, with Inlet Opening | system, sterile, PET membrane, 8,0µm, pack of 12 | 1224 | 1 | 1 | Refer to Cope
6257647 | Plate 6-well BRANDplates® | PS, cellGrade plus surface, incl.6 Insert | Strips, even walls, PC membrane, 0,4µm, pack of 5 | 1223 | 1 | 1 | Refer to Cope
6257648 | Plate 6-well BRANDplates® | PS, cellGrade plus surface, incl.6 Insert | Strips, even walls, PC membrane, 1,0µm, pack of 5 | 1223 | 1 | 1 | Refer to Cope
6257649 | Plate 6-well BRANDplates® | PS, cellGrade plus surface, incl.6 Insert | Strips, even walls, PC membrane, 3,0µm, pack of 5 | 1223 | 1 | 1 | Refer to Cope
6257650 | Plate 6-well BRANDplates® | PS, cellGrade plus surface, incl.6 Insert | Strips, even walls, PC membrane, 8,0µm, pack of 5 | 1223 | 1 | 1 | Refer to Cope
6257651 | Plate 6-well BRANDplates®, PS, pack of 5 | cellGrade plus surface, incl.6 Insert Strips, | with Inlet Opening System, PC membrane, 0,4µm | 1223 | 1 | 1 | Refer to Cope
6257652 | Plate 6-well BRANDplates®, PS, pack of 5 | cellGrade plus surface, incl.6 Insert Strips, | with Inlet Opening System, PC membrane, 1,0µm | 1223 | 1 | 1 | Refer to Cope
6257653 | Plate 6-well BRANDplates®, PS, pack of 5 | cellGrade plus surface, incl.6 Insert Strips, | with Inlet Opening System, PC membrane, 3,0µm | 1223 | 1 | 1 | Refer to Cope
6257654 | Plate 6-well BRANDplates®, PS, pack of 5 | cellGrade plus surface, incl.6 Insert Strips, | with Inlet Opening System, PC membrane, 8,0µm | 1223 | 1 | 1 | Refer to Cope
6257655 | Plate 6-well BRANDplates®, PS | cellGrade plus surface, incl.6 Insert Strips, | even walls, PET membrane, 0,4µm, pack of 5 | 1223 | 1 | 1 | Refer to Cope
6257656 | Plate 6-well BRANDplates®, PS | cellGrade plus surface, incl.6 Insert Strips, | even walls, PET membrane, 1,0µm, pack of 5 | 1223 | 1 | 1 | Refer to Cope
6257657 | Plate 6-well BRANDplates®, PS | cellGrade plus surface, incl.6 Insert Strips, | even walls, PET membrane, 3,0µm, pack of 5 | 1223 | 1 | 1 | Refer to Cope
6257658 | Plate 6-well BRANDplates®, PS | cellGrade plus surface, incl.6 Insert Strips, | even walls, PET membrane, 8,0µm, pack of 5 | 1223 | 1 | 1 | Refer to Cope
6257659 | Plate 6-well BRANDplates®, PS, pack of 5 | cellGrade plus surface, incl.6 Insert Strips, | with Inlet Opening System, PET membrane, 0,4µm | 1223 | 1 | 1 | Refer to Cope
6257660 | Plate 6-well BRANDplates®, PS, pack of 5 | cellGrade plus surface, incl.6 Insert Strips, | with Inlet Opening System, PET membrane, 1,0µm | 1223 | 1 | 1 | Refer to Cope
6257661 | Plate 6-well BRANDplates®, PS, pack of 5 | cellGrade plus surface, incl.6 Insert Strips, | with Inlet Opening System, PET membrane, 3,0µm | 1223 | 1 | 1 | Refer to Cope
6257662 | Plate 6-well BRANDplates®, PS, pack of 5 | cellGrade plus surface, incl.6 Insert Strips, | with Inlet Opening System, PET membrane, 8,0µm | 1223 | 1 | 1 | Refer to Cope
6257761 | Full sight glass door | for UN/UF / SN/SF 30 |  | 789 | 1 | 1 | 287.82
6257820 | Condenser coiled 250 mm, NS 29/32 | PP olive, boro 3.3 |  | 593 | 1 | 1 | 34.23
6257821 | Condenser coiled 250 mm, NS 29/32 | with glass side arm, boro 3.3 |  | 593 | 1 | 1 | 29.99
6257923 | Saccharose (Brix) Standard - 10% | 15ml |  | 1034 | 1 | 1 | 75.39
6257941 | Pear shape flask 100 ml | NS 29/32, Boro 3.3 |  | 572 | 1 | 1 | 11.89
6257992 | Holder for microtubes | vertical, for 24 microtubes, | for Vortex Genie® 2 | 461 | 1 | 1 | 156.1
6258006 | Acura® manual 835 Fix, macro pipette | 2.5 ml |  | 874 | 1 | 1 | Refer to Cope
6258034 | General purpose tray, white | 680x540mm |  | 1191 | 1 | 1 | Refer to Cope
6258150 | Erlenmeyer flask 250 ml, amber glass | NS 29/32, borosilicate glass 3.3 |  | 577 | 1 | 1 | 26.19
6258155 | Respirator mask ClassicLine | FFP2, fold mask, | with exhalation valve, pack of 10 | 194 | 1 | 1 | 12.32
6258173 | Unistat® TR401 | temp.-range: +50...400°C | with controller Pilot ONE | 754 | 1 | 1 | 14359.97
6258182 | Beaker 600 ml, l.f. | Pyrex® borosilicate glass, graduated, | pack of 10 | 14 | 1 | 1 | See Cope Price List BN100-50
6258218 | Digital hand-held refractometer PAL-Urea | (0.0 to 55.0 % Konzentr) |  | 1028 | 1 | 1 | 389.17
6258228 | Dimroth condenser 250 mm, NS 29/32 | glass olive, boro 3.3 |  | 592 | 1 | 1 | 52.03
6258229 | neoform® MED AF, 5 l canister | disinfection solution | UN 2920, 8 , II, (D/E) | 1058 | 1 | 1 | 85.79
6258233 | Dispersing aggregate PT-DA 30/4EC-F250 | Ø 30 mm |  | 549 | 1 | 1 | 2430.3
6258234 | Dispersing aggregate PT-DA 20/2EC-E191 | Ø 20 mm |  | 549 | 1 | 1 | 1285.36
6258235 | TitroLine® TL 7750-M1 | basic unit with magnetic stirrer TM 235, | support rod and Electrode holder Z 305, | 948 | 1 | 1 | Refer to Cope
6258244 | Erlenmeyer flask 100 ml, amber glass | NS 29/32, borosilicate glass 3.3 |  | 577 | 1 | 1 | 22.14
6258269 | Dispersing aggregate PT-DA 03/2EC-E050 |  |  | 549 | 1 | 1 | 1078.74
6258271 | Dispersing aggregate PT-DA 07/2EC-E107 |  |  | 549 | 1 | 1 | 1199.74
6258273 | Dispersing aggregate PT-DA 07/2SYN-E082 | pack of 25 |  | 549 | 1 | 1 | 626
6258322 | Heating bath HB 10 |  |  | 773 | 1 | 1 | Refer to Cope
6258368 | Sucrose (Brix) Standard - 30% | 15ml | shelf-life of 1 year | 1034 | 1 | 1 | 75.39
6258369 | Sucrose (Brix) Standard - 50% | 15ml | shelf-life of 1 year | 1034 | 1 | 1 | 75.39
6258375 | Index Standard Solution | 1.381149 (±0.00004) | 15ml | 1034 | 1 | 1 | 79.17
6258376 | Index Standard Solution | 1.420087 (±0.00004) | 15ml | 1034 | 1 | 1 | 79.17
6258415 | Hexagonal stopper NS 24/29 | amber glass |  | 608 | 1 | 1 | 7.96
6258416 | Hexagonal stopper NS 12/21 | amber glass |  | 608 | 1 | 1 | 6.17
6258417 | Hexagonal stopper NS 34/35 | amber glass |  | 608 | 1 | 1 | 14.43
6258446 | Dispenser Calibrex solutae 530, 10 - 100 ml | PFA coated plunger, autoclavable |  | 924 | 1 | 1 | See Cope Price List DK282-27
6258472 | Culture tubes 15 ml, Pyrex | 18x100 mm, screw cap, thread 18 mm | pack of 40 | 1256 | 1 | 1 | See Cope Price List TP250-35
6258570 | LLG-Steristoppers® no. 15 D | for glasses with int.neck-Ø of | ca. 13,5 - 16,0 mm, pack of 5000 | 1253 | 1 | 1 | 208.58
6258629 | Peristaltic pump rotarus® standard 50 | IP 54 |  | 962 | 1 | 1 | 2232.87
6258630 | Peristaltic pump rotarus® standard 50I | Stainless stell, IP 65 |  | 962 | 1 | 1 | 2483.75
6258682 | Iodine determination flask 100 ml, with collar | with hollow hexagonal stopper NS 29/32 |  | 577 | 1 | 1 | 58.41
6258683 | Closure, thread GL 25, cone NS 29/32 | for stirrer with stirrer bearing, | made of DURAN® tubing | 590 | 1 | 1 | 58.66
6258684 | Pressure spring, stainless steel | for stirrer with stirrer bearing |  | 590 | 1 | 1 | 12.09
6258685 | Screw cap GL 25, PP | for stirrer with stirrer bearing |  | 590 | 1 | 1 | 20.12
6258692 | Distribution Tubes with Frit (Porosity 0) | for Specific Light Solvents, Extractor 100 ml |  | 599 | 1 | 1 | 63.79
6258693 | Distribution Tubes with Frit (Porosity 0) | for Specific Light Solvents, Extractor 250 ml |  | 599 | 1 | 1 | 68.8
6258695 | Extractor Heads for Specific Light Solvents | Extractor 250 ml, Condenser NS 45/40 |  | 599 | 1 | 1 | 204.99
6258696 | Distribution Tubes with Frit (Porosity 0) | for Specific Heavier Solvents, Extractor 500 ml |  | 600 | 1 | 1 | 56.82
6258697 | Extractor Heads for Specific heavy Solvents | Extractor 100 ml, Condenser NS 45/40 |  | 600 | 1 | 1 | 172.35
6258698 | Extractor Heads for Specific heavy Solvents | Extractor 250 ml, Condenser NS 45/40 |  | 600 | 1 | 1 | 207.95
6258699 | Extractor Heads for Specific heavy Solvents | Extractor 500 ml, Condenser NS 60/46 |  | 600 | 1 | 1 | 251.55
6258713 | Multipurpose beakers 30 ml, PP with red screw lid, | non-graduated, sterilized, pack of 1000 |  | 43 | 1 | 1 | #N/A
6258714 | Multipurpose beakers 60 ml, PP with red screw lid, | graduated, sterilized, pack of 500 |  | 43 | 1 | 1 | 69.26
6258821 | Test tubes,soda glass,without rim,12 x 75 mm | wall 0.8-0.9 mm, pack of 250 |  | 25 | 1 | 1 | 13.95
6258822 | Test tubes,soda glass,without rim,12 x 100 mm | wall 0.8-0.9 mm, pack of 250 |  | 25 | 1 | 1 | 17.63
6258823 | Test tubes,soda glass,without rim,14 x 100 mm | wall 0.8-0.9 mm, pack of 250 |  | 25 | 1 | 1 | 21.11
6258824 | Test tubes,soda glass,without rim,14 x 130 mm | wall 0.8-0.9 mm, pack of 250 |  | 25 | 1 | 1 | 24.36
6258825 | Test tubes,soda glass,without rim,16 x 100 mm | wall 0.8-0.9 mm, pack of 250 |  | 25 | 1 | 1 | 22.27
6258826 | Test tubes,soda glass,without rim,16 x 160 mm | wall 0.8-0.9 mm, pack of 250 |  | 25 | 1 | 1 | 28.18
6258827 | Test tubes,soda glass,without rim,18 x 180 mm | wall 0.8-0.9 mm, pack of 250 |  | 25 | 1 | 1 | 55.91
6258888 | Cold-warmth circulation thermostate | petite fleur-eo, w. air cooled cold machine | 2.0 ltr. volume, 260x450x504 mm | 752 | 1 | 1 | 9080.75
6258996 | LLG-Safety net SN 15 | from PE: for ø: 6-15 mm, | red, roll of 5 mtr. | 60 | 1 | 1 | 14.08
6259054 | Holder for high speed tubes | vertical, for 3 x 50 ml tubes, | for Vortex Genie® 2 + Vortex-Genie Pulse | 461 | 1 | 1 | 114.72
6259079 | Shaking incubator 222DS | without platform, 230 V | 230 V, incl. UK and EU plug | 815 | 1 | 1 | Refer to Cope
6259080 | Universal plate 300 x 300 mm | max. capacity 4 x 1 l | for universal platform I-5230-DS | 815 | 1 | 1 | Refer to Cope
6259209 | Burette digital Titrette® 10 ml | with SafetyPrime recycle valve |  | 941 | 1 | 1 | Refer to Cope
6259301 | Full sight glass door | for UN/UF / SN/SF 110 |  | 789 | 1 | 1 | 365.87
6259416 | Laboratory mixer MICROTRON® MB 800 | 230 V |  | 518 | 1 | 1 | 1503.39
6259417 | Mixing attachment MBA 4000 | 4000 ml working volume | vessel made from stainless steel for MB 800 | 519 | 1 | 1 | 864.14
6259530 | Carbon disulphide tubes 5/a | 5-60 ppm, pack of 10 |  | 1104 | 1 | 1 | 99.95
6259767 | Optifit-Pipette tips 10 - 1000 µl | standard, 71,5 mm, tips ID: E, | pre-sterilized, refill pack 10x96 | 904 | 1 | 1 | 76.32
6259873 | Precision-Cold-Laboratory Thermometer | stemform, -100..+30:1°C, capillary: yellow backed | round, alcohol filling, L:300 mm, calibratable | 368 | 1 | 1 | 46.7
6259903 | Basket with bowl 219 mm | for autoclaves HG 113/133 |  | 1097 | 1 | 1 | 517.35
6260006 | LLG-Cryobox 136x136x75mm | blue, special, w/o grid |  | 705 | 1 | 1 | 3.98
6260007 | LLG-Cryobox 136x136x75mm | red, special, w/o grid |  | 705 | 1 | 1 | 3.98
6260008 | LLG-Cryobox 136x136x75mm | green, special, w/o grid |  | 705 | 1 | 1 | 3.98
6260009 | LLG-Cryobox 136x136x75mm | yellow, special, w/o grid |  | 705 | 1 | 1 | 3.98
6260010 | LLG-Cryobox 136x136x100mm | blue, special, w/o grid |  | 705 | 1 | 1 | 5.89
6260015 | Grid divider 6x6 for LLG-Cryobox | H=25mm, from cardboard |  | 705 | 1 | 1 | #N/A
6260016 | Grid divider 14x14 for LLG-Cryobox | H=30mm, from cardboard |  | 705 | 1 | 1 | 1.91
6260017 | Grid divider 13x13 for LLG-Cryobox | H=30mm, from cardboard |  | 705 | 1 | 1 | #N/A
6260020 | Grid divider 5s5 for LLG-Cryobox | H=40mm, from cardboard |  | 705 | 1 | 1 | 2.32
6260029 | LLG-Cryobox 133x133x32mm | white, special, w/o grid |  | 706 | 1 | 1 | 2.49
6260031 | LLG-Cryobox 133x133x75mm | yellow, special, w/o grid |  | 706 | 1 | 1 | See Cope Price List TP458-30
6260032 | LLG-Cryobox 133x133x100mm | white, special, w/o grid |  | 706 | 1 | 1 | See Cope Price List TP458-42
6260033 | LLG-Cryobox 133x133x130mm | white, special, w/o grid |  | 706 | 1 | 1 | 4
6260035 | Grid divider 12x12 for LLG-Cryobox | H=30mm, from cardboard |  | 706 | 1 | 1 | 1.74
6260036 | ***after clearance sale see item 9698773*** | Grid divider 7x7 for LLG-Cryoboxes | H=30mm, from cardboard | 706 | 1 | 1 | #N/A
6260039 | Grid divider 14x14 for LLG-Cryoboxes | H=40 mm, from cardboard |  | 706 | 1 | 1 | #N/A
6260040 | ***after clearane sale see item 9698780*** | Grid divider 10x10 for LLG-Cryobox | H=40mm, from cardboard | 706 | 1 | 1 | #N/A
6260041 | ***after clearance sale see item 9698781*** | Grid divider 9x9 for LLG-Cryobox | H=40mm, from cardboard | 706 | 1 | 1 | #N/A
6260043 | Grid divider 6x6 for LLG-Cryobox | H=40mm, from cardboard |  | 706 | 1 | 1 | 2.17
6260044 | Grid divider 5x5 for LLG-Cryobox | H=40mm, from cardboard |  | 706 | 1 | 1 | 2.32
6260045 | ***see item 9698793*** | Grid divider 7x7 for LLG-cryobox | H=65mm, from cardboard | 706 | 1 | 1 | #N/A
6260046 | Grid divider 5x5 for LLG-Cryobox | H=65mm, from cardboard |  | 706 | 1 | 1 | 2.59
6260350 | Vacuum Seal | für VDR-30 Series |  | 993 | 1 | 1 | 38.18
6260351 | Flange Locker | for VDR-30 Series |  | 993 | 1 | 1 | 27.1
6260353 | Stopcock Assy for VDR Series |  |  | 993 | 1 | 1 | 36.94
6260430 | Microlitre syringe 1710 CTC X | 100 µl (22s/3) |  | 1356 | 1 | 1 | 186.82
6260435 | Gas cylinder cabinet type G90 | 1450x600x615 (HxWxD), including | Mounting rails, bottle holder and rolling ramp | 269 | 1 | 1 | 2690.1
6260459 | Whirl-Pak® sample bags 115x230 mm | black, with light protection, | 532 ml, sterile, pack of 500 | 512 | 1 | 1 | Refer to Cope
6260488 | Package Vacuum-Controller CVC 3000 | incl.suction valve C3-B für VACUU-BUS, | PVDF/fluororubberer | 988 | 1 | 1 | Refer to Cope
6260493 | Multipurpose beakers 60 ml, PP with red screw lid, | graduated, non-sterile, pack of 600 |  | 43 | 1 | 1 | 63.47
6260542 | Whirl-Pak® sample bags 125x380 mm | with writing area, sterile, | volume 1065 ml, pack of 250 | 512 | 1 | 1 | See Cope Price List BA107-25
6260543 | Whirl-Pak® sample bags 190x380 mm | with writing area, sterile, | volume 2041 ml, pack of 250 | 512 | 1 | 1 | See Cope Price List BA107-29
6260544 | Whirl-Pak® sample bags 150x230 mm | with document bag, | volume 710 ml, pack of 500 | 512 | 1 | 1 | See Cope Price List BA104-21
6260677 | Suction handle VHCpro | autoclavable |  | 1233 | 1 | 1 | Refer to Cope
6260678 | Stand VHCpro | stainless steel, autoclavable, | for suction handle VHCpro | 1233 | 1 | 1 | Refer to Cope
6260731 | Microcentrifuge Spectrafuge 24D digital | 500 - 13300 rpm, | purple accents, 230V | 631 | 1 | 1 | Refer to Cope
6260742 | LLG-Screw-neck vial SureStop 1,5 ml, clear | 32x11,6 mm, first hydrolytic class, with writing | area and fill level mark, pack of 100 | 1335 | 1 | 1 | 16.88
6260743 | LLG-Screw-neck vial SureStop 1,5 ml, brown | 32x11,6 mm, first hydrolytic class, with writing | area and fill level mark, pack of 100 | 1335 | 1 | 1 | 18.16
6260750 | Laboratory-pH-meter Lab 850 BNC Set | incl. cover Z 880, stand Z 866, | power adapter Z 850, electrode BlueLine 15 pH, | 290 | 1 | 1 | Refer to Cope
6260751 | Laboratory-pH-meter Lab 860 BNC Set | incl. cover Z 880, stand Z 866, | power adapter Z 850, electrode BlueLine 15 pH, | 290 | 1 | 1 | Refer to Cope
6260874 | Easyflame CV 360 adapter |  |  | 134 | 1 | 1 | 119.69
6260896 | Analytical balance Practum® | 220 g / 0,0001 g, | weighing plate Ø 90 mm | 355 | 1 | 1 | 1693.47
6260903 | Beard protection PP, white | 40x20cm, detectable | pack of 100 pcs | 233 | 10 | 1 | 21.62
6260922 | Mixing attachment MBA 250 | 250 ml working volume for MB 550 |  | 519 | 1 | 1 | 318.36
6260923 | Mixing attachment MBA 1000 | 1000 ml working volume for MB 550 |  | 519 | 1 | 1 | 487.55
6260924 | Mixing attachment MBA 2000 | 2000 ml working volume | vessel made from stainless steel for MB 800 | 519 | 1 | 1 | 615.16
6260925 | Safety hood MBH 250 | for MBA 250 |  | 519 | 1 | 1 | 196.6
6260926 | Safety hood MBH 1000 | for MBA 1000 |  | 519 | 1 | 1 | 213.08
6261006 | Impulse generator polystar® 120 GE | 230 V / 50 Hz, 246x195x135 mm, | GS-certified No. NV 13057 | 179 | 1 | 1 | 545.58
6261010 | Gas-cartouche C 206 GLS | receptacles, small, containing gas(gas catridges) | UN 2037, 2, code 5F, ADR, pack of 36 | 129 | 1 | 1 | 97.83
6261011 | Gas-cartouche CV 470 Plus, 450g | receptacles, small, containing gas (gas catrides) | UN 2037, cl.2, code 5F, ADR, pack of 12 | 129 | 1 | 1 | 122.81
6261028 | Whole glass syringes 5 ml, Dosys 155 | graduated, autoclavable | pack of 3 | 1357 | 1 | 1 | Refer to Cope
6261029 | Whole glass syringes 10 ml, Dosys 155 | graduated, autoclavable | pack of 3 | 1357 | 1 | 1 | Refer to Cope
6261030 | Whole glass syringes 150 ml, Dosys 155 | graduated, autoclavable |  | 1357 | 1 | 1 | Refer to Cope
6261031 | Whole glass syringes 200 ml, Dosys 155 | graduated, autoclavable |  | 1357 | 1 | 1 | Refer to Cope
6261033 | Dispersing aggregate PT-DA 12/2SYN-E126 | pack of 10 |  | 549 | 1 | 1 | 626
6261119 | Titrating tube with screw cap | for Titrette |  | 941 | 1 | 1 | Refer to Cope
6261218 | Dispenser Calibrex organo 525, 2,5 - 25 ml | ground glass plunger, with stop cock, | autoclavable | 924 | 1 | 1 | Refer to Cope
6261219 | Dispenser Calibrex organo 525, 5 - 50 ml | ground glass plunger, with stop cock, | autoclavable | 924 | 1 | 1 | Refer to Cope
6261220 | Dispenser Calibrex organo 525, 10 - 100 ml | ground glass plunger, with stop cock, | autoclavable | 924 | 1 | 1 | Refer to Cope
6261221 | Dispenser Calibrex solutae 530, 2,5 - 25 ml | PFA coated plunger, with stop cock, | autoclavable | 924 | 1 | 1 | See Cope Price List DK282-49
6261222 | Dispenser Calibrex solutae 530, 5 - 50 ml | PFA coated plunger, with stop cock, | autoclavable | 924 | 1 | 1 | See Cope Price List DK282-53
6261223 | Dispenser Calibrex solutae 530, 10-100 ml | PFA coated plunger, with stop cock, | autoclavable | 924 | 1 | 1 | See Cope Price List DK282-57
6261344 | miniDNA molecule model kit | advanced, 22 layer |  | 163 | 1 | 1 | 58.58
6261363 | Funnel lid, big w. lid, | S60/61, conductible, w. sieve and | earth cable, detachable | 251 | 1 | 1 | 321.18
6261370 | miniDNA molecular modell kit | advanced, 12 layers |  | 163 | 1 | 1 | 33.48
6261411 | Shaking incubator AccuTherm | Temp.range 0°C...105°C, | 300...1500 rpm, 230V | 1309 | 1 | 1 | Refer to Cope
6261429 | Multipurpose beakers 200 ml, PP with red screw | lid, non-graduated, non-sterile, pack of 200 |  | 43 | 1 | 1 | 74.51
6261445 | pH combination electrode,plastic shaft | with temperature sensor, 29 pH |  | 300 | 1 | 1 | Refer to Cope
6261478 | Dispensing cylinder with valve head | for Titrette® 25 ml | 'New' from serial no. 01K | 941 | 1 | 1 | 105.95
6261507 | SteriMax smart | with quartz glass annealing tube, | 230 V | 1248 | 1 | 1 | Refer to Cope
6261508 | Quartz glass annealing tube | for SteriMax smart |  | 1248 | 1 | 1 | Refer to Cope
6261639 | Gas and combined filters A1HgP3R | for series 6000 | pack of 4 | 199 | 4 | 1 | #N/A
6261651 | Ceran® double boiling plate | dual-circuit, Ø 145/210 mm / 1200/2200 W, | 230 V, 55x31x6.5cm | 775 | 1 | 1 | 274.4
6261695 | Insert block A, 40 x 1.5ml | for shaking incubator AccuTherm |  | 1309 | 1 | 1 | Refer to Cope
6261696 | Insert block B, 54 x 0.5ml | for shaking incubator AccuTherm |  | 1309 | 1 | 1 | Refer to Cope
6261697 | Insert block C, 96 x 0.2ml | for shaking incubator AccuTherm |  | 1309 | 1 | 1 | Refer to Cope
6261698 | Insert block D, 24 x 15ml | for shaking incubator AccuTherm |  | 1309 | 1 | 1 | Refer to Cope
6261699 | Insert block D, water bath | 115 x 73 x 38 mm, | for shaking incubator AccuTherm | 1309 | 1 | 1 | Refer to Cope
6261704 | BagMixer® 400 S | Volume 50-400ml | 290x450x370mm, door w/o viewing window | 566 | 1 | 1 | 3238.76
6261705 | BagMixer® 400 SW | Volume 50-400ml | 290x450x370mm, door w.viewing window | 566 | 1 | 1 | 3926.49
6261706 | Insert block D, 26 x 0.5ml | and 24 x 1.5ml, | for shaking incubator AccuTherm | 1309 | 1 | 1 | Refer to Cope
6261707 | Insert block H, 40 x 2.0ml | for shaking incubator AccuTherm |  | 1309 | 1 | 1 | Refer to Cope
6261708 | Insert block D, 96 well ELISA plate | for shaking incubator AccuTherm |  | 1309 | 1 | 1 | Refer to Cope
6261803 | Dispensing cylinder with valve head | for Titrette® 50 ml | from serial no. 01K | 941 | 1 | 1 | Refer to Cope
6261826 | LLG uniTEXER, vortexer with | universal attachment for 7 | different tube types | 458 | 1 | 1 | 240.24
6261842 | Gas cylinder cabinet type G90 | 2050x600x615 (HxWxD), incl. | Mounting rails, bottle holder and rolling ramp | 269 | 1 | 1 | 3115.12
6261874 | pH-Meter "edge", Kit | with pH electrode and accessories |  | 289 | 1 | 1 | 503.43
6261875 | Conductivity-Meter "edge" Kit | with conductivity electrode | and accessories | 333 | 1 | 1 | #N/A
6261876 | pH electrodes, glass, with | temperatur sensor, 3,5mm | plug and 1 m cable | 289 | 1 | 1 | #N/A
6261877 | pH electrodes, glass, with | temperatur sensor and matching pin, | 3,5mm plug and 1 m cable | 333 | 1 | 1 | #N/A
6261878 | pH electrodes, plastic, with | temperatur sensor and matching pin, | 3,5mm plug and 1 m cable | 333 | 1 | 1 | 157.88
6261879 | pH electrodes, glass, with | temperatur sensor and konic shape, | 3,5mm plug and 1 m cable | 333 | 1 | 1 | 226.96
6261880 | pH electrodes, plastic, with | temperatur sensor, 3,5 mm | plug and 1 m cable | 333 | 1 | 1 | 143.77
6261881 | pH electrodes, glass, with | 3,5mm plug and 1 m cable |  | 333 | 1 | 1 | #N/A
6261882 | Conductivity-Probe | with 3,5mm plug and | 1 m cable | 333 | 1 | 1 | #N/A
6261958 | LLG-Sample container 60ml, PS, | with metal flowed seal inert liner cap, | sterile, pack of 60 | 42 | 1 | 1 | 23.12
6261959 | LLG-Sample container 100ml, PS, | with metal flowed seal inert liner cap, | sterile, pack of 40 | 42 | 1 | 1 | 22.31
6261960 | LLG-Sample container 250ml, PS, | with metal flowed seal inert liner cap, | sterile, pack of 25 | 42 | 1 | 1 | 24.54
6262040 | Cryoporter DP-80, cooling system, | 230x262x390 mm (WxDxH) | temp.rangech 0...-80°C, excl. alu block | 721 | 1 | 1 | 4115.17
6262099 | Multipurpose beakers 200 ml, PP with red screw | lid, non-graduated, sterilized, pack of 150 |  | 43 | 1 | 1 | 59.61
6262107 | Stopcock Assy for VDC Series |  |  | 996 | 1 | 1 | 39.4
6262140 | Plastic dispersing element | S 10 D-7 G-KS - 65 | pack of 24 | 553 | 1 | 1 | Refer to Cope
6262187 | Trap type KF 54V-K16-Z-DSS2000-CO2 |  |  | 985 | 1 | 1 | 1061.05
6262275 | Pipette tips 100 - 1000 µl | aeroject® ultra tips w.aerosol barrier | pack of 10 racks of 60 pcs. | 898 | 1 | 1 | 55.41
6262289 | SCAT triple sampler | 3x6,4mm ID, PTFE/PP |  | 1376 | 1 | 1 | 72.14
6262306 | Microscop BA310E binocular | N-WF10X/20mm, binocular tubus, | type Siedentopf | 1013 | 1 | 1 | 1249.54
6262314 | Glass beaker for butyrometers | "butter" |  | 1160 | 1 | 1 | 4.99
6262320 | Analytical balance Practum® | 120 g / 0,1 mg, | weighing plate Ø 120 mm | 355 | 1 | 1 | 1608.79
6262321 | Precision balance Practum® | 310 g / 0,001 g, | weighing plate Ø 120 mm | 347 | 1 | 1 | 1185.43
6262322 | Precision balance Practum® | 210 g / 0,001 g, | weighing plate Ø 120 mm | 347 | 1 | 1 | 1063.12
6262323 | Precision balance Practum® | 2100 g / 0,01 g, | weighing plate Ø 180 mm | 347 | 1 | 1 | 1185.43
6262324 | Precision balance Practum® | 1100 g / 0,01 g, | weighing plate Ø 180 mm | 347 | 1 | 1 | 1016.08
6262325 | Precision balance Practum® | 610 g / 0,01 g, | weighing plate Ø 180 mm | 347 | 1 | 1 | 931.41
6262326 | Precision balance Practum® | 5100 g / 1,0 g, | weighing plate Ø 180 mm | 347 | 1 | 1 | 762.06
6262327 | Analytical balance Entris® | 120 g / 0,1 mg, internal adjustment | weighing plate Ø 90 mm | 354 | 1 | 1 | 1740.51
6262343 | Pipette tips 0.1 - 10 µl | aeroject® ultra, sterilised, | 10 racks of 96 pcs. | 898 | 1 | 1 | 77.58
6262420 | Precision balance Quintix® | 1100 g / 0,01 g, | weighing plate Ø 180 mm | 347 | 1 | 1 | 2206.21
6262421 | Analytical balance Quintix® | 120 g / 0,1 mg, | weighing plate Ø 90 mm | 355 | 1 | 1 | 3391.64
6262422 | Precision balance Quintix® | 2100 g / 0,01 g, | weighing plate Ø 180 mm | 347 | 1 | 1 | 2458.66
6262423 | Precision balance Quintix® | 210 g / 0,001 g, | weighing plate Ø 120 mm | 347 | 1 | 1 | 2458.66
6262424 | Analytical balance Quintix® | 220 g / 0,1 mg, | weighing plate Ø 90 mm | 355 | 1 | 1 | 3764.83
6262425 | Precision balance Quintix® | 3100 g / 0,01 g, | weighing plate Ø 180 mm | 347 | 1 | 1 | 2579.4
6262426 | Precision balance Quintix® | 310 g / 0,001 g, | weighing plate Ø 120 mm | 347 | 1 | 1 | 2645.26
6262427 | Precision balance Quintix® | 5100 g / 1,0 g, | weighing plate Ø 180 mm | 347 | 1 | 1 | 1833.02
6262428 | Precision balance Quintix® | 5100 g / 0,1 g, | weighing plate Ø 180 mm | 347 | 1 | 1 | 2261.09
6262429 | Precision balance Quintix® | 5100 g / 0,01 g, | weighing plate Ø 180 mm | 347 | 1 | 1 | 3336.76
6262430 | Precision balance Quintix® | 510 g / 0,001 g, | weighing plate Ø 120 mm | 347 | 1 | 1 | 3150.16
6262431 | Precision balance Quintix® | 610 g / 0,01 g, | weighing plate Ø 180 mm | 347 | 1 | 1 | 1953.76
6262447 | Aluminium block DPB-1840 | 40 wells, for vials and | Cryotubes 1,8ml, Ø 12,8mm | 721 | 1 | 1 | 494.85
6262468 | Analytical balance Entris® | 220 g / 0,1 mg, internal adjustment | weighing plate Ø 90 mm | 354 | 1 | 1 | 1862.81
6262513 | LLG-Universal screw-cap 18 mm | magnetic, silver, closed, | Butyl red/PTFE grey, pack of 100 | 1344 | 1 | 1 | 33.52
6262520 | Bulb pipette 0.5 ml, 1 mark | USP, BLAUBRAND®, cl.AS, conform. cert., blue grad. | AR-Glas®, incl. USP batch certificate | 843 | 1 | 1 | Refer to Cope
6262521 | Bulb pipette 2 ml, 1 mark | USP, BLAUBRAND®, cl.AS, conform. cert., blue grad. | AR-Glas®, incl. USP batch certificate | 843 | 1 | 1 | Refer to Cope
6262522 | Bulb pipette 3 ml, 1 mark | USP, BLAUBRAND®, cl.AS, conform. cert., blue grad. | AR-Glas®, incl. USP batch certificate | 843 | 1 | 1 | Refer to Cope
6262523 | Bulb pipette 4 ml, 1 mark | USP, BLAUBRAND®, cl.AS, conform. cert., blue grad. | AR-Glas®, incl. USP batch certificate | 843 | 1 | 1 | Refer to Cope
6262524 | Bulb pipette 6 ml, 1 mark | USP, BLAUBRAND®, cl.AS, conform. cert., blue grad. | AR-Glas®, incl. USP batch certificate | 843 | 1 | 1 | Refer to Cope
6262525 | Bulb pipette 7 ml, 1 mark | USP, BLAUBRAND®, cl.AS, conform. cert., blue grad. | AR-Glas®, incl. USP batch certificate | 843 | 1 | 1 | Refer to Cope
6262526 | Bulb pipette 8 ml, 1 mark | USP, BLAUBRAND®, cl.AS, conform. cert., blue grad. | AR-Glas®, incl. USP batch certificate | 843 | 1 | 1 | Refer to Cope
6262527 | Bulb pipette 9 ml, 1 mark | USP, BLAUBRAND®, cl.AS, conform. cert., blue grad. | AR-Glas®, incl. USP batch certificate | 843 | 1 | 1 | Refer to Cope
6262528 | Bulb pipette 15 ml, 1 mark | USP, BLAUBRAND®, cl.AS, conform. cert., blue grad. | AR-Glas®, incl. USP batch certificate | 843 | 1 | 1 | Refer to Cope
6262529 | Bulb pipette 20 ml, 1 mark | USP, BLAUBRAND®, cl.AS, conform. cert., blue grad. | AR-Glas®, incl. USP batch certificate | 843 | 1 | 1 | Refer to Cope
6262530 | Bulb pipette 25 ml, 1 mark | USP, BLAUBRAND®, cl.AS, conform. cert., blue grad. | AR-Glas®, incl. USP batch certificate | 843 | 1 | 1 | Refer to Cope
6262531 | Bulb pipette 40 ml, 1 mark | USP, BLAUBRAND®, cl.AS, conform. cert., blue grad. | AR-Glas®, incl. USP batch certificate | 843 | 1 | 1 | Refer to Cope
6262532 | Bulb pipette 50 ml, 1 mark | USP, BLAUBRAND®, cl.AS, conform. cert., blue grad. | AR-Glas®, incl. USP batch certificate | 843 | 1 | 1 | Refer to Cope
6262572 | Analytical balance Entris® | 220 g / 0,1 mg, external adjustment | weighing plate Ø 90 mm | 354 | 1 | 1 | 1599.39
6262573 | Analytical balance Entris® | 120 g / 0,1 mg, external adjustment | weighing plate Ø 90 mm | 354 | 1 | 1 | 1486.49
6262574 | Analytical balance Entris® | 60 g / 0,1 mg, internal adjustment | weighing plate Ø 90 mm | 354 | 1 | 1 | 1627.61
6262575 | Analytical balance Entris® | 60 g / 0,1 mg, external adjustment | weighing plate Ø 90 mm | 354 | 1 | 1 | 1373.59
6262576 | Precision balance Entris® | 620 g / 1 mg, internal adjustment | weighing plate Ø 115 mm | 346 | 1 | 1 | 1505.3
6262577 | Precision balance Entris® | 620 g / 1 mg, external adjustment | weighing plate Ø 115 mm | 346 | 1 | 1 | 1260.69
6262578 | Precision balance Entris® | 420 g / 1 mg, internal adjustment | weighing plate Ø 115 mm | 346 | 1 | 1 | 1326.55
6262579 | Precision balance Entris® | 420 g / 1 mg, external adjustment | weighing plate Ø 115 mm | 346 | 1 | 1 | 1091.35
6262580 | Precision balance Entris® | 320 g / 1 mg, internal adjustment | weighing plate Ø 115 mm | 346 | 1 | 1 | 1213.65
6262581 | Precision balance Entris® | 320 g / 1 mg, external adjustment | weighing plate Ø 115 mm | 346 | 1 | 1 | 969.04
6262582 | Precision balance Entris® | 150 g / 1 mg, internal adjustment | weighing plate Ø 115 mm | 346 | 1 | 1 | 1091.35
6262583 | Precision balance Entris® | 150 g / 1 mg, external adjustment | weighing plate Ø 115 mm | 346 | 1 | 1 | 903.87
6262584 | Precision balance Entris® | 6200 g / 10 mg, external adjustment | weighing plate 180 x 180 mm | 346 | 1 | 1 | 1373.59
6262585 | Precision balance Entris® | 4200 g / 10 mg, internal adjustment | weighing plate 180 x 180 mm | 346 | 1 | 1 | 1448.86
6262586 | Precision balance Entris® | 4200 g / 10 mg, external adjustment | weighing plate 180 x 180 mm | 346 | 1 | 1 | 1204.24
6262587 | Precision balance Entris® | 3200 g / 10 mg, internal adjustment | weighing plate 180 x 180 mm | 346 | 1 | 1 | 1326.55
6262588 | Precision balance Entris® | 3200 g / 10 mg, external adjustment | weighing plate 180 x 180 mm | 346 | 1 | 1 | 1091.35
6262589 | Precision balance Entris® | 2200 g / 10 mg, internal adjustment | weighing plate 180 x 180 mm | 346 | 1 | 1 | 1213.65
6262590 | Precision balance Entris® | 2200 g / 10 mg, external adjustment | weighing plate 180 x 180 mm | 346 | 1 | 1 | 969.04
6262591 | Precision balance Entris® | 820 g / 10 mg, internal adjustment | weighing plate Ø 150 mm | 346 | 1 | 1 | 1091.35
6262592 | Precision balance Entris® | 820 g / 10 mg, external adjustment | weighing plate Ø 150 mm | 346 | 1 | 1 | 903.87
6262593 | Precision balance Entris® | 8200 g / 100 mg, internal adjustment | weighing plate 180 x 180 mm | 346 | 1 | 1 | 1251.28
6262594 | Precision balance Entris® | 8200 g / 100 mg, external adjustment | weighing plate 180 x 180 mm | 346 | 1 | 1 | 1006.67
6262595 | Precision balance Entris® | 5200 g / 100 mg, internal adjustment | weighing plate 180 x 180 mm | 346 | 1 | 1 | 1128.98
6262596 | Precision balance Entris® | 5200 g / 100 mg, external adjustment | weighing plate 180 x 180 mm | 346 | 1 | 1 | 891.89
6262597 | Precision balance Entris® | 2200 g / 100 mg, internal adjustment | weighing plate 180 x 180 mm | 346 | 1 | 1 | 1034.9
6262598 | Precision balance Entris® | 2200 g / 100 mg, external adjustment | weighing plate 180 x 180 mm | 346 | 1 | 1 | 845.33
6262637 | Digital handrefractometer DR 301-95LT | 0-95 % Brix, 1.3330-1.5318 nD | accuracy ±0,15% Brix, ±0,00015 nD | 1029 | 1 | 1 | #N/A
6262659 | Icecatch® Solid 500g | with solid foam, 195x130x20mm | pack of 27 | 729 | 1 | 1 | 53.84
6262660 | Icecatch® Solid 630g | with solid foam, 105x180x40mm | pack of 12 | 729 | 1 | 1 | 29.97
6262810 | Laboratory-refrigerator LKexv 5400 | 554 Ltr., with handle, +1...+15°C, | 1452 x 600 x 560 mm | 726 | 1 | 1 | 1391.81
6262835 | Precision balance Practum® | 510 g / 0,001 g, | weighing plate Ø 120 mm | 347 | 1 | 1 | Refer to Cope
6262836 | Precision balance Practum® | 410 g / 0,01 g, | weighing plate Ø 180 mm | 347 | 1 | 1 | Refer to Cope
6262837 | Precision balance Practum® | 3100 g / 0,01 g, | weighing plate Ø 180 mm | 347 | 1 | 1 | Refer to Cope
6262838 | Precision balance Practum® | 2100 g / 0,1 g, | weighing plate Ø 180 mm | 347 | 1 | 1 | Refer to Cope
6262839 | Precision balance Practum® | 6100 g / 0,1 g, | weighing plate Ø 180 mm | 347 | 1 | 1 | Refer to Cope
6262840 | Precision balance Practum® | 6100 g / 1,0 g, | weighing plate Ø 180 mm | 347 | 1 | 1 | Refer to Cope
6262841 | Precision balance Quintix® | 610 g / 0,001 g, | weighing plate Ø 120 mm | 347 | 1 | 1 | Refer to Cope
6262842 | Precision balance Quintix® | 410 g / 0,01 g, | weighing plate Ø 180 mm | 347 | 1 | 1 | Refer to Cope
6262843 | Precision balance Quintix® | 6100 g / 0,01 g, | weighing plate Ø 180 mm | 347 | 1 | 1 | Refer to Cope
6262844 | Precision balance Quintix® | 2100 g / 0,1 g, | weighing plate Ø 180 mm | 347 | 1 | 1 | Refer to Cope
6262845 | Precision balance Quintix® | 6100 g / 0,1 g, | weighing plate Ø 180 mm | 347 | 1 | 1 | Refer to Cope
6262846 | Precision balance Quintix® | 6100 g / 1,0 g, | weighing plate Ø 180 mm | 347 | 1 | 1 | Refer to Cope
6262847 | Analytical balance Practum® | 60 g / 0,1 mg, | weighing plate Ø 90 mm | 355 | 1 | 1 | Refer to Cope
6262848 | Analytical balance Quintix® | 60 g / 0,1 mg, | weighing plate Ø 90 mm | 355 | 1 | 1 | Refer to Cope
6262867 | Pipette tips 1 - 20 µl | aeroject® ultra, sterilised, | 10 racks of 96 pcs. | 898 | 1 | 1 | 77.58
6262868 | Pipette tips 1 - 100 µl | aeroject® ultra, sterilised, | 10 racks of 96 pcs. | 898 | 1 | 1 | 77.58
6262869 | Pipette tips 1 - 200 µl | aeroject® ultra, sterilised, | 10 racks of 96 pcs. | 898 | 1 | 1 | 77.58
6262991 | pH meter PHT 810 | pH 0...14, BNC, | LCD display 12 mm, without electrode | 278 | 1 | 1 | 183.41
6263036 | Narrow neck bottles, clear glass | 50 ml, DIN 18, without 9072160 screw cap |  | 78 | 1 | 1 | #N/A
6263174 | LLG-Extraction thimbles 58x170mm | cellulose, pack of 25 |  | 1147 | 1 | 1 | 186.91
6263193 | Sleeve guard Tyvek®, 50 cm | TYV PS32S WH LA, white, | pack of 200 | 233 | 1 | 1 | 166.65
6263207 | Safety base cupboard Type 90 | 1 drawer, 1 perforated metal plate insert, | 1100x570x600mm (WxDxH) | 264 | 1 | 1 | 1816.98
6263221 | Gel documentation system omniDoc, | with 620nm EtBr filter, 312nm | UV transilluminator and USB cable | 1201 | 1 | 1 | Refer to Cope
6263260 | Sucrose (Brix) Standard - 15% | 15ml, stabilised |  | 1034 | 1 | 1 | 75.39
6263279 | Nexcare Soft | 20 plasterstrips, 3 sizes, | soft and comfortable | 240 | 1 | 1 | 4.03
6263280 | Nexcare Universal | 20 plasterstrips, 3 sizes, | water-resistant | 240 | 1 | 1 | 2.92
6263282 | Telescope rod from fibre glass | prolongable from 150 to 500 cm |  | 505 | 1 | 1 | 81.13
6263283 | Telescope rod from fibre glass | prolongable from 150 to 600 cm |  | 505 | 1 | 1 | 81.13
6263284 | Water brailer net | Nylon, MW 0.8 mm, | for telescopic rod INGENIOUS | 506 | 1 | 1 | 63.41
6263285 | Wire brailer Ø 200mm | MW 1.5 mm, reinforced construction |  | 506 | 1 | 1 | 81.9
6263286 | Surface brailer | net opening 320x300mm, | MW ca. 2-5mm | 506 | 1 | 1 | 72.27
6263287 | Stripe vegetation net | perlon, MW 0.2 mm, Ø 280mm | incl. universal lateral with hole | 506 | 1 | 1 | 77.53
6263288 | Plankton net 65µm |  |  | 506 | 1 | 1 | 86.71
6263290 | Pendulum beaker 1 Ltr | Height 130mm, Ø 100 mm, | stainless steel | 506 | 1 | 1 | 109.19
6263335 | Full-sight glass door | for UN/UF / SN/SF 75 |  | 789 | 1 | 1 | 340.26
6263368 | Whirl-Pak® filter bags 190x300 mm | w.writing field, PE, sterile, | filling volume 1627 ml, pack of 250 | 512 | 1 | 1 | See Cope Price List MS865-30
6263410 | LLG-uniSTIRRER 3, | heating stirrer with EU-plug, | PT1000 and stand | 428 | 1 | 1 | 246.96
6263411 | LLG-uniSTIRRER 3, | heating stirrer with UK-plug, | PT1000 and stand | 428 | 1 | 1 | See Cope Price List SS590-20
6263420 | LLG-uniSTIRRER 1 | magnetic stirrer with universal plug |  | 421 | 1 | 1 | See Cope Price List SS220-10
6263430 | LLG uniStirrer 2 with EU plug |  |  | 412 | 1 | 1 | 82.32
6263431 | LLG uniStirrer 2 with UK plug |  |  | 412 | 1 | 1 | See Cope Price List SS335-40
6263435 | Support rod | for uniSTIRRER 2, | aluminum | 412 | 1 | 1 | 4.48
6263440 | LLG-uniSTIRRER 5, magnetic stirrer | PT 1000, with rod and clamp, | EU-plug | 429 | 1 | 1 | 440.88
6263441 | LLG-uniSTIRRER 5, magnetic stirrer | PT 1000, with rod and clamp, | UK-plug | 429 | 1 | 1 | 440.88
6263488 | LLG-uniPLATESHAKER 1 | single micro plate shaker | with EU plug | 1294 | 1 | 1 | 214.3
6263489 | LLG-uniPLATESHAKER 1 | single micro plate shaker | with UK plug | 1294 | 1 | 1 | 214.3
6263510 | LLG-uniCFUGE 2, Centrifuge | with EU plug |  | 625 | 1 | 1 | 107.05
6263511 | LLG-uniCFUGE 2, Centrifuge | with UK plug |  | 625 | 1 | 1 | See Cope Price List CD115-40
6263520 | LLG-uniCFUGE 3, Centrifuge | with EU plug |  | 625 | 1 | 1 | 201.13
6263521 | LLG-uniCFUGE 3, Centrifuge | with UK plug |  | 625 | 1 | 1 | See Cope Price List CD115-65
6263530 | LLG uniCFUGE5 with EU plug |  |  | 626 | 1 | 1 | 653.91
6263531 | LLG uniCFUGE5 with UK plug |  |  | 626 | 1 | 1 | See Cope Price List CD190-25
6263535 | Rotor for 8x0.2 ml tubes | and PCR-stripes, for uniCFUGE 5 |  | 626 | 1 | 1 | See Cope Price List CD192-04
6263590 | LLG-uniSHAKER 25, Orbital shaker | orbit 25 mm, 50-500 rpm, digital control, | timer 0-99min., 230V / 50Hz, with EU plug | 465 | 1 | 1 | 2349.22
6263591 | Universal platform 610x460mm | for LLG-uniSHAKER 25 |  | 465 | 1 | 1 | 429.21
6263592 | Universal platform 760x460mm | for LLG-uniSHAKER 25 |  | 465 | 1 | 1 | 587.61
6263593 | Clamp 100 ml, for | LLG-uniSHAKER 25 |  | 465 | 1 | 1 | 24.62
6263594 | Clamp 250 ml, for | LLG-uniSHAKER 25 |  | 465 | 1 | 1 | 30.41
6263595 | Clamp 500 ml, for | LLG-uniSHAKER 25 |  | 465 | 1 | 1 | 39.1
6263596 | Clamp 1000 ml, for | LLG-uniSHAKER 25 |  | 465 | 1 | 1 | 46.34
6263597 | Clamp 2000 ml, for | LLG-uniSHAKER 25 |  | 465 | 1 | 1 | 53.59
6263598 | Sticky rubber, tranparent blue | 150x150x3 mm, pack of 2 |  | 465 | 1 | 1 | 39.1
6263599 | LLG-uniSHAKER 25, Orbital shaker | orbit 25 mm, 50-500 rpm, digital control, | timer 0-99min., 230V / 50Hz, with UK plug | 465 | 1 | 1 | 2349.22
6263610 | LLG-uniSPEC 2 | UV/VIS-Spectrometer | with EU-plug | 1038 | 1 | 1 | 2306.47
6263611 | LLG-uniSPEC 2 | UV/VIS-Spectrometer | with UK-plug | 1038 | 1 | 1 | See Cope Price List SJ258-30
6263620 | LLG-uniSPEC 4 | UV/VIS-Spectrometer | with EU-plug | 1038 | 1 | 1 | 3792.66
6263621 | LLG-uniSPEC 2 | UV/VIS-Spectrometer | with UK-plug | 1038 | 1 | 1 | See Cope Price List SJ258-45
6263805 | Analytical balance AES 200-4C | 220 g / 0.1 mg, | weighing plate 85 mm Ø | 356 | 1 | 1 | 1009.81
6263838 | LLG-Storage plates 96-well | max. 2.2 ml well volume, PP, | square, conical, pack of 50 | 1284 | 1 | 1 | 254.22
6263864 | Digital Multi MicroPlate Genie® | 230V, EU plug |  | 1295 | 1 | 1 | 859.85
6263882 | Breath protecting mask FFP1 NR D | without breath-out valve | up to 4 times of the limit | 194 | 1 | 1 | #N/A
6263883 | Breath protecting mask FFP1 NR D | with breath-out valve | up to 4 times of the limit | 194 | 1 | 1 | #N/A
6263884 | Breath protecting mask FFP2 NR D | without breath-out valve | up to 4 times of the limit | 194 | 1 | 1 | #N/A
6263885 | Breath protecting mask FFP2 NR D | with breath-out valve | up to 10 times of the limit | 194 | 1 | 1 | #N/A
6263911 | Acura® capillar 846, microe pipette | 1 - 5 µl, not autoclavable |  | 896 | 1 | 1 | Refer to Cope
6263912 | Acura® capillar 846, microe pipette | 5 - 25 µl, not autoclavable |  | 896 | 1 | 1 | Refer to Cope
6263913 | Acura® capillar 846, microe pipette | 10 - 50 µl, not autoclavable |  | 896 | 1 | 1 | Refer to Cope
6263914 | Acura® capillar 846, microe pipette | 60 - 100 µl, not autoclavable |  | 896 | 1 | 1 | Refer to Cope
6263915 | Acura® capillar 846, microe pipette | 100 - 200 µl, not autoclavable |  | 896 | 1 | 1 | Refer to Cope
6263920 | Ultra low temperature freezer refrigerator | ULUF 550, 585l, 920x885x2089 mm (WxDxH) | Temp.range -40...-86°C, with alarm | 719 | 1 | 1 | 8611.14
6264042 | Temperature adjustment set | with manufacturer certificate | for adjustment of the heat source | 362 | 1 | 1 | #N/A
6264055 | Labor-refrigerator LKPv 1423 | with Profi electronic, 1427 ltr. | 1430x830x2150 mm | 724 | 1 | 1 | Refer to Cope
6264066 | Ultra low temperature freezer refrigerator | ULUF 15, 7l, 400x630x665 mm (WxDxH) | Temp.range -40...-90°C, with alarm | 719 | 1 | 1 | 3896.13
6264087 | Zoom Stereo Microscope SMZ-171-BLED | Greenough type, binocular head | 45° inclined | 1016 | 1 | 1 | 1049.04
6264110 | Ball cock cpl., M16 x 1 |  |  | 756 | 1 | 1 | 440.68
6264198 | Digital Anemometer |  |  | 396 | 1 | 1 | 28.34
6264212 | Saucrose (Brix) standard stabilised - 0% | 1,332986, 15ml |  | 1034 | 1 | 1 | 75.39
6264322 | Nunclon Sphera microplates 96-well | 300 µl |  | 1221 | 1 | 1 | 25.99
6264323 | Nunclon Sphera microplates 96-well | 400 µl |  | 1221 | 1 | 1 | 25.99
6264386 | Precision balance PLJ 3000-2cM | 3500 g / 0,01 g, calibratable, | weighing plate 195 x 195 mm | 354 | 1 | 1 | 694.11
6264436 | HPCL Saftey Set |  |  | 1374 | 1 | 1 | 651.36
6264449 | Safety Waste Cap S 51 | Saftey funnel with automatic, | 1x2.3/3.2mm OD, 1x6.4-9.0mm ID | 1376 | 1 | 1 | 405.07
6264451 | SafetySet Standard III, fire-resistant | 3x SafetyCap I, 1x SafetyCap II, | incl.5x fitting 3.2mm, 1x blind stopper | 1373 | 1 | 1 | 504.55
6264452 | Melting point measuring unit M5000 | full automatic, LCD display, IP20 |  | 409 | 1 | 1 | 2131.26
6264468 | Laboratory-refrigerator LKexv 2600 | 240 L, digital temperature display, | 600 x 610 x 1250 mm (WxDxH) | 726 | 1 | 1 | 1085.25
6264475 | Surgical face mask, white | "ECO GUMMIZUG", soft, | non-irritating elastic bands, pack fo 50 | 193 | 1 | 1 | 4.41
6264629 | Culture bottles with aluminium screw cap, | 50x27mm, pack of 100 |  | 27 | 1 | 1 | 170.85
6264631 | Surgical face mask, green | "ECO GUMMIZUG", soft, | non-irritating elastic bands, pack of 50 | 193 | 1 | 1 | 4.41
6264647 | Energizer 1 hr charger incl.4x2300 mAh Mignon AA | for Mignon and Micro akku, Kfz adapter |  | 176 | 1 | 1 | 48.53
6264682 | Viscosity cup Type TAR, stainless steel, | with fixed nozzle, orifice 4 mm |  | 403 | 1 | 1 | 197.05
6264683 | Shaking water bath OLS 26 | digital, 26 L, 0...+99°C, | incl. clear lid | 767 | 1 | 1 | See Cope Price List BJ404-30
6264684 | Shaking water bath LSB12 | linear, 230 V, +5 up to 99°C | digital, 12 L, with clear lid | 767 | 1 | 1 | See Cope Price List BJ380-12
6264685 | Shaking water bath LSB18 | linear, 230 V, +5 up to 99°C | digital, 18 L, incl. clear lid | 767 | 1 | 1 | See Cope Price List BJ380-22
6264686 | Universal tray TU26 | with springs, adjustable, | removable, for OLS26 | 768 | 1 | 1 | See Cope Price List BJ410-51
6264687 | Universal tray TU12 | with springs, adjustable, | removable, for LSB12 | 768 | 1 | 1 | See Cope Price List BJ384-03
6264688 | Universal tray TU18 | with springs, adjustable, | removable, for LSB18 | 768 | 1 | 1 | See Cope Price List BJ384-08
6264689 | Test tube tray for OLS26 | holds 5 x SR racks or | can be used as plain tray | 768 | 1 | 1 | See Cope Price List BJ412-55
6264690 | Test tube tray for LSB12 | holds 3 x SR racks or | can be used as plain tray | 768 | 1 | 1 | See Cope Price List BJ384-14
6264691 | Test tube tray for LSB18 | holds 5 x SR racks or | can be used as plain tray | 768 | 1 | 1 | See Cope Price List BJ384-17
6264695 | Flask tray for OLS26 | compatible with SC flask clamps, | SR racks and SH plate holder | 768 | 1 | 1 | See Cope Price List BJ412-601
6264696 | Flask tray for LSB12 | compatible with SC flask clamps, | SR racks and SH plate holder | 768 | 1 | 1 | See Cope Price List BJ387-35
6264697 | Flask tray for LSB18 | compatible with SC flask clamps, | SR racks and SH plate holder | 768 | 1 | 1 | See Cope Price List BJ387-37
6264698 | Base tray, stainless steel | perforated for LSB12 |  | 768 | 1 | 1 | See Cope Price List BJ389-39
6264699 | Base tray, stainless steel | perforated for OLS26/LSB18 |  | 768 | 1 | 1 | See Cope Price List BJ389-41
6264712 | Microscope BA310 MET Trinocular | N-WF10x/20mm |  | 1015 | 1 | 1 | 3086.33
6264727 | Frame for HEPA-Filter | model H 200, H 201 |  | 261 | 1 | 1 | Refer to Cope
6264728 | Frame for HEPA-Filter | model H 300, H 301, H 400, H 401, H 1300, | H 1301, H 2300, H 2301 | 261 | 1 | 1 | Refer to Cope
6264729 | Frame for HEPA-Filter | model H 3500, H 3501 |  | 261 | 1 | 1 | Refer to Cope
6264730 | Fume hood series H LABOPUR® | 605 x 505 x 485 mm, | filter has to be ordered separately | 261 | 1 | 1 | Refer to Cope
6264731 | Fume hood series H LABOPUR® | 610 x 620 x 980 mm, | HEPA ready, filter has to be ordered separately | 261 | 1 | 1 | Refer to Cope
6264732 | Fume hood series H LABOPUR® | 800 x 620 x 750 mm, | HEPA ready, filter has to be ordered separately | 261 | 1 | 1 | Refer to Cope
6264733 | Fume hood series H LABOPUR® | 1000 x 740 x 1200 mm, | HEPA ready, filter has to be ordered separately | 261 | 1 | 1 | Refer to Cope
6264734 | Fume hood series H LABOPUR® | 1300 x 740 x 1200 mm, | HEPA ready, filter has to be ordered separately | 261 | 1 | 1 | Refer to Cope
6264735 | Fume hood series H LABOPUR® | 1600 x 740 x 1200 mm, | HEPA ready, filter has to be ordered separately | 261 | 1 | 1 | Refer to Cope
6264740 | Analysing balance AES 100-4C | 160 g / 0,1 mg, | weighing plate dia. 85mm | 356 | 1 | 1 | 964.73
6264741 | Analysing balance AEJ 100-4CM | 160 g / 0,1 mg, calibratable, | weighing plate 85 mm dia. | 356 | 1 | 1 | 1036.86
6264742 | Precision balance PLJ 700-3CM | 750 g / 0,001 g, | weighing plate 128 x 128 mm | 354 | 1 | 1 | 722.63
6264743 | Precision balance PLJ 300-3CM | 360 g / 0,001 g, calibratable, | weighing plate 128 x 128 mm | 354 | 1 | 1 | 703.62
6264744 | Centrifuge Universal | 36 special rotor, w/o heating, | 230 V, 50/60 Hz | 1156 | 1 | 1 | 5312.47
6264745 | Centrifuge Universal | w.heating, 36-place rotor, | 230 V, 50/60 Hz | 1156 | 1 | 1 | 5478.05
6264746 | Cream butyrometer R Koehler | measuring method, 5 ml, 0-60%:1,0 F |  | 1159 | 1 | 1 | 24.71
6264747 | Ice-cream butyrometer Köhler | measuring method, 0-25%:0,2 F |  | 1159 | 1 | 1 | 27.87
6264748 | Cream butyrometer Roeder | measuring method, 0-60%:1,0 F |  | 1159 | 1 | 1 | 32.72
6264749 | Cheease butyrometer van Gulik/DIN | weighing method, 3 g, 0-40%:0,5 | w. stopper and beaker, official gauged | 1159 | 1 | 1 | 46.76
6264750 | Weighing funnel, glass |  |  | 1160 | 1 | 1 | 14.96
6264797 | KIMTECH® Pure*G3 gloves size 6 | STERLING* Nitrile, grey, hand specific, 30 cm | pack of 10x30 | 1052 | 1 | 1 | 332.7
6264798 | KIMTECH® Pure*G3 gloves size 6,5 | STERLING* Nitrile, grey, hand specific, 30 cm | pack of 10x30 | 1052 | 1 | 1 | 332.7
6264799 | KIMTECH® Pure*G3 gloves size 7 | STERLING* Nitrile, grey, hand specific, 30 cm | pack of 10x30 | 1052 | 1 | 1 | 332.7
6264800 | Test tube rack SR-10 | for 48 x 10 mm tubes |  | 768 | 1 | 1 | See Cope Price List BJ386-05
6264801 | Test tube rack SR-13 | for 44 x 13 mm tubes |  | 768 | 1 | 1 | See Cope Price List BJ386-09
6264802 | Test tube rack SR-16 | for 24 x 16 mm tubes |  | 768 | 1 | 1 | See Cope Price List BJ386-13
6264803 | Test tube rack SR-19 | for 21 x 19 mm tubes |  | 768 | 1 | 1 | See Cope Price List BJ386-17
6264804 | Test tube rack SR-25 | for 12 x 25 mm tubes |  | 768 | 1 | 1 | See Cope Price List BJ386-21
6264805 | Test tube rack SR-30 | for 10 x 30 mm tubes |  | 768 | 1 | 1 | See Cope Price List BJ386-25
6264806 | Test tube rack SR-SE | for 119 x 0.5 ml microtubes |  | 768 | 1 | 1 | See Cope Price List BJ386-32
6264807 | Test tube rack SR-LE | for 48 x 1.5 ml microtubes |  | 768 | 1 | 1 | See Cope Price List BJ386-36
6264808 | Refrigerated immersion cooler CC26 | for OLS26 |  | 768 | 1 | 1 | See Cope Price List BJ422-35
6264809 | Cooling coil CW26 | for Shaking water bath OLS26 |  | 768 | 1 | 1 | See Cope Price List BJ422-27
6264810 | Spring clamp SC-25 | for 25ml flask |  | 768 | 1 | 1 | See Cope Price List BJ388-06
6264811 | Spring clamp SC-50 | for 50ml flask |  | 768 | 1 | 1 | See Cope Price List BJ388-08
6264812 | Spring clamp SC-100 | for 100ml flask |  | 768 | 1 | 1 | See Cope Price List BJ388-10
6264813 | Spring clamp SC-250 | for 250ml flask |  | 768 | 1 | 1 | See Cope Price List BJ388-12
6264814 | Spring clamp SC-500 | for 500ml flask |  | 768 | 1 | 1 | See Cope Price List BJ388-14
6264815 | Spring clamp SC-1000 | for 1000ml flask |  | 768 | 1 | 1 | See Cope Price List BJ388-16
6264816 | Holder SH | for 1 x deep well plate (>2ml) |  | 768 | 1 | 1 | See Cope Price List BJ388-18
6264817 | Spare spring kit | for use with universal tray, cons. of | 10 short and 6 long springs | 768 | 1 | 1 | Refer to Cope
6264836 | Analytical balance AEJ 200-5CM | 80/220 g / 0.01/0.1 mg, calibratable | weighing plate 85 mm Ø | 356 | 1 | 1 | 1758.15
6264837 | General Purpose Homogeniser 5ml | borosilicate glass, chamber length 65mm, | mortar 95mm, pestle 195mm x Ø 10mm | 1262 | 1 | 1 | 114.41
6264838 | General Purpose Homogeniser 10ml | borosilicate glass, chamber length 75mm, | mortar 115mm, pestle 215mm x Ø 13mm | 1262 | 1 | 1 | 123.39
6264839 | General Purpose Homogeniser 15ml | borosilicate glass, chamber length 80mm, | mortar 120mm, pestle 220mm x Ø 15mm | 1262 | 1 | 1 | 118.91
6264840 | General Purpose Homogeniser 30ml | borosilicate glass, chamber length 105mm, | mortar 150mm, pestle 250mm x Ø 19mm | 1262 | 1 | 1 | 127.22
6264841 | General Purpose Homogeniser 55ml | borosilicate glass, chamber length 125mm, | mortar 175mm, pestle 295mm x Ø 25mm | 1262 | 1 | 1 | 157.24
6264842 | Homogeniser Potter-Elvehjem 5ml | chamber length 65mm, glass mortar 95mm, | PTFE pestle 250mm x Ø 10mm | 1263 | 1 | 1 | 121.11
6264843 | Homogeniser Potter-Elvehjem 10ml | chamber length 75mm, glass mortar 115mm, | PTFE pestle 250mm x Ø 13mm | 1263 | 1 | 1 | 118.21
6264844 | Homogeniser Potter-Elvehjem 15ml | chamber length 80mm, glass mortar 120mm, | PTFE pestle 250mm x Ø 15mm | 1263 | 1 | 1 | 116.75
6264845 | Homogeniser Potter-Elvehjem 30ml | chamber length 105mm, glass mortar 150mm, | PTFE pestle 250mm x Ø 19mm | 1263 | 1 | 1 | 126.09
6264846 | Homogeniser Potter-Elvehjem 55ml | chamber length 125mm, glass mortar 175mm, | PTFE pestle 250mm x Ø 25mm | 1263 | 1 | 1 | 146.69
6264889 | Sucrose (Brix) Standard - 20% | 1.363842, 15ml |  | 1034 | 1 | 1 | 75.39
6264929 |  |  | AQUARIUS* Dispenser for Roll control | 1069 | 1 | 1 | 67.61
6264938 | Temperature probe TPX 310, extrernal | 2 channel, -30...+75°C |  | 386 | 1 | 1 | 88.89
6264939 | Temperature probe TPX 310-P1 | external, -200...+200°C |  | 386 | 1 | 1 | 87.31
6264963 | Trap type KF 54V-K16-Z-DSS2000 | incl. deware jar DSS 2000, 2-parted | plastic holding ring, flange KF-NW16 | 985 | 1 | 1 | 954.06
6265000 | Density meter with | glass flexural resonator |  | 406 | 1 | 1 | 9406.9
6265001 | LLG-Pit plate 263/6 | 17 x 91 x 115 mm, 12 cavities |  | 1292 | 1 | 1 | 12.27
6265025 | LaboPlast Sample bucket 25 ml | length 141 mm, without lid, | PS, white, single-use, pack of 10 | 504 | 1 | 1 | See Cope Price List SH209-05
6265026 | LaboPlast Sample bucket 25 ml | length 142 mm, with lid, | PS, white, single-use, pack of 10 | 504 | 1 | 1 | See Cope Price List SH209-09
6265027 | LaboPlast Sample bucket 50 ml | length 160 mm, without lid, | PS, white, single-use, pack of 10 | 504 | 1 | 1 | See Cope Price List SH209-13
6265028 | LaboPlast Sample bucket 50 ml | length 161 mm, with lid, | PS, white, single-use, pack of 10 | 504 | 1 | 1 | See Cope Price List SH209-17
6265029 | LaboPlast Sample bucket 100 ml | length 205 mm, without lid, | PS, white, single-use, pack of 10 | 504 | 1 | 1 | See Cope Price List SH209-21
6265030 | LaboPlast Sample bucket 100 ml | length 206 mm, with lid, | PS, white, single-use, pack of 10 | 504 | 1 | 1 | See Cope Price List SH209-25
6265031 | LaboPlast Sample bucket 150 ml | length 216 mm, without lid, | PS, white, single-use, pack of 10 | 504 | 1 | 1 | See Cope Price List SH209-29
6265032 | LaboPlast Sample bucket 150 ml | length 218 mm, with lid, | PS, white, single-use, pack of 10 | 504 | 1 | 1 | See Cope Price List SH209-33
6265033 | LaboPlast sample spoon 127 mm | PS, white, single-use, 2.5 ml, | pack of 100 | 113 | 1 | 1 | See Cope Price List SH450-05
6265034 | LaboPlast sample spoon 170 mm | PS, white, single-use, 10 ml, | pack of 100 | 113 | 1 | 1 | See Cope Price List SH450-15
6265035 | LaboPlast spatula, 263 mm long | insertion depth 150 mm, single-use, | PS, white, w./o. sheath, pack of 10 | 500 | 1 | 1 | See Cope Price List SD074-10
6265036 | LaboPlast spatula, 268 mm long | insertion depth 150 mm, single-use, | PS, white, with sheath, pack of 10 | 500 | 1 | 1 | See Cope Price List SD074-14
6265037 | SteriPlast Sample bucket 25 ml | length 141 mm, without lid, | PS, white, sterile, pack of 10 | 504 | 1 | 1 | See Cope Price List SH210-05
6265038 | SteriPlast Sample bucket 25 ml | length 142 mm, with lid, | PS, white, sterile, pack of 10 | 504 | 1 | 1 | See Cope Price List SH210-09
6265039 | SteriPlast Sample bucket 50 ml | length 160 mm, without lid, | PS, white, sterile, pack of 10 | 504 | 1 | 1 | See Cope Price List SH210-13
6265040 | SteriPlast Sample bucket 50 ml | length 161 mm, with lid, | PS, white, sterile, pack of 10 | 504 | 1 | 1 | See Cope Price List SH210-17
6265041 | SteriPlast Sample bucket 100 ml | length 205 mm, without lid, | PS, white, sterile, pack of 10 | 504 | 1 | 1 | See Cope Price List SH210-21
6265042 | SteriPlast Sample bucket 100 ml | length 206 mm, with lid, | PS, white, sterile, pack of 10 | 504 | 1 | 1 | See Cope Price List SH210-25
6265043 | SteriPlast Sample bucket 150 ml | length 216 mm, without lid, | PS, white, sterile, pack of 10 | 504 | 1 | 1 | See Cope Price List SH210-29
6265044 | SteriPlast Sample bucket 150 ml | length 218 mm, with lid, | PS, white, sterile, pack of 10 | 504 | 1 | 1 | See Cope Price List SH210-33
6265045 | SteriPlast sample spoon 127 mm | PS, white, sterile, 2.5 ml, | pack of 100 | 113 | 1 | 1 | See Cope Price List SH454-05
6265046 | SteriPlast sample spoon 170 mm | PS, white, sterile, 10 ml, | pack of 100 | 113 | 1 | 1 | See Cope Price List SH454-15
6265047 | SteriPlast spatula, 263 mm long | insertion depth 150 mm, sterile, | PS, white, w./o. sheath, pack of 10 | 500 | 1 | 1 | See Cope Price List SD074-20
6265048 | SteriPlast spatula, 268 mm long | insertion depth 150 mm, sterile, | PS, white, with sheath, pack of 10 | 500 | 1 | 1 | See Cope Price List SD074-24
6265049 | SteriPlast Bio Sample bucket 25 ml | length 141 mm, without lid, | PE, sterile, pack of 10 | 504 | 1 | 1 | Refer to Cope
6265050 | SteriPlast Bio Sample bucket 50 ml | length 160 mm, without lid, | PE, sterile, pack of 10 | 504 | 1 | 1 | Refer to Cope
6265051 | SteriPlast Bio Sample bucket 100 ml | length 205 mm, without lid, | PE, sterile, pack of 10 | 504 | 1 | 1 | Refer to Cope
6265052 | SteriPlast Bio Sample bucket 150 ml | length 216 mm, without lid, | PE, sterile, pack of 10 | 504 | 1 | 1 | Refer to Cope
6265053 | SteriPlast Bio sample spoon 127 mm | PE, sterile, 2.5 ml, | pack of 100 | 113 | 1 | 1 | Refer to Cope
6265054 | SteriPlast Bio sample spoon 170 mm | PE, sterile, 10 ml, | pack of 100 | 113 | 1 | 1 | Refer to Cope
6265055 | LaboPlast Bio Sample bucket 25 ml | length 141 mm, without lid, | PE, single-use, pack of 10 | 504 | 1 | 1 | Refer to Cope
6265056 | LaboPlast Bio Sample bucket 50 ml | length 160 mm, without lid, | PE, single-use, pack of 10 | 504 | 1 | 1 | Refer to Cope
6265057 | LaboPlast Bio Sample bucket 100 ml | length 205 mm, without lid, | PE, single-use, pack of 10 | 504 | 1 | 1 | Refer to Cope
6265058 | LaboPlast Bio Sample bucket 150 ml | length 216 mm, without lid, | PE, single-use, pack of 10 | 504 | 1 | 1 | Refer to Cope
6265059 | LaboPlast Bio sample spoon 127 mm | PE, green, single-use, 2.5 ml, | pack of 100 | 113 | 1 | 1 | Refer to Cope
6265060 | LaboPlast Bio sample spoon 170 mm | PE, single-use, 10 ml, | pack of 100 | 113 | 1 | 1 | Refer to Cope
6265061 | SteriPlast Bio spatula | insertion depth 150 mm, sterile, | PE, w./o. sheath, pack of 10 | 500 | 1 | 1 | Refer to Cope
6265062 | LaboPlast Bio spatula | insertion depth 150 mm, single-use, | PE, w./o. sheath, pack of 10 | 500 | 1 | 1 | Refer to Cope
6265142 | Index Standard Solution | 1.40978, 15 ml |  | 1034 | 1 | 1 | 79.17
6265200 | KIMTECH® Pure*G3 gloves size 8 | STERLING* Nitrile, grey, hand specific, 30 cm | pack of 10x30 | 1052 | 1 | 1 | 332.7
6265201 | KIMTECH® Pure*G3 gloves size 8,5 | STERLING* Nitrile, grey, hand specific, 30 cm | pack of 10x30 | 1052 | 1 | 1 | 332.7
6265202 | KIMTECH® Pure*G3 gloves size 9 | STERLING* Nitrile, grey, hand specific, 30 cm | pack of 10x30 | 1052 | 1 | 1 | 332.7
6265203 | KIMTECH® Pure*G3 gloves size 10 | STERLING* Nitrile, grey, hand specific, 30 cm | pack of 10x30 | 1052 | 1 | 1 | 332.7
6265212 | macroVis cuvette | PMMA, max. 4500 µl, | pack of 10x100 | 1288 | 1 | 1 | 169.68
6265213 | semiVis cuvette | PMMA, max. 3000 µl, | pack of 10x100 | 1288 | 1 | 1 | 180.29
6265214 | Eppendorf Tubes® 5,0ml | ambra, light protected, pack of 2x100 |  | 649 | 1 | 1 | 77.58
6265221 | Multi Vortex-Genie®-Mixer | 230 V, UK plug |  | 464 | 1 | 1 | 1884.97
6265222 | Multi Vortex-Genie®-Mixer | 230 V, Swiss plug |  | 464 | 1 | 1 | 1884.97
6265233 | MicroPlate Genie® | 230V, EU plug |  | 1295 | 1 | 1 | 563.49
6265234 | MicroPlate Genie® | 230V, UK plug |  | 1295 | 1 | 1 | 563.49
6265235 | MicroPlate Genie® | 230V, CH plug |  | 1295 | 1 | 1 | 563.49
6265237 | Multi MicroPlate Genie® | 230V, EU plug |  | 1295 | 1 | 1 | 725.23
6265238 | Multi MicroPlate Genie® | 230V, UK plug |  | 1295 | 1 | 1 | 725.23
6265239 | Multi MicroPlate Genie® | 230V, CH plug |  | 1295 | 1 | 1 | 725.23
6265241 | Digital MicroPlate Genie® | 230V, EU plug |  | 1295 | 1 | 1 | 741.93
6265242 | Digital MicroPlate Genie® | 230V, UK plug |  | 1295 | 1 | 1 | 741.93
6265243 | Digital MicroPlate Genie® | 230V, CH plug |  | 1295 | 1 | 1 | 741.93
6265245 | Digital Multi MicroPlate Genie® | 230V, UK plug |  | 1295 | 1 | 1 | 859.85
6265246 | Digital Multi MicroPlate Genie® | 230V, CH plug |  | 1295 | 1 | 1 | 859.85
6265247 | Seven2Go Conductivity meter S3 | base unit |  | 318 | 1 | 1 | 504.42
6265248 | Seven2Go conductivity-S3-Standard-Kit | base unit, with InLab 738-ISM, calibration bottles | conductivity standards 1413 µS/cm, 12,88 mS/cm | 318 | 1 | 1 | 753.56
6265249 | Seven2Go Conductivity-S3-Field-Kit | base unit, with InLab 738-ISM,calibration bottles, | conductivity standards 1413 µS/cm, 12,88 mS/cm, | 318 | 1 | 1 | 798.67
6265250 | Seven2Go Conductivity-S3-Bioethanol-Kit | base unit, with InLab 725, calibration bottles, | conductivity standards 1413 µS/cm, 12,88 mS/cm, | 318 | 1 | 1 | 805.84
6265251 | Seven2Go Oxygen meter S4 | base unit |  | 329 | 1 | 1 | 514.67
6265252 | Seven2Go Oxygen-S4-Standard-Kit | base unit, with InLab 605-ISM,calibration bottles |  | 329 | 1 | 1 | 881.76
6265253 | Seven2Go Oxygen-S4-Field-Kit | base unit, with InLab 605-ISM,calibration bottles, | uGo case, ero oxygen tablets | 329 | 1 | 1 | 924.54
6265254 | Seven2Go Conductivity meter S7 | base unit |  | 319 | 1 | 1 | 820.2
6265255 | Seven2Go Conductivity-S7-Standard-Kit | base unit, with InLab 738-ISM,calibration bottles, | conductivity standards 1413 µS/cm, 12,88 mS/cm | 319 | 1 | 1 | 1034.39
6265256 | Seven2Go Conductivity-S7-Field-Kit | base unit, with InLab 738-ISM,calibration bottles, | conductivity standards 1413 µS/cm, 12,88 mS/cm, | 319 | 1 | 1 | 1075.23
6265257 | Seven2Go Conductivity-S7-USP/EP-Kit | base unit, with InLab 742-ISM,calibration bottles, | conductivity standards 1413 µS/cm, 12,88 mS/cm, | 319 | 1 | 1 | 1134.53
6265258 | Seven2Go pH/Ion-meter S8 | base unit |  | 284 | 1 | 1 | 769.96
6265259 | Seven2Go pH/Ion-S8-Standard-Kit | base unit, with InLab Expert Pro-ISM-IP67, | calibration bottles, buffer solutions for | 284 | 1 | 1 | 881.76
6265260 | Seven2Go pH/Ion-S8-Field-Kit | base unit, with InLab Expert Pro-ISM-IP67, | calibration bottles, buffer solutions for | 284 | 1 | 1 | 922.59
6265261 | Seven2Go pH/Ion-S8-Biotech-Kit | base unit, with InLab Routine Pro-ISM(incl.cable), | calibration bottles, buffer solution for | 284 | 1 | 1 | 994.54
6265262 | Seven2Go pH/Ion-S8-Fluoride-Kit | base unit, with perfectION, calibration bottles, | buffer solution for pH 4,01, 7,00, 9,21, | 284 | 1 | 1 | 1223.97
6265263 | Seven2Go RDO-meter S9 | base unit |  | 330 | 1 | 1 | 863.26
6265264 | Seven2Go RDO-S9-Standard-Kit | base unit, with InLab OptiOx, calibration bottles, | zero oxygen tablets | 330 | 1 | 1 | 1448.54
6265265 | Seven2Go RDO-S9-Field-Kit | base unit, with InLab OptiOx incl.protection hood, | calibartion bottles, zero oxygen tablets, | 330 | 1 | 1 | 1489.37
6265266 | Seven2Go RDO-S9-BOD-Kit | base unit, with InLab OptiOx,calibration bottles, | zero oxygen tablets, uGo case, | 330 | 1 | 1 | 1526.32
6265273 | Aluminium block DPB-0296 | 96 well, for PCR vials 0,2ml |  | 721 | 1 | 1 | 494.85
6265274 | Aluminium block DPB-0548 | 48 well, for PCR vials 0,5ml |  | 721 | 1 | 1 | 494.85
6265275 | Aluminium block DPB-1548 | 48 well, for PCR vials 1,5ml |  | 721 | 1 | 1 | 494.85
6265276 | Aluminium block DPB-2040 | 40 well, for PCR vials 2,0ml |  | 721 | 1 | 1 | 494.85
6265277 | Aluminium block DPB-0001 | one big shelf |  | 721 | 1 | 1 | 494.85
6265278 | Gel documentation system omniDoc, | with 620nm EtBr filter, 312nm | UV transilluminator, USB connection, | 1201 | 1 | 1 | Refer to Cope
6265279 | Gel documentation system omniDoc, | with 620nm EtBr filter, 312nm | UV transilluminator, WiFi compatible | 1201 | 1 | 1 | Refer to Cope
6265280 | Gel documentation system omniDoc | with 620nm EtBr Filter, 312nm | UV transilluminator, WiFi compatible, | 1201 | 1 | 1 | Refer to Cope
6265281 | Disposable razer Wilkinson | 1 blade, incl. protection cap | pack of 100 | 1273 | 1 | 1 | 43.43
6265283 | Pocket-pH-Meter Set handylab HL100Versatile | in case with solutions and pHT- | combinatione electrode A7780-NTC30-DIN-N | 285 | 1 | 1 | See Cope Price List PH400-25
6265286 | Pocket-Cond-Meter set handylab HL200 Versatile | in case with solutions and | conductivity cell LF413T | 320 | 1 | 1 | See Cope Price List CU612-12
6265288 | Pocket-pH-Meter set handylab HL600 Food | in case with solutions and pHT- | combination electrode BlueLine 21 pH IDS | 285 | 1 | 1 | See Cope Price List PH400-35
6265296 | Pocket-pH-Meter Set handylab HL600 Versatile | in case with solutions and pHT- | combination electrode A7780 IDS | 285 | 1 | 1 | Refer to Cope
6265299 | Pocket-pH/Cond/Ox-meter HL680 pH/Cond/OxVer | handyLab, in case with oxygen cell FDO1100 IDS, | conductivity cell LF413T IDS, pHT- | 336 | 1 | 1 | Refer to Cope
6265303 | Table centrifuge EBA 200 | incl. 8-place angle rotor |  | 636 | 1 | 1 | 1248.15
6265408 | LLG-Aluminum sample dishes,for moisture | determination app. 100x7 mm,pack of 80 |  | 366 | 1 | 1 | See Cope Price List BD790-12
6265414 | Seven2Go pH/mV-S2-Meter | basic unit |  | 283 | 1 | 1 | 470.59
6265415 | Seven2Go pH/mV-S2-Standard-Kit | basic unit, with InLab Expert Pro-ISM-IP67, | buffer bags for pH 4.01, 7.00, 9.21, 10.00 | 283 | 1 | 1 | 594.64
6265416 | Seven2Go pH/mV-S2-Feld-Kit |  |  | 283 | 1 | 1 | 639.75
6265417 | Seven2Go pH/mV-S2-Food-Kit |  |  | 283 | 1 | 1 | 687.94
6265418 | Seven2Go pH/mV-S2-Light-Kit |  |  | 283 | 1 | 1 | 526.98
6265442 | Gas cylinder cabinet type G90, RAL 7035, | 2050x600x615 (HxWxD), incl. 5 shelves, | 1 mounting grid ***special product*** | 269 | 1 | 1 | 2690.1
6265466 | Liner TQ (CE) 5 mm ID | Split Focus, pack of 5 |  | 1387 | 1 | 1 | 247.57
6265467 | Liner TQ (CE) 5 mm ID | Splitless Focus, pack of 5 |  | 1387 | 1 | 1 | 256.11
6265468 | Liner TQ (CE) 5 mm ID | Splitless with single taper, | pack of 5 | 1387 | 1 | 1 | 248.79
6265469 | Liner TQ (CE) 3 mm ID | Split, straight-through, | pack of 5 | 1387 | 1 | 1 | 151.12
6265470 | Liner TQ (CE) 5 mm ID | Split, straight- through, | pack of 5 | 1387 | 1 | 1 | 164.64
6265473 | Liner SH17A 3.4mm ID | pack of 5 |  | 1387 | 1 | 1 | 132.56
6265474 | Liner SH17A/2010 Single Taper | pack of 5 |  | 1387 | 1 | 1 | 306.11
6265475 | Liner SH2010 3.4mm ID GN | pack of 5 |  | 1387 | 1 | 1 | 161.73
6265520 | Cell culture flasks T25, 25cm² | Nunclon Sphera | sterile, pyrogen free | 1219 | 1 | 1 | 258.2
6265521 | Cell culture flasks T75, 75cm² | Nunclon Sphera | sterile, pyrogen free | 1219 | 1 | 1 | 589.02
6265583 | Profil® Plus, size 9½-10 | Chemical protective glove, | length 300mm, yellow, pair | 219 | 144 | 1 | 3.1
6265588 | Stainless steel cutter A 10.1 |  |  | 539 | 1 | 1 | Refer to Cope
6265589 | Hard metal cutter A 10.3 |  |  | 539 | 1 | 1 | Refer to Cope
6265590 | Star-shaped cutter A 10.2 |  |  | 539 | 1 | 1 | Refer to Cope
6265591 | Grinding chamber A 10.4 |  |  | 539 | 1 | 1 | Refer to Cope
6265592 | Overhead stirrer EUROSTAR 20 high speed control |  |  | 441 | 1 | 1 | Refer to Cope
6265593 | Moebius stirrer R 3000.1 | small, Ø 100mm, length 565mm |  | 452 | 1 | 1 | Refer to Cope
6265594 | Moebius stirrer R 3001.1 | wide, Ø 100mm, length 575mm |  | 452 | 1 | 1 | Refer to Cope
6265595 | Spiral stirrer R 3003 | Ø 50mm, length 350mm |  | 452 | 1 | 1 | Refer to Cope
6265596 | Spiral stirrer R 3003.1 | Ø 100mm, length 550mm |  | 452 | 1 | 1 | Refer to Cope
6265597 | Spiral stirrer R 3003.2 | Ø 150mm, wave Ø 10mm, | length 800mm | 452 | 1 | 1 | Refer to Cope
6265598 | Blade stirrer R 3004 | Ø 30mm, length 359mm |  | 453 | 1 | 1 | Refer to Cope
6265599 | Blade stirrer R 3004.1 | Ø 50mm, length 565mm |  | 453 | 1 | 1 | Refer to Cope
6265601 | Pocket-pH/cond-meter HL680 pH/CondVersat | handyLab, in case with conductivity cell | LF413T IDS, pHT-combination electrode | 336 | 1 | 1 | Refer to Cope
6265603 | Pocket-pH-meter Set HL680 pHField | handyLab, in case with solutions and | pHT-combination electrode BlueLine 24 pH IDS | 286 | 1 | 1 | Refer to Cope
6265604 | Pocket-pH-meter Set HL680 pHFood | handyLab, in case with solutions and | pH-electrode with reinforcement | 286 | 1 | 1 | Refer to Cope
6265612 | Pocket-pH-meter set HL680 pHVersatile | handyLab, in case with solutions and | pHT-combination electrode A7780 IDS and Z389 | 286 | 1 | 1 | Refer to Cope
6265613 | Protection reinforcement Z389 | for handyLab 100/200/600/680 |  | 286 | 1 | 1 | Refer to Cope
6265614 | Case Z530 incl. Z389, | buffer solutions and conductivity solutions |  | 286 | 1 | 1 | Refer to Cope
6265615 | pH-microelectrode A 157 IDS | -5...+100°C, 0...14 pH, | glass bole | 301 | 1 | 1 | Refer to Cope
6265619 | pH-electrode A 7780 IDS | -5...+80°C, 0...14 pH, | length 120mm, glass bole | 301 | 1 | 1 | Refer to Cope
6265620 | pH-electrode BlueLine 14 pH IDS | -5...+100°C, 0...14 pH, | length 120mm, glass bole | 299 | 1 | 1 | Refer to Cope
6265621 | pH-electrode BlueLine 21 pH IDS | -5...+80°C, 2...13 pH, | length 65/25mm, plastic bole | 300 | 1 | 1 | Refer to Cope
6265622 | pH-electrode BlueLine 24 pH IDS | -5...+80°C, 0...14 pH, | length 120mm, plastic bole | 300 | 1 | 1 | Refer to Cope
6265629 | Oxygen electrode FDO 1100 IDS | 0...+50°C, length 150mm, | plastic bole | 331 | 1 | 1 | Refer to Cope
6265630 | pH-micro electrode IL-Micro-pHT-IDS | -5...+100°C, 0...14 pH,m, | length 70/130 mm, glass bole | 302 | 1 | 1 | Refer to Cope
6265636 | Conductivity elektrode LF413T IDS | -5...+80°C, length 120mm, | plastic bole | 325 | 1 | 1 | Refer to Cope
6265638 | LLG-Spatula, L-shaped, | ABS, blue, sterils, pack of 50x10 |  | 1245 | 1 | 1 | 34.3
6265639 | LLG-Spatula, L-shaped, | ABS, blue, sterile, single packed, | pack of 500 | 1245 | 1 | 1 | 50.29
6265640 | LLG-Spatula, T-shaped, | ABS, blue, sterile, pack of 50x10 |  | 1245 | 1 | 1 | 34.3
6265641 | LLG-Spatula, T-shaped, | ABS, blue, sterile, single packed, | pack of 500 | 1245 | 1 | 1 | 50.29
6265642 | LLG-Spatula, Delta-shaped, | PP, 208x30mm, blue, sterile, | pack of 1000 | 1245 | 1 | 1 | 216.23
6265643 | LLG-Sample dipper with screw cap | and handle, PS/PP, 30ml, | blue, sterile, single packed, pack of 50 | 505 | 1 | 1 | 79.82
6265644 | LLG-Sample dipper with metal screw cap | and handle, PS/metal, 100ml, | blue, sterile, single packed, pack of 50 | 505 | 1 | 1 | 104.8
6265645 | LLG-Sample dipper with metal screw cap | and handle, PS/metal, 250ml, | blue, sterile, single packed, pack of 50 | 505 | 1 | 1 | 121.74
6265646 | LLG-Sample containers, 7ml, PS, | with PP-screw cap and | plain label, pack of 700 | 41 | 1 | 1 | 103.96
6265647 | LLG-Sample container, 30ml, PS, | with PP-screw cap, sterile, | with plain label, pack of 50 | 41 | 1 | 1 | 12.85
6265648 | LLG-Sample container 60ml, PS, | with PE-screw cap, sterile, | with plain label, pack of 60 | 41 | 1 | 1 | 20.4
6265649 | LLG-Sample container 20ml, PP, | with HDPE-screw cap and | plain label, pack of 1000 | 41 | 1 | 1 | 95.88
6265650 | LLG-Sample container 40ml, PP, | with HDPE-screw cap and | plain label, pack of 500 | 41 | 1 | 1 | 87.17
6265651 | LLG-Sample container 60ml, PP, | with HDPE-screw cap and | plain label, pack of 500 | 41 | 1 | 1 | 94.87
6265652 | LLG-Sample containers 90ml, PP, | with HDPE-screw cap and | plain label, pack of 300 | 41 | 1 | 1 | 58.2
6265653 | LLG-Sample containers 120ml, PP, | with HDPE-screw cap and | plain label, pack of 300 | 41 | 1 | 1 | 74.62
6265654 | LLG-Sample containers 250ml, PP, | with HDPE-screw cap and | plain label, pack of 154 | 41 | 1 | 1 | 93.13
6265655 | LLG-Sample containers 500ml, PP, | with HDPE-screw cap and | plain label, pack of 132 | 41 | 1 | 1 | 103.46
6265656 | LLG-Sample containers 1000ml, PP, | with HDPE-screw cap and | plain label, pack of 64 | 41 | 1 | 1 | 78.83
6265657 | LLG-Test and centrifuge tubes 5ml, | 75x12mm, PS, rimed, round bottom, | graduated, with plain label, pack of 500 | 646 | 1 | 1 | 22.16
6265658 | LLG-Test and centrifuge tubes 5ml, | 75x12mm, PP, rimed, round bottom, | graduated, with plain label, pack of 500 | 646 | 1 | 1 | 17.92
6265659 | LLG-Test and centrifuge tubes 14ml, | 100x17mm, PS, rimed, round bottom, | graduated, with plain label, pack of 250 | 646 | 1 | 1 | 19.97
6265660 | LLG-Test and centrifuge tubes 14ml, | 100x17mm, PP, rimed, round bottom, | graduated, with plain label, pack of 250 | 646 | 1 | 1 | 21.13
6265661 | LLG-Test and centrifuge tubes 4ml, (500) | 75x12mm, PS, with dual-position-cap, | round bottom, graduated, with plain label, | 646 | 1 | 1 | 59.42
6265662 | LLG-Test and centrifuge tubes 4ml, (500) | 75x12mm, PP, with dual-position-cap, | round bottom, graduated, with plain label, | 646 | 1 | 1 | 59.42
6265663 | LLG-Test and centrifuge tubes 12ml, (500) | 100x17mm, PS, with dual-position-cap, | round bottom, graduated, with plain label, | 646 | 1 | 1 | 98.27
6265664 | LLG-Test and centrifuge tubes 12ml, (500) | 100x17mm, PP, with dual-position-cap, | round bottom, graduated, with plain label, | 646 | 1 | 1 | 98.27
6265665 | LLG-Dual-position-caps | Ø 12mm, PE, for test and | centrifuge tubes, pack of 1000 | 646 | 1 | 1 | 20.85
6265666 | LLG-Dual-position-caps | Ø 17mm, PE, for test and | centrifuge tubes, pack of 1000 | 646 | 1 | 1 | 26.51
6265667 | LLG-Transport tubes, 5ml, | PP, with screw cap, 60x16mm, | conical bottom, free standing, pack of 100 | 513 | 1 | 1 | 9.09
6265668 | LLG-Transport tubes 10ml, | PP, with screw cap, 80x16mm, | conical bottom, free standing, pack of 100 | 513 | 1 | 1 | 10.15
6265688 | Dispensertips ritips® 0,05 ml | pack of 100 |  | 914 | 1 | 1 | 94.45
6265689 | Dispensertips ritips® 1,25 ml | pack of 100 |  | 914 | 1 | 1 | 60.87
6265690 | Dispensertips ritips® 0,05 ml | bioclean, pack of 25 |  | 914 | 1 | 1 | 38.83
6265691 | Dispensertips ritips® 1,25 ml | bioclean, pack of 100 |  | 914 | 1 | 1 | 102.26
6265692 | Dispensertips ritips® 12,5 ml | bioclean, pack of 100 |  | 914 | 1 | 1 | #N/A
6265693 | Cooling trap type S 54V-K16-Z |  |  | 985 | 1 | 1 | 580.06
6265694 | Rest ring for DSS 2000 | with CO2 grid |  | 985 | 1 | 1 | 184.36
6265695 | Tray for Multi-MicroPlate Genie |  |  | 1295 | 1 | 1 | 143.6
6265696 | Kit for PCR plates | for MicroPlate and Multi-MicroPlate Genie |  | 1295 | 1 | 1 | 18.54
6265697 | Apron, LDPE, 125x70 cm | 25my, white, even, pack of 100 |  | 231 | 1 | 1 | 11.43
6265698 | Apron, LDPE, 125x75 cm | 33my, white, embossed, blocked, | pack of 50 | 231 | 1 | 1 | 7.63
6265700 | Blade stirrer R 3004.2 | Ø 70mm, length 819mm |  | 453 | 1 | 1 | Refer to Cope
6265701 | Tube DT-20 eco | 20 ml, with rotor-stator element | pack of 25 | 551 | 1 | 1 | Refer to Cope
6265708 | Cleaning tool TS 25-3 |  |  | 555 | 1 | 1 | Refer to Cope
6265727 | Pipet teats, transparent | natural rubber/latex (NR) | pack of 10 | 858 | 1 | 1 | 3.05
6265838 | Microscop BA210E binocular | N-WF10X/20mm, binocular tubus, | type Siedentopf | 1013 | 1 | 1 | 957.83
6265849 | TECLU Unit with adapter screws | for Usbeck and Juchheim |  | 137 | 1 | 1 | 78.52
6265875 | Sucrose (Brix) Standard - 60% | 1.441928, 15ml |  | 1034 | 1 | 1 | 75.39
6265876 | Sucrose (Brix) Standard - 5% | 1.340264, 15ml |  | 1034 | 1 | 1 | 75.39
6265877 | Index Standard Solution | 1.34325, 15ml, | stabilised sucrose | 1034 | 1 | 1 | 79.17
6265878 | Index Standard Solution | 1.37233, 15ml, | stabilised sucrose | 1034 | 1 | 1 | 79.17
6265879 | Index Standard Solution | 1.39032, 15ml, | stabilised sucrose | 1034 | 1 | 1 | 79.17
6265880 | Index Standard Solution | 1.44193, 15ml, | stabilised sucrose | 1034 | 1 | 1 | 79.17
6265881 | LLG-Short serological pipettes type 1, 5ml, PS | 1/10ml, blue code, short form, | sterile, single wrapped, pack of 200 | 857 | 1 | 1 | 66.33
6265882 | LLG-Short serological pipettes type 1, 10ml, PS | 2/10ml, orange code, short version, | sterile, single wrapped, pack of 150 | 857 | 1 | 1 | 66.33
6265883 | LLG-Short serological pipettes type 1, 25ml, PS | 5/10ml, red code, short form, | sterile, single wrapped, pack of 100 | 857 | 1 | 1 | 58.06
6265900 | Overhead stirrer EUROSTAR 20 high speed control | S 002, with UK plug |  | 441 | 1 | 1 | Refer to Cope
6265901 | Overhead stirrer EUROSTAR 20 high speed control | S 003, with CH plug |  | 441 | 1 | 1 | Refer to Cope
6265902 | Analysing mill A 10 basic S 002 | with UK plug |  | 538 | 1 | 1 | Refer to Cope
6265903 | Analysing mill A 10 basic S 003 | with CH plug |  | 538 | 1 | 1 | Refer to Cope
6265906 | UV-Lamp, 14 W, 425 mA |  |  | 1176 | 1 | 1 | 306.22
6265907 | UV-Lamp, 12 W, 425 mA |  |  | 1177 | 1 | 1 | 278.38
6266051 | Safety Waste Cap S 51 | Saftey funnel with automatic, | 1x2.3/3.2mm OD, 1x6.4-9.0mm ID | 1376 | 1 | 1 | 427.6
6266071 | ritips® Adapter | for 25ml tips |  | 914 | 1 | 1 | 6.42
6266072 | ritips® Adapter | for 50ml tips |  | 914 | 1 | 1 | 6.42
6266074 | Analytical balance Explorer® EX224/AD | 220 g / 0.1 mg, with automatic door, | weighing plate Ø 90mm | 358 | 1 | 1 | Refer to Cope
6266183 | Durham tubes 35x6mm | without rim, soda lime glass | pack of 250 | 1257 | 1 | 1 | 25.84
6266184 | Durham tubes 50x6mm | without rim, soda lime glass | pack of 350 | 1257 | 1 | 1 | 30.22
6266185 | EASYstrainer cell sieve 40 µm | green, sterile, single packed, | pack of 50 | 1227 | 1 | 1 | 144.87
6266186 | EASYstrainer cell sieve 70 µm | blue, sterile, single packed, | pack of 50 | 1227 | 1 | 1 | 144.87
6266187 | EASYstrainer cell sieve 100 µm | yellow, sterile, single packed, | pack of 50 | 1227 | 1 | 1 | 144.87
6266188 | Tissue Strainers 250µm | 2,5ml per load of tissue homogenate | pack of 50 | 1227 | 1 | 1 | #N/A
6266189 | CHROMAFIL Xtra disposable filter H-PTFE-20/25 | Hydrophilic polytetrafluoroethylene 0.20 µm, 25 mm | colourless PP-case, labelled, pack of 100 | 678 | 1 | 1 | 102.43
6266190 | CHROMAFIL Xtra disposable filter H-PTFE-45/25 | PTFE hydrophilic, 0.45 µm, 25 mm, | colourless PP-case, labelled, pack of 400 | 678 | 1 | 1 | 340.09
6266191 | CHROMAFIL Xtra disposable filter H-PTFE-20/13 | Hydrophilic polytetrafluoroethylene 0.20 µm, 13 mm | colourless PP-case, labelled, pack of 100 | 678 | 1 | 1 | 102.43
6266192 | CHROMAFIL Xtra disposable filter H-PTFE-45/13 | Hydrophilic polytetrafluoroethylene 0.45 µm, 13 mm | colourless PP-case, labelled, pack of 100 | 678 | 1 | 1 | 102.43
6266241 | Sieve basket XL | with lid |  | 1099 | 1 | 1 | 266.48
6266249 | Insert single BRANDplates®, 0,4µm | PS, cellGrade plus surface, even walls, | sterile, PC membrane, 13mm, pack of 48 | 1224 | 1 | 1 | Refer to Cope
6266250 | Insert single BRANDplates®, 0,4µm, IOS | PS, cellGrade plus surface, even walls, | sterile, PC membrane, 13mm, pack of 48 | 1224 | 1 | 1 | Refer to Cope
6266251 | Insert single BRANDplates®, 0,4µm | PS, cellGrade plus surface, even walls, | sterile, PET membrane, 13mm, pack of 48 | 1224 | 1 | 1 | Refer to Cope
6266252 | Insert single BRANDplates®, 0,4µm, IOS | PS, cellGrade plus surface, even walls, | sterile, PET membrane, 13mm, pack of 48 | 1224 | 1 | 1 | Refer to Cope
6266253 | Insert single BRANDplates®, 1,0µm | PS, cellGrade plus surface, even walls, | sterile, PC membrane, 13mm, pack of 48 | 1224 | 1 | 1 | Refer to Cope
6266254 | Insert single BRANDplates®, 1,0µm, IOS | PS, cellGrade plus surface, even walls, | sterile, PC membrane, 13mm, pack of 48 | 1224 | 1 | 1 | Refer to Cope
6266255 | Insert single BRANDplates®, 1,0µm | PS, cellGrade plus surface, even walls, | sterile, PET membrane, 13mm, pack of 48 | 1224 | 1 | 1 | Refer to Cope
6266256 | Insert single BRANDplates®, 1,0µm, IOS | PS, cellGrade plus surface, even walls, | sterile, PET membrane, 13mm, pack of 48 | 1224 | 1 | 1 | Refer to Cope
6266257 | Insert single BRANDplates®, 3,0µm | PS, cellGrade plus surface, even walls, | sterile, PC membrane, 13mm, pack of 48 | 1224 | 1 | 1 | Refer to Cope
6266258 | Insert single BRANDplates®, 3,0µm, IOS | PS, cellGrade plus surface, even walls, | sterile, PC membrane, 13mm, pack of 48 | 1224 | 1 | 1 | Refer to Cope
6266259 | Insert single BRANDplates®, 3,0µm | PS, cellGrade plus surface, even walls, | sterile, PET membrane, 13mm, pack of 48 | 1224 | 1 | 1 | Refer to Cope
6266260 | Insert single BRANDplates®, 3,0µm, IOS | PS, cellGrade plus surface, even walls, | sterile, PET membrane, 13mm, pack of 48 | 1224 | 1 | 1 | Refer to Cope
6266261 | Insert single BRANDplates®, 8,0µm | PS, cellGrade plus surface, even walls, | sterile, PC membrane, 13mm, pack of 48 | 1224 | 1 | 1 | Refer to Cope
6266262 | Insert single BRANDplates®, 8,0µm, IOS | PS, cellGrade plus surface, even walls, | sterile, PC membrane, 13mm, pack of 48 | 1224 | 1 | 1 | Refer to Cope
6266263 | Insert single BRANDplates®, 8,0µm | PS, cellGrade plus surface, even walls, | sterile, PET membrane, 13mm, pack of 48 | 1224 | 1 | 1 | Refer to Cope
6266264 | Insert single BRANDplates®, 8,0µm, IOS | PS, cellGrade plus surface, even walls, | sterile, PET membrane, 13mm, pack of 48 | 1224 | 1 | 1 | Refer to Cope
6266265 | Insert strips of 4 BRANDplates® 0,4µm | PS, cellGrade plus surface, even walls, | sterile, PC membrane, 9mm, pack of 12 | 1224 | 1 | 1 | Refer to Cope
6266266 | Insert strips of 4 BRANDplates® 0,4µm,IOS | PS, cellGrade plus surface, even walls, | sterile, PC membrane, 9mm, pack of 12 | 1224 | 1 | 1 | Refer to Cope
6266267 | Insert strips of 4 BRANDplates® 0,4µm | PS, cellGrade plus surface, even walls, | sterile, PET membrane, 9mm, pack of 12 | 1224 | 1 | 1 | Refer to Cope
6266268 | Insert strips of 4 BRANDplates® 0,4µm,IOS | PS, cellGrade plus surface, even walls, | sterile, PET membrane, 9mm, pack of 12 | 1224 | 1 | 1 | Refer to Cope
6266269 | Insert strips of 4 BRANDplates® 1,0µm | PS, cellGrade plus surface, even walls, | sterile, PC membrane, 9mm, pack of 12 | 1224 | 1 | 1 | Refer to Cope
6266270 | Insert strips of 4 BRANDplates® 1,0µm | PS, cellGrade plus surface, even walls, | sterile, PET membrane, 9mm, pack of 12 | 1224 | 1 | 1 | Refer to Cope
6266271 | Insert strips of 4 BRANDplates® 3,0µm | PS, cellGrade plus surface, even walls, | sterile, PC membrane, 9mm, pack of 12 | 1224 | 1 | 1 | Refer to Cope
6266272 | Insert strips of 4 BRANDplates® 3,0µm | PS, cellGrade plus surface, even walls, | sterile, PET membrane, 9mm, pack of 12 | 1224 | 1 | 1 | Refer to Cope
6266273 | Insert strips of 4 BRANDplates® 8,0µm | PS, cellGrade plus surface, even walls, | sterile, PC membrane, 9mm, pack of 12 | 1224 | 1 | 1 | Refer to Cope
6266274 | Insert strips of 4 BRANDplates® 8,0µm | PS, cellGrade plus surface, even walls, | sterile, PET membrane, 9mm, pack of 12 | 1224 | 1 | 1 | Refer to Cope
6266275 | Reservoir, 1 chamber, 220ml | PP, 96-well, pyramid bottom, | DNase-, RNase free, pack of 10 | 913 | 1 | 1 | Refer to Cope
6266276 | Reservoir, 12 chambers, 6ml | PP, pyramid bottom, low profile, | DNase-, RNase free, pack of 10 | 913 | 1 | 1 | Refer to Cope
6266277 | Reservoir, 4 chambers, 60ml | PP, pyramid bottom, DNase-, | RNase free, pack of 10 | 913 | 1 | 1 | Refer to Cope
6266278 | Reservoir, 6 chambers, 40ml | PP, pyramid bottom, DNase-, | RNase free, pack of 10 | 913 | 1 | 1 | Refer to Cope
6266279 | Reservoir, 1 chamber, 50ml | PP, flat bottom, low profile, | DNase-, RNase free, pack of 10 | 913 | 1 | 1 | Refer to Cope
6266300 | Whirl-Pak®Thilo-Bag®sample bags 75x185 mm | with writing field, PE, sterile, | capacity 100 ml, pack of 100 | 513 | 1 | 1 | See Cope Price List WR290-02
6266301 | Whirl-Pak®Thio-Bag®sample bags 115x230 mm | with writing field, PE, sterile, | capacity 100 ml, pack of 100 | 513 | 1 | 1 | See Cope Price List WR290-11
6266302 | Whirl-Pak® sample bags 150x380 mm | w/o writing field, PE, sterile, | capacity 1240 ml, pack of 500 | 511 | 1 | 1 | See Cope Price List BA104-27
6266303 | Whirl-Pak® sample bags 150x230 mm | with writing field, PE, sterile, | capacity 710 ml, free standing,pack of 500 | 512 | 1 | 1 | See Cope Price List BA107-19
6266304 | Whirl-Pak® sample bags 254x380 mm | with writing field, sterile, | volume 2720 ml, pack of 250 | 511 | 1 | 1 | See Cope Price List BA105-31
6266310 | Cell Density Meter | for Micro-volume |  | 1315 | 1 | 1 | 795.03
6266311 | Cell Density Meter | for Cuvette |  | 1315 | 1 | 1 | #N/A
6266312 | Cell Density Meter | for Cuvette & Micro-Volume |  | 1315 | 1 | 1 | 1130.81
6266313 | Software for Cell Density Meter |  |  | 1315 | 1 | 1 | 246.35
6266314 | Universal cabinet UF1060 | +20...+300°C, 1060 ltr. | laboured air circulation | 788 | 1 | 1 | 11050.81
6266337 | Stainless steel grid | for model size 1040x850 | (for good air circulation) | 799 | 1 | 1 | 576.45
6266373 | Dialysis Membrane Tubing OrDial D35 | MWCO: 3500, flat width 25mm, | roll á 15m | 1214 | 1 | 1 | 188.64
6266374 | Dialysis Membrane tubing OrDial D35 | MWCO 3500, flat width 25mm, | roll á 30m | 1214 | 1 | 1 | 244.35
6266375 | Dialysis Membrane tubing OrDial D35 | MWCO 3500, flat width 44mm, | roll á 15m | 1214 | 1 | 1 | 192.69
6266376 | Dialysis Membrane tubing OrDial D35 | MWCO 3500, flat width 44mm, | roll á 30m | 1214 | 1 | 1 | 250.97
6266377 | Dialysis Membrane tubing OrDial D35 | MWCO 3500, flat width 55mm, | roll á 15m | 1214 | 1 | 1 | 186.58
6266378 | Dialysis Membrane tubing OrDial D80 | MWCO 6-8000, flat width 25mm, | roll á 15m | 1214 | 1 | 1 | 134.89
6266379 | Dialysis Membrane tubing OrDial D80 | MWCO 6-8000, flat width 25mm, | roll á 30m | 1214 | 1 | 1 | 172.39
6266380 | Dialysis Membrane tubing OrDial D80 | MWCO 6-8000, flat width 34mm, | roll á 15m | 1214 | 1 | 1 | 134.89
6266381 | Dialysis Membrane tubing OrDial D80 | MWCO 6-8000, flat width 34mm, | roll á 30m | 1214 | 1 | 1 | 172.39
6266382 | Dialysis Membrane tubing OrDial D80 | MWCO 6-8000, flat width 44mm, | roll á 15m | 1214 | 1 | 1 | 148.02
6266383 | Dialysis Membrane tubing OrDial D80 | MWCO 6-8000, flat width 44mm, | roll á 30m | 1214 | 1 | 1 | 182.6
6266384 | Dialysis Membrane tubing OrDial D80 | MWCO 6-8000, flat width 55mm, | roll á 15m | 1214 | 1 | 1 | 178.15
6266385 | Dialysis Membrane tubing OrDial D80 | MWCO 6-8000, flat width 55mm, | roll á 30m | 1214 | 1 | 1 | 212.54
6266386 | Dialysis Membrane Tubing OrDial D14 | MWCO: 12-14000, flat width 10mm, | roll á 15m | 1214 | 1 | 1 | 204.4
6266387 | Dialysis Membrane Tubing OrDial D14 | MWCO: 12-14000, flat width 10mm, | roll á 30m | 1214 | 1 | 1 | 280.96
6266388 | Dialysis Membrane Tubing OrDial D14 | MWCO: 12-14000, flat width 25mm, | roll á 15m | 1214 | 1 | 1 | 181.02
6266389 | Dialysis Membrane Tubing OrDial D14 | MWCO: 12-14000, flat width 25mm, | roll á 30m | 1214 | 1 | 1 | 250.97
6266390 | Dialysis Membrane Tubing OrDial D14 | MWCO: 12-14000, flat width 34mm, | roll á 15m | 1214 | 1 | 1 | 181.02
6266391 | Dialysis Membrane Tubing OrDial D14 | MWCO: 12-14000, flat width 34mm, | roll á 30m | 1214 | 1 | 1 | 250.97
6266392 | Dialysis Membrane Tubing OrDial D14 | MWCO: 12-14000, flat width 44mm, | roll á 15m | 1214 | 1 | 1 | 181.02
6266393 | Dialysis Membrane Tubing OrDial D14 | MWCO: 12-14000, flat width 44mm, | roll á 30m | 1214 | 1 | 1 | 250.97
6266394 | Dialysis Membrane Tubing OrDial D14b | MWCO: 12-14000, flat width 10mm, | roll á 30m | 1214 | 1 | 1 | 251.55
6266395 | Dialysis Membrane Tubing OrDial D14b | MWCO: 12-14000, flat width 25mm, | roll á 30m | 1214 | 1 | 1 | 135.93
6266396 | Dialysis Membrane Tubing OrDial D14b | MWCO: 12-14000, flat width 32mm, | roll á 30m | 1214 | 1 | 1 | 141.97
6266397 | Dialysis Membrane Tubing OrDial D14b | MWCO: 12-14000, flat width 40mm, | roll á 30m | 1214 | 1 | 1 | 161.23
6266398 | Dialysis Membrane Tubing OrDial D14b | MWCO: 12-14000, flat width 80mm, | roll á 15m | 1214 | 1 | 1 | 191.84
6266417 | Basket A 219 mm | for autoclaves HG 113/133 |  | 1097 | 1 | 1 | 447.11
6266418 | Basket B 269 mm | for autoclaves HG 113/133 |  | 1097 | 1 | 1 | 479.04
6266419 | Basket B with bowl 269 mm | for autoclaves HG 113/133 |  | 1097 | 1 | 1 | 530.13
6266420 | Loadmaster lifting device | HG series 113/133L |  | 1097 | 1 | 1 | 4421.25
6266426 | Cleaning-and Disinfection automate PG 8583 | white, hw-connection, ultra-pure water-connection | powder dosing | 1088 | 1 | 1 | 6447.72
6266427 | Cleaning-and Disinfection automate PG 8583 | white, hw connection, ultrapure water-connection | fluid dosing | 1088 | 1 | 1 | 6742.51
6266428 | Cleaning-and Disinfection automate PG 8583 | stainless steel,hw connection, up water-connection | powder dosing | 1088 | 1 | 1 | 6780.14
6266429 | Cleaning-and Disinfection automate PG 8583 | stainless steel,hw connection, up water-connection | fluid dosing | 1088 | 1 | 1 | 7068.66
6266430 | Cleaning-and Disinfection automate PG 8583 | stainless steel,hw connection, up water pump | powder dosing | 1088 | 1 | 1 | 6949.49
6266431 | Cleaning-and Disinfection automate PG 8583 | stainless steel,hw connection, up water pump | fluid dosing | 1088 | 1 | 1 | 7238
6266432 | Cleaning-and Disinfection automate PG 8583 | stainless steel,hw connection, up water-connection | powder dosing, oil applications | 1088 | 1 | 1 | 7507.7
6266433 | Cleaning-and Disinfection automate PG 8583 | stainless steel,hw connection, up water-connection | fluid dosing, oil applications | 1088 | 1 | 1 | 7802.49
6266434 | Set PG 8593 AE DOS, const. of | Cleaning-and Disinfection automate PG 8593 AE | with 1 integrated dosing pump, dosing module | 1088 | 1 | 1 | 11220.79
6266435 | Set PG 8593 AE CM DOS, const. of | Cleaning-and Disinfection automate PG 8593 AE CM | with 1 integrated dosing pump, conductibility | 1088 | 1 | 1 | 11741.37
6266436 | Set PG 8593 AE OIL DOS, const. of | Cleaning-and Disinfection automate PG 8593 AE OIL | with 1 integrated dosing pump for oil applications | 1088 | 1 | 1 | 11948.35
6266437 | Upper basket/Module A 100 | for max. 2 injector module or inserts | 141x528x525 mm | 1089 | 1 | 1 | 601.92
6266438 | Upper basket/mount A 101 | front wall open, for inserts, | height adjustable, 206x528x527mm | 1089 | 1 | 1 | 452.99
6266439 | Upper basket/mount A 102 | front wall open, for inserts, | height adjustable, 206x528x527mm | 1089 | 1 | 1 | 452.99
6266440 | Upper basket/mount A 103 | front wall open, for inserts, | height adjustable, 133x528x528mm | 1089 | 1 | 1 | 452.99
6266441 | Lower basket/Module A 150 | for max. 2 injector module or inserts | 154x529x546mm | 1089 | 1 | 1 | 515.93
6266442 | Lower basket/Module A 151 | for DIN-sieve dish or inserts | 88x529x522mm | 1089 | 1 | 1 | 355.42
6266443 | Cleaning nozzle A 802 | for injector module | 187x30x15mm | 1089 | 1 | 1 | 58.77
6266444 | Carriage A 202 for sieve dish | Luer-Lock connection, | integrated washing arm | 1089 | 1 | 1 | 833.43
6266445 | Module/Pipettes A 303 | 185x225x471mm |  | 1089 | 1 | 1 | 1034.9
6266446 | Module/Vials A 304 | 130x222x471mm |  | 1089 | 1 | 1 | 1492.76
6266447 | Module/Measuring cylinder A 306 | 418x235x471mm |  | 1089 | 1 | 1 | 1818.91
6266448 | Carriage A 200 | for 38 pipettes in 3 lines | 397x529x546mm | 1089 | 1 | 1 | 1912.99
6266449 | Module/Laboratory glass 2x4, A 300 | 241x200x479mm, useable | with A 100 and A 150 | 1089 | 1 | 1 | 439.05
6266450 | Module/Laboratory glass 2x4, A 300/1 | 242x178x479mm, useable | with A 100 and A 150 | 1089 | 1 | 1 | 341.48
6266451 | Module/Laboratory glass 3x6, A 301 | 241x232x479mm, useable | with A 100 and A 150 | 1089 | 1 | 1 | 595.3
6266452 | Module/Laboratory glass 3x6, A 301/1 | 181x216x479mm, useable | with A 100 and A 150 | 1089 | 1 | 1 | 641.61
6266453 | Module/Laboratory glass 3x6, A 301/2 | 181x220x479mm, useable | with A 100 and A 150 | 1089 | 1 | 1 | 476.24
6266454 | Module/Laboratory glass 3x6, A 301/3 | 261x180x479mm, useable | with A 100 and A 150 | 1089 | 1 | 1 | 1549.21
6266455 | Module/Laboratory glass 4x8, A 302 | 132x215x479mm, useable | with A 100 and A 150 | 1089 | 1 | 1 | 515.93
6266456 | Module/Laboratory glass 4x8, A 302/1 | 181x235x479mm, useable | with A 100 and A 150 | 1089 | 1 | 1 | 1235.6
6266457 | Dosing module DOS K 85/1 | suction lance 200mm for 5L canister | cable 3m, suction line 1,80m | 1089 | 1 | 1 | 734.21
6266458 | Dosing module DOS K 85 | suction lance 300mm for 5L/10L canister | cable 3m, suction line 1,80m | 1089 | 1 | 1 | 734.21
6266487 | Milk butyrometer 0-5%:0.05 |  |  | 1158 | 1 | 1 | 22.44
6266488 | Milk butyrometer 0-16%:0,2 |  |  | 1158 | 1 | 1 | 21.21
6266489 | Ice-cream butyrometer Köhler | measuring method, 0-15%:0,2 F |  | 1159 | 1 | 1 | 24.6
6266490 | Cheese butyrometer "van Gulik/DIN" | 0-40%:0.5 with stopper and beaker | calibrated | 1159 | 1 | 1 | 41.73
6266491 | Milk sample slave 1 ml | d | d | 1156 | 1 | 1 | 69.62
6266492 | Milk sample slave 2 ml | brass nickel-plated, with valve, | sterilizable | 1156 | 1 | 1 | 73.23
6266493 | Milk sample slave 4 ml | brass nickel-plated, with valve, | sterilizable | 1156 | 1 | 1 | 75.67
6266494 | Milk sample slave 5 ml | brass nickel-plated, with valve, | sterilizable | 1156 | 1 | 1 | 82.93
6266495 | Milk sample slave 10 ml | brass nickel-plated, with valve, | sterilizable | 1156 | 1 | 1 | 109.6
6266496 | Milk sample slave 20 ml | brass nickel-plated, with valve, | sterilizable | 1156 | 1 | 1 | 119.64
6266497 | Milk sample slave 40 ml | brass nickel-plated, with valve, | sterilizable | 1156 | 1 | 1 | 121.57
6266498 | Milk sample slave 50 ml | brass nickel-plated, with valve, | sterilizable | 1156 | 1 | 1 | 124.19
6266499 | Milk sample slave 100 ml | brass nickel-plated, with valve, | sterilizable | 1156 | 1 | 1 | 196.55
6266500 | Milk sample bottle 50ml, | AR glass, 4 ring marks |  | 1156 | 1 | 1 | 1.84
6266501 | Stopper to milk sample bottle 50ml (02.11002) |  |  | 1156 | 1 | 1 | 1.66
6266502 | Milk sample bottle 50ml, | plastic with snap lid |  | 1156 | 1 | 1 | 1.16
6266503 | Bottle carrier rack for 3x7 | milk sample bottles, stainless steel | compartment size 35x35mm | 1156 | 1 | 1 | 49.53
6266504 | Bottle carrier rack for 4x7 | milk sample bottles, stainless steel | compartment size 35x35mm | 1156 | 1 | 1 | 59.23
6266505 | Bottle carrier rack for 11x11 | milk sample bottles, stainless steel | compartment size 35x35mm | 1156 | 1 | 1 | 99.99
6266506 | Water bath WB 22 pump, 22 Ltr. | 1100 W, with stand and circulation pump | 49x29x15cm | 1157 | 1 | 1 | 796.87
6266507 | Butyrometer rack for | 8 samples of stainless steel |  | 1157 | 1 | 1 | 103.99
6266508 | Butyrometer rack for | 20 samples of stainless steel |  | 1157 | 1 | 1 | 117
6266509 | Bottom plate to water bath WB22 | necessary |  | 1157 | 1 | 1 | 117
6266568 | LLG-folded tissues, high white | extra suction strong, 3 layers, | ca.22x42 cm, box of 100 tissues, pack of 20 | 1070 | 1 | 1 | 69.03
6266569 | VACUU·LAN® extractor module VCL A | with connecting element A 5 and | function element C9 | 983 | 1 | 1 | Refer to Cope
6266570 | VACUU·LAN® Shut-off module VCL K | with connection element A5, M35 x 1,5 | existing of A5, B1, C1, D1 | 983 | 1 | 1 | Refer to Cope
6266571 | Remote Control VACUU·CONTROL® WLAN | Sub-D 9-pole, incl. adapter, cable |  | 988 | 1 | 1 | Refer to Cope
6266572 | Remote Control VACUU·CONTROL® LAN | Sub-D 9-pole, incl. crossover adapter | w. RJ45 socket, LAN patch cable | 988 | 1 | 1 | Refer to Cope
6266573 | VHCpro 8-channel tip adapter | with ejector |  | 1233 | 1 | 1 | Refer to Cope
6266574 | BVC-Shuttle, mobile | underframe for BVC |  | 1233 | 1 | 1 | Refer to Cope
6266590 | "Industry" sampler,aluminium telescopic rods | length 70-180 cm |  | 507 | 1 | 1 | 55.6
6266605 | ADAMANT TLC precoated plates | thickness of layer: 0.25 mm size: 10x20 cm | pack of 50 | 1390 | 1 | 1 | 201.23
6266611 | LLG-Swimming balls, PP, Ø20mm | for 100qmm surface, temp. | resistant up to +100°C, pack of 250 | 758 | 1 | 1 | 23.36
6266640 | LLG-Overall titrex® pro size 2 (M) | SMS material 3 layer, white, | pack of 5 | 231 | 1 | 1 | 20.67
6266641 | LLG-Overall titrex® pro size 3 (L) | SMS-material 3-layer, white | pack of 5 | 231 | 1 | 1 | 20.67
6266642 | LLG-Overall titrex® pro size 4 (XL) | SMS-Material 3-layer, white, | pack of 5 | 231 | 1 | 1 | 20.67
6266643 | LLG-Overall titrex® pro size 5 (XXL) | SMS-Material 3-layer, white | pack of 5 | 231 | 1 | 1 | 20.67
6266644 | LLG-Overall titrex® pro size 6 (XXXL) | SMS-Material 3-layer, white, | pack of 5 | 231 | 1 | 1 | 20.67
6266645 | Set pH-Meter HandyLab 700, HL700AL90pH | with Aqualine 90pH, SKK K1A | and DIN buffer solutions in ampullae | 287 | 1 | 1 | Refer to Cope
6266646 | Set pH-Meter HandyLab 750, HL750AL90pH | with Aqualine 90pH, SKK K1A | and DIN buffer solutions in ampullae | 287 | 1 | 1 | Refer to Cope
6266647 | Set pH-Meter HandyLab 780, HL780AL90pH | with Aqualine 90pH, SKK K1A | and DIN buffer solutions in ampullae | 337 | 1 | 1 | Refer to Cope
6266668 | Universal tissue blue/white | 38x38cm, | Pack á 10 tissues | 1066 | 1 | 1 | 8.92
6266669 | Universal tissue red/white | 38x38cm, | Pack á 10 tissues | 1066 | 1 | 1 | 8.92
6266670 | Universal tissue green/white | 38x38cm, | Pack á 10 tissues | 1066 | 1 | 1 | 8.92
6266671 | Universal tissue yellow/white | 38x38cm, | Pack á 10 tissues | 1066 | 1 | 1 | 8.92
6266672 | Sponge with handle, green/yellow | 15x9x4cm, pack of 10 |  | 1066 | 1 | 1 | 7.63
6266673 | Sponge with handle, green/yellow | 9.5x7x4.5cm, pack of 10 |  | 1066 | 1 | 1 | 3.83
6266674 | Multitex® tissue Ultra z 70 | white, ca. 35x30cm, disposable tissue | box of 76 tissues, pack of 12 | 1067 | 1 | 1 | 93.17
6266675 | Multitex® roll Ultra z 70 | white, disposable tissues | 500 tears á 41/38cm | 1067 | 1 | 1 | 74.41
6266676 | Unitex® tissue, turquoise | ca. 38x30cm, disposable tissue | box 50 tissues, pack of 4 | 1066 | 1 | 1 | 31.38
6266677 | Unitex® roll, turquoise | disposable tissues | 500 tears á 39/32,5cm | 1068 | 1 | 1 | 68.47
6266678 | Washing up liquid HS citro, 1 Ltr. |  |  | 1066 | 1 | 1 | 2.67
6266679 | Pipet Box 150-200mm | aluminium |  | 862 | 1 | 1 | 31.38
6266680 | Pipet Box 235-305mm | aluminium |  | 862 | 1 | 1 | 36.52
6266681 | Pipet Box 315-385mm | aluminium |  | 862 | 1 | 1 | 39.56
6266682 | Pipet Box 315-485mm | aluminium |  | 862 | 1 | 1 | 41.77
6266706 | LLG-Timer, with writing field | 4 channels |  | 389 | 1 | 1 | 34.17
6266707 | LLG-Timer, with vibrating alert | 1 channel |  | 389 | 1 | 1 | 36.21
6266708 | Vacuum system SC 950 | with wireless remote control, | Rpm-controlled, 100-240V | 974 | 1 | 1 | 7289.43
6266733 | Disposable reaction tubes 0,5 ml | PP, PLASTIBRAND, colourless, | safety closure, pack of 500 | 1278 | 1 | 1 | 27.41
6266734 | Disposable reaction tubes 2 ml | PP, PLASTIBRAND, colourless, | safety closure, pack of 500 | 1278 | 1 | 1 | 28.63
6266735 | Screw cap, transparent, | w. Safety lock, non-sterile, | silicone sealing, pack of 1000 | 1280 | 1 | 1 | 149.23
6266736 | Screw cap, blue, | w. Safety lock, non-sterile, | silicone sealing, pack of 1000 | 1280 | 1 | 1 | 149.23
6266737 | Screw cap, green, | w. Safety lock, non-sterile, | silicone sealing, pack of 1000 | 1280 | 1 | 1 | 149.23
6266739 | Screw cap, red, | w. Safety lock, non-sterile, | silicone sealing, pack of 1000 | 1280 | 1 | 1 | 149.23
6266740 | Screw cap, yellow, | w. Safety lock, non-sterile, | silicone sealing, pack of 1000 | 1280 | 1 | 1 | 149.23
6266801 | PickMaxX II | Picking-tool for cell colonies |  | 1245 | 1 | 1 | #N/A
6266802 | PickMaxX II combs 96-format | sterile, pack of 10 sets á 8 combs |  | 1245 | 1 | 1 | 148.47
6266805 | Wide-mouth glass bottle 500ml, DURAN® | double-walled, GLS 80, with | screw cap and pouring ring PP blue | 67 | 1 | 1 | 329.27
6266806 | Wide-mouth glass bottle 1000ml, DURAN® | double-walled, GLS 80, with | screw cap and pouring ring PP blue | 67 | 1 | 1 | 411.19
6266807 | Balance brush size 2 / 6mm | oval |  | 364 | 1 | 1 | 8.89
6266808 | Balance brush size 6 / 12mm | oval |  | 364 | 1 | 1 | 16.04
6266809 | Block QBE5, 12 holes | for 5,0 ml Eppendorf tubes |  | 1301 | 1 | 1 | Refer to Cope
6266815 | Culture bottles 45x27mm | with aluminium screw cap, | pack of 100 | 27 | 1 | 1 | 165.17
6266816 | Culture bottles 75x27mm | with aluminium screw cap, | pack of 100 | 27 | 1 | 1 | 171.71
6266817 | Easyflame CP 250 adapter |  |  | 134 | 1 | 1 | 119.69
6266818 | Schuett easyflame flame plus sterilizer | mobile |  | 134 | 1 | 1 | 411.17
6266825 | Balance brush set, oval, cons. of | size 2 / 6mm, size 4 / 9mm, | size 6 / 12mm | 364 | 1 | 1 | 30.29
6266840 | Autoclave HMT 232 N | tabletop unit, semi-automatic, | chamber volume: 16l | 1095 | 1 | 1 | 3125.15
6266864 | LLG-Crimp Neck Vial N 8, 1,2ml, O.D.: 8.2mm, | outer height: 40 mm, brown, flat bottom, | pack of 100 | 1333 | 1 | 1 | 18.46
6266865 | LLG-Alu-Vials closure N8, 45° shore A | 1,3mm, with hole, silicone white/PTFE red | slotted, pack of 100 | 1333 | 1 | 1 | 30.35
6266866 | LLG-Screw cap 8 mm, PP, black | with hole, natural rubber red-orange/TFE | with septum, transparent, 1,3 mm, pack of 100 | 1334 | 1 | 1 | 14.94
6266867 | LLG-Screw cap 8 mm, PP, black | closed, thread 8-425, natural rubber | red/orange TFE transp., 60° shore, pack of 100 | 1334 | 1 | 1 | 15.67
6266868 | LLG-TPX Short Thread vial, 32 x 11,6mm, | with integrated 0.2ml glass micro insert, | 15mm tip, pack of 100 | 1335 | 1 | 1 | 47.67
6266869 | LLG-Screw-neck vial SureStop 1,5 ml, clear | 32x11,6 mm, first hydrolytic class,wide | opening, with over-rev protection,pack of 100 | 1335 | 1 | 1 | 15.49
6266870 | LLG-Short thread screw-caps 9 mm, PP | blue, with hole, silicone white/ | PTFE red, pack of 100 | 1335 | 1 | 1 | 36.48
6266871 | LLG-2in1 KIT: 1,5ml Short Thread vial ND9, brown | + KGW-cap, Ultra Clean, blue, consisting of: | 11 09 0520 + 09 15 0838, pack of 100 | 1337 | 1 | 1 | 32.64
6266872 | LLG-Short thread screw cap 9 mm, PP | transparent, w.hole, natural rubber red-orange, | TEF transparent, 60 shore A, 1,0 mm, pack of 100 | 1336 | 1 | 1 | 15.46
6266873 | High precision tweezers 120 mm | fine tip, strong, stainless steel | anti-magnetic, anti acid | 125 | 12 | 1 | 22.1
6266874 | High precision tweezers 120 mm | rounded tip, flat, stainless steel | anti-magnetic, anti acid | 125 | 12 | 1 | 22.1
6266875 | High precision tweezers 110 mm | very sharp fine tip, strong, stainless steel | anti-magnetic, anti acid | 125 | 12 | 1 | 22.44
6266876 | High precision tweezers 110 mm | extra fine tip, stainless steel | anti-magnetic, anti acid | 125 | 12 | 1 | 26.3
6266877 | High precision tweezers 115 mm | very fine curved 45° tip, stainless steel | anti-magnetic, anti acid | 125 | 1 | 1 | 29.24
6266878 | Tweezer 130mm | anti-magnetic, anti acid, with | strong replaceabte tip type carbon fibre | 125 | 12 | 1 | 26.07
6266879 | Tweezer 130mm | anti-magnetic, anti acid, with strong sharp | strong replaceabte tip type carbon fibre | 125 | 1 | 1 | 26.07
6266880 | Tip set for replaceable tip tweezers | const. of 2 tips, 3 screws for 6.266 878 |  | 125 | 1 | 1 | 9.52
6266881 | Tip set for replaceable tip tweezers | const. of 2 tips, 3 screws for 6.266 879 |  | 125 | 1 | 1 | 9.52
6266882 | Swab 71mm, pointed end | head PU foam, 3.7 x 3.7 mm, | handle nylon, pack of 125 | 1055 | 10 | 1 | 44.1
6266883 | LLG-PP screw cap, blue 6 mm hole | 9 mm closure, natural rubber | red-orange/TEF clear 60°shore A, 1,0 mm | 1336 | 1 | 1 | 15.09
6266884 | All-purpose Swab 70mm, round tip | head polyester knit, 2.4 x 3.0 mm, | handle PP, pack of 125 | 1055 | 10 | 1 | 34.57
6266885 | All-purpose Swab 70mm, round tip | head polyester knit, 1.6 x 3.0 mm, | handle PP, pack of 125 | 1055 | 10 | 1 | 34.57
6266886 | All-purpose Swab 70mm, round flexible tip | head polyester nonwoven, 1.0 x 3.0 mm, | handle PP, pack of 125 | 1055 | 10 | 1 | 33.77
6266887 | All-purpose Swab 70mm, round tip | head PU foam, 3.3 x 3.5 mm, | handle PP, pack of 125 | 1055 | 10 | 1 | 29.8
6266888 | Swab 80mm, pointed tip head PU foam | 2.7 x 3.3 mm, handle PP, pack of 125 |  | 1055 | 10 | 1 | 32.53
6266889 | Swab 68mm, round tip | head PU foam, 2.5 x 3.0 mm, | handle PP, pack of 125 | 1055 | 10 | 1 | 32.07
6266890 | Nitrous fumes 0.2/a | 0.2 - 6 ppm, 5 - 30 ppm | pack of 10 | 1104 | 1 | 1 | 77.91
6266893 | Precision balance Adventurer® AX223/E | 220 g / 1 mg, external calibration | weighing plate dia. 130mm | 349 | 1 | 1 | See Cope Price List BB576-11
6266904 | Replacement head 43x21x20mm | punched in wood | for Hinge glasses brush | 1072 | 10 | 1 | 17.68
6266905 | 2in1-Refractometer-Polarimeter RePo-1 | Angle of Rotation -5...+5°,Int.sugar scale | -130...+130°Z, Brix 0...85%, temperature +15...+40 | 1035 | 1 | 1 | 1683.86
6266906 | Digital benchtop refractometer RX-5000i | 0.00 - 100.00% Brix, 1.32422 - 1.58000 nD | measurement accuracy: nD ±0.00002, Brix ±0.01% | 1031 | 1 | 1 | 13096.58
6266907 | Microscop BA210E trinocular | N-WF10X/20mm, trinocular tubus, | type Siedentopf | 1013 | 1 | 1 | 1111.76
6266908 | Zoom stereo microscope SMZ-161-BLED | biinocular head, widefield eyepieces | WF10X/20mm | 1015 | 1 | 1 | 721.51
6266909 | Protecting glasses AS/AF/UV | disc: acetate+polycarbonate clear, gastight | scratch-resistant, with indirect venting | 189 | 1 | 1 | 18.13
6266910 | Humidity logger EBI 300 TH | incl. humidistat TPH400 |  | 385 | 1 | 1 | 140.61
6266911 | Temperature logger EBI 300 TE | incl. temperature sensor |  | 385 | 1 | 1 | 140.61
6266912 | Humidity logger EBI 310 TH | incl. humidistat TPH400 |  | 386 | 1 | 1 | 325.8
6266913 | Temperature logger EBI 310 TE | incl. temperature sensor |  | 386 | 1 | 1 | 301.84
6266914 | Standrad pH-tester PHX 800 | pH 0...14, accuracy 0,1 pH | 170x32x15mm | 277 | 1 | 1 | 88.68
6266915 | pH meter set ST 1000 | const. of PHT810+AT206 |  | 278 | 1 | 1 | 431.47
6266916 | Test tube rack OneRack | for 72 tubes of 13mm Ø | blue, POM, 104x202x59mm | 249 | 1 | 1 | 22.89
6266917 | Test tube rack OneRack | for 72 tubes of 16mm Ø | blue, POM, 127x250x70mm | 249 | 1 | 1 | 22.89
6266918 | Test tube rack OneRack | for 40 tubes of 20mm Ø | blue, POM, 100x252x83mm | 249 | 1 | 1 | 22.89
6266919 | Test tube rack OneRack | for 40 tubes of 25mm Ø | blue, POM, 120x300x92mm | 249 | 1 | 1 | 24.88
6266920 | Test tube rack OneRack | for 24 tubes of 30mm Ø | blue, POM, 110x282x85mm | 249 | 1 | 1 | 24.88
6266921 | Thermometer TFX 422C | conformity evaluation, incl. | Pt 1000 sensor, 60cm cable | 379 | 1 | 1 | 472.94
6266922 | Thermometer TFX 422C | conformity evaluation, incl. | Pt 1000 sensor, 150cm cable | 379 | 1 | 1 | 472.94
6266984 | Dimroth Condensers with Cone, Cone NS 71/51 | Extractor ml 1000ml, with olive |  | 601 | 1 | 1 | 143.17
6266985 | Spare plug NS 29.2, PTFE | hole 10.0 mm | for stopcocks | 614 | 1 | 1 | 59.9
6266986 | Glass stopcock, massive, NS 29.2 | hole 10.0mm |  | 614 | 1 | 1 | 26.45
6266987 | Half-mask body size S | one-piece, Quick Release | series 6500QL | 198 | 1 | 1 | 36.71
6266988 | Half-mask body size M | one-piece, Quick Release | series 6500QL | 198 | 1 | 1 | 36.71
6266989 | Half-mask body size L | one-piece, Quick Release | series 6500QL | 198 | 1 | 1 | 36.71
6266990 | Floor stand with | waste bag holter | for rolls up to 42cm width | 1069 | 1 | 1 | 87.44
6266991 | Wall wide holder with | waste bag holter | for rolls up to 42cm width | 1069 | 1 | 1 | 59.36
6266993 | Laboratory syringe pump SP1090 | single-channel micro syringe pump, | 2 flow directions, for syringes 5µl-60ml | 962 | 1 | 1 | 2422.29
6266994 | Controller TJS, | Grafic LCD display, for | Laboratory syringe pump SP1090 | 962 | 1 | 1 | 1195.96
6266995 | LLG-Serological pipettes type 2 | paper/plastic for cell culture | 1 ml, sterile, yellow, pack of 500 | 857 | 1 | 1 | 49.39
6266996 | LLG-Serological pipettes type 2 | paper/plastic for cell culture | 2 ml, sterile, green, pack of 500 | 857 | 1 | 1 | 50.5
6266997 | LLG-Serological pipettes type 2 | paper/plastic for cell culture | 5 ml, sterile, blue, pack of 250 | 857 | 1 | 1 | 43.17
6266998 | LLG-Serological pipettes type 2 | paper/plastic for cell culture | 10 ml, sterile, orange, pack of 200 | 857 | 1 | 1 | 36.84
6266999 | LLG-Serological pipettes type 2 | paper/plastic for cell culture | 25 ml, sterile, red, pack of 100 | 857 | 1 | 1 | 45.65
6267058 | PolySteribox® SH | with permanent filter |  | 1099 | 1 | 1 | 114.61
6267059 | PolySteribox® M | with permanent filter |  | 1099 | 1 | 1 | 144.83
6267061 | PolySteribox® XL | with permanent filter |  | 1099 | 1 | 1 | 240.99
6267065 | Fine dust adhaesive mat Nomad 4300, blue | 1150 x 600 mm, 40 ply, pack of 6 |  | 1055 | 1 | 1 | 898.34
6267066 | Fine dust adhaesive mat Nomad 4300, white | 1150 x 600 mm, 40 ply, pack of 6 |  | 1055 | 1 | 1 | 898.34
6267100 | LLG-Serological pipettes type 2 | paper/plastic for cell culture | 50 ml, sterile, violet, pack of 100 | 857 | 1 | 1 | 108.61
6267111 | LLG-Screw cap PP 10mm,black,with hole | Thread 10-425; Natural rubber red-orange/TEF | transparency, 60°shore A, 1,3mm,pack of 100 | 1338 | 1 | 1 | 18.86
6267112 | LLG-Screw cap PP 10mm,black,closed | Thread 10-425; Natural rubber red-orange/TEF | transparency, 60°shore A, 1,3mm,pack of 100 | 1338 | 1 | 1 | 21.13
6267113 | LLG-Alu rim caps 11 mm, colourless laquered | with hole, aluminium septa, 0,06mm | pack of 100 | 1340 | 1 | 1 | 30.12
6267114 | LLG-Alu rim caps 11 mm, colourless laquered | with hole, with transp. flat sealing, PTFE | virginal, 53° shore D, 0,25mm, pack of 100 | 1340 | 1 | 1 | 27.98
6267115 | LLG-PP-Microbottles 0,3 ml | 32x11,6mm, with snap ring | pack of 100 | 1340 | 1 | 1 | 16.25
6267116 | LLG-PE-Snap ring caps 11 mm | transparent, with hole, natural rubber red-orange | TFE transparent, pack of 100 | 1341 | 1 | 1 | 16.42
6267117 | LLG-Threaded bottle 4 ml, clear | 45 x 14,7 mm, writing field and filling mark | pack of 100 | 1342 | 1 | 1 | 17.13
6267118 | LLG-Spring for micro insert | 40 09 0146, 50x7,5mm, pack of 100 |  | 1342 | 1 | 1 | 12.19
6267119 | LLG-screw caps, 13 mm closure | PP,black,with hole, silicone white/ | PTFE blue, 55° shore A, 1,5mm, pack of 100 | 1342 | 1 | 1 | 47.52
6267120 | LLG-screw caps, 13 mm closure | PP,black,with hole, PTFE red/silicone white/ | PTFE red, 45° shore A, 1,0mm, pack of 100 | 1342 | 1 | 1 | 32.45
6267122 | LLG-Seal UltraClean 18 mm | magnetic, silver, closed | silicone white/PTFE red, pack of 100 | 1344 | 1 | 1 | 54.97
6267123 | Ultrasonic Cleaner Ultra 2000 | 450ml, stainless steel tank, | 3 min. time control | 192 | 1 | 1 | #N/A
6267124 | LLG-EPA threaded bottle 30 ml, clear | 1st hydrolytic class, | 72.5 x 27.5 mm, pack of 100 | 1348 | 1 | 1 | 33.96
6267125 | LLG-EPA threaded bottle 30 ml, amber | 1st hydrolytic class, | 72.5 x 27.5 mm, pack of 100 | 1348 | 1 | 1 | 57.26
6267126 | LLG-EPA threaded bottle 60 ml, clear | 1st hydrolytic class, | 140 x 27.5 mm, pack of 100 | 1348 | 1 | 1 | 61.6
6267127 | LLG-EPA thread bottle 60 ml, amber glass, | 1. hydrolytic class, | 140 x 27,5 mm, pack of 100 | 1348 | 1 | 1 | 72.37
6267129 | Disposable gloves size S (6-7) | Sempercare® nitrile, Nitrile, | blue,powder-free,sterile, pair, pack of 50 | 213 | 1 | 1 | 25.65
6267130 | Disposable gloves size M (7-8) | Sempercare® nitrile, Nitrile, | blue,powder-free,sterile, pair, pack of 50 | 213 | 1 | 1 | 25.65
6267131 | Disposable gloves size L (8-9) | Sempercare® nitrile, Nitrile, | blue,powder-free,sterile, pair, pack of 50 | 213 | 1 | 1 | 25.65
6267132 | Precision-ASTM-thermometer Type S500HL-14 | -20...+65°C in 1°C, 600-650 in 0,5 kg/m³, | 380 mm | 399 | 1 | 1 | 88.8
6267133 | Precision-ASTM-thermometer Type S501HL-14 | -20...+65°C in 1°C, 650-700 in 0,5 kg/m³, | 380 mm | 399 | 1 | 1 | 88.8
6267134 | Precision-ASTM-thermometer Type S502HL-14 | -20...+65°C in 1°C, 700-750 in 0,5 kg/m³, | 380 mm | 399 | 1 | 1 | 82.76
6267135 | Precision-ASTM-thermometer Type S503HL-14 | -20...+65°C in 1°C, 750-800 in 0,5 kg/m³, | 380 mm | 399 | 1 | 1 | 82.76
6267136 | Precision-ASTM-thermometer Type S504HL-14 | -20...+65°C in 1°C, 800-850 in 0,5 kg/m³, | 380 mm | 399 | 1 | 1 | 82.76
6267137 | Precision-ASTM-thermometer Type S505HL-14 | -20...+65°C in 1°C, 850-900 in 0,5 kg/m³, | 380 mm | 399 | 1 | 1 | 82.76
6267138 | Precision-ASTM-thermometer Type S506HL-14 | -20...+65°C in 1°C, 900-950 in 0,5 kg/m³, | 380 mm | 399 | 1 | 1 | 82.76
6267139 | Precision-ASTM-thermometer Type S507HL-14 | -20...+65°C in 1°C, 900-1000 in 0,5 kg/m³, | 380 mm | 399 | 1 | 1 | 82.76
6267140 | Precision-ASTM-thermometer Type S508HL-14 | -20...+65°C in 1°C, 1000-1050 in 0,5 kg/m³, | 380 mm | 399 | 1 | 1 | 88.8
6267141 | Precision-ASTM-thermometer Type S509HL-14 | -20...+65°C in 1°C, 1050-1100 in 0,5 kg/m³, | 380 mm | 399 | 1 | 1 | 88.8
6267142 | Precision-ASTM-thermometer Type S510HL-14 | -20...+65°C in 1°C, 775-825 in 0,5 kg/m³, | 380 mm | 399 | 1 | 1 | 82.76
6267160 | LLG Desiccant 1 to 3.15 mm | orange self-indicating gel, 1 kg | (breaked gel) | 993 | 1 | 1 | #N/A
6267161 | LLG Desiccant 1 to 3.15 mm | orange self-indicating gel, 3kg | (breaked gel) | 993 | 1 | 1 | #N/A
6267162 | LLG Desiccant 1 to 3.15 mm | orange self-indicating gel, 8kg | (breaked gel) | 993 | 1 | 1 | #N/A
6267163 | LLG Desiccant 1 to 3.15 mm | orange self-indicating gel, 25kg | (breaked gel) | 993 | 1 | 1 | #N/A
6267164 | Plastic-electrode AT 200 | pH 0...14, -5...+80°C, | Ø 12 mm, shank length 120mm | 278 | 1 | 1 | 172.33
6267165 | Laboratory-electrode AT 201 | pH 0...14, -15...+130°C, | Ø 12 mm, shank length 900mm | 278 | 1 | 1 | 166.18
6267166 | Tissue Culture plates 6-well, PS | 10,0cm², treated, sterile, | pack of 100 | 1221 | 1 | 1 | 96.52
6267167 | Tissue Culture plates 12-well, PS | 4,2cm², treated, sterile, | pack of 100 | 1221 | 1 | 1 | 100.43
6267168 | Tissue Culture plates 24-well, PS | 2,5cm², treated, sterile, | pack of 100 | 1221 | 1 | 1 | 100.43
6267169 | Tissue Culture plates 48-well, PS | 0,85cm², treated, sterile, | pack of 100 | 1221 | 1 | 1 | 108.13
6267170 | Tissue Culture plates 96-well, PS | 0,38cm², treated, sterile, | pack of 100 | 1221 | 1 | 1 | 96.52
6267171 | Tissue Culture plates 96-well, PS | 0,38cm², treated, sterile, | U-shaped, pack of 100 | 1221 | 1 | 1 | 119.74
6267172 | Tissue Culture Flasks 25 ml, PS | 12,5cm², treated, sterile, | with cap, pack of 10 | 1217 | 1 | 1 | 5.54
6267173 | Tissue Culture Flasks 25 ml, PS | 12,5cm², treated, sterile, | with vent cap, pack of 10 | 1217 | 1 | 1 | 6.7
6267174 | Tissue Culture Flasks 50 ml, PS | 25,0cm², treated, sterile, | with cap, pack of 10 | 1217 | 1 | 1 | 5.79
6267175 | Tissue Culture Flasks 50 ml, PS | 25,0cm², treated, sterile, | with vent cap, pack of 10 | 1217 | 1 | 1 | 7.13
6267176 | Tissue Culture Flasks 250 ml, PS | 75,0cm², treated, sterile, | with cap, pack of 5 | 1217 | 1 | 1 | 6.7
6267177 | Tissue Culture Flasks 250 ml, PS | 75,0cm², treated, sterile, | with vent cap, pack of 5 | 1217 | 1 | 1 | 7.76
6267178 | Tissue Culture Flasks 600 ml, PS | 182,0cm², treated, sterile, | with cap, pack of 5 | 1217 | 1 | 1 | 11.06
6267179 | Tissue Culture Flasks 600 ml, PS | 182,0cm², treated, sterile, | with vent cap, pack of 5 | 1217 | 1 | 1 | 13.32
6267180 | Filter units 250ml | Pore 0,22µm, PES, pack of 12 |  | 688 | 1 | 1 | 67.58
6267181 | Filter units 250ml | Pore 0,45µm, PES, pack of 12 |  | 688 | 1 | 1 | 67.58
6267182 | Filter units 500ml | Pore 0,22µm, PES, pack of 12 |  | 688 | 1 | 1 | 83.14
6267183 | Filter units 500ml | Pore 0,45µm, PES, pack of 12 |  | 688 | 1 | 1 | 83.14
6267184 | Filter units 1000ml | Pore 0,22µm, PES, pack of 12 |  | 688 | 1 | 1 | 121.96
6267185 | Filter units 1000ml | Pore 0,45µm, PES, pack of 12 |  | 688 | 1 | 1 | 121.96
6267248 | KIMTECH® Pure*G3 Gloves size 6,5 | Latex, sterile, handspecific, | 30 cm, pack of 10x20 | 1052 | 1 | 1 | 411.87
6267249 | KIMTECH® Pure*G3 Gloves size 7 | Latex, sterile, handspecific, | 30 cm, pack of 10x20 | 1052 | 1 | 1 | 411.87
6267250 | KIMTECH® Pure*G3 Gloves size 7,5 | Latex, sterile, handspecific, | 30 cm, pack of 10x20 | 1052 | 1 | 1 | 411.87
6267251 | KIMTECH® Pure*G3 Gloves size 8 | Latex, sterile, handspecific, | 30 cm, pack of 10x20 | 1052 | 1 | 1 | 411.87
6267252 | KIMTECH® Pure*G3 Gloves size 9 | Latex, sterile, handspecific, | 30 cm, pack of 10x20 | 1052 | 1 | 1 | 411.87
6267253 | KIMTECH® Pure*G3 Gloves size 10 | Latex, sterile, handspecific, | 30 cm, pack of 10x20 | 1052 | 1 | 1 | 411.87
6267263 | Precision balance Adventurer® AX2202 | 2200 g / 0.01 g, internal calibration, | weighing plate 175x195mm | 349 | 1 | 1 | See Cope Price List BB576-79
6267267 | LLG-Disposable syringe 3-part, 2ml | LUERSLIP, PP, non sterile, | pack of 500 | 1358 | 1 | 1 | 26.37
6267268 | LLG-Disposable syringe 3-part, 5ml | LUERSLIP, PP, non sterile, | pack of 500 | 1358 | 1 | 1 | 24.18
6267269 | LLG-Disposable syringe 3-part, 10ml | LUERSLIP, PP, non sterile, | pack of 500 | 1358 | 1 | 1 | 37.34
6267270 | LLG-Disposable syringe 3-part, 20ml | LUERSLIP, PP, non sterile, | pack of 500 | 1358 | 1 | 1 | 61.81
6267271 | Safety cabinet UB90.060.110.KU.S | RAL 7035 lightgrey, 1108x574x630 mm (BxTxH), | with 1 drawer | 264 | 1 | 1 | 5034.93
6267272 | 2. drawer level, executed as perforated plate, | stainless steel, for UB90 |  | 264 | 1 | 1 | 243.06
6267273 | Perforated plate insert Standard, | stainless steel, for UB90 |  | 264 | 1 | 1 | 108.89
6267275 | Safety fundament cabinet type 90, UB90.060.059.S | with 1 drawer, RAL 7035 light grey, | 590x570x600mm, incl. 1 perforated plate insert | 264 | 1 | 1 | 1379.58
6267277 | Lower shelf left chamber | steel plate, powder coated RAL 7035 | for line UB | 264 | 1 | 1 | 43.76
6267278 | Lower shelf, steel plate, | powder coated RAL 7035 | for Line UB | 264 | 1 | 1 | 49.64
6267279 | Gas cylinder cabinet type G90, G90.205.140 | RAL 7035 lightgrey, 1400x615x2050mm, | incl. moutning rail, bottle holder, | 269 | 1 | 1 | 3945.97
6267293 | LLG-Cleaning brush 845mm | 20x125 mm, for burettes and tubings, | pack of 10 | 1072 | 1 | 1 | 32.05
6267294 | LLG-Cleaning brush L=460 mm | 70x130 mm, for large size bottles, | pack of 10 | 1072 | 1 | 1 | 28.13
6267295 | LLG-Cleaning brush L=460mm | 50x110 mm, for medium size bottles | pack of 10 | 1072 | 1 | 1 | 29.74
6267296 | LLG-Cleaning brush L=380 mm | 40x110 mm, for small size bottles | pack of 10 | 1072 | 1 | 1 | 25.8
6267297 | LLG-Cleaning brush L=295 mm | 25x100 mm, for test tubes | pack of 10 | 1072 | 1 | 1 | 25.39
6267298 | LLG-Cleaning brush L=235 mm | 12x80 mm, for narrow test tubes | pack of 10 | 1072 | 1 | 1 | 24.28
6267310 | V-Rotor, stainless steel | for SM 300 |  | 523 | 1 | 1 | 3737.54
6267311 | Knife with serrated blade | stainless steel |  | 524 | 1 | 1 | 242.14
6267312 | Knife, stainless steel (full metal) | for GM 300 |  | 524 | 1 | 1 | 868.48
6267313 | Knife with serrated blade | stainless steel, autoclavable |  | 524 | 1 | 1 | 698.79
6267314 | Knife, heavy-metal free grinding | for GM 300 |  | 524 | 1 | 1 | 734.87
6267315 | Gridning beaker "comfort" 500 ml | silicium nitrite |  | 529 | 1 | 1 | 5688.67
6267317 | Magnetic strring bar set 1 | cons.of: 2x 20x6mm, 2x 25x6mm, 2x 30x6mm, | 2x 40x8mm, 1x 50x8mm, 1x 60x9mm | 438 | 1 | 1 | 44.37
6267318 | Magnetic stirring bar Set 2 | cons.of: 1x 15x6mm, 2x 20x6mm, 2x 25x6mm, | 1x 30x6mm, 2x 40x8mm, 1x 50x8mm, 1x 60x9mm | 438 | 1 | 1 | 65.38
6267319 | KIMTECH® Science*Comfort Nitrile Gloves | powder free, size XS, 240mm | pack of 150 | 210 | 1 | 1 | 15.99
6267320 | KIMTECH® Science*Comfort Nitrile Gloves | powder free, size S, 240mm | pack of 150 | 210 | 1 | 1 | 15.99
6267321 | KIMTECH® Science*Comfort Nitrile Gloves | powder free, size M, 240mm | pack of 150 | 210 | 1 | 1 | 15.99
6267322 | KIMTECH® Science*Comfort Nitrile Gloves | powder free, size L, 240mm | pack of 150 | 210 | 1 | 1 | 15.99
6267323 | KIMTECH® Science*Comfort Nitrile Gloves | powder free, size XL, 250mm | pack of 150 | 210 | 1 | 1 | 15.99
6267346 | LLG-Beaker 50ml, low form | PTFE |  | 1111 | 1 | 1 | 18.56
6267347 | LLG-Beaker 100ml, low form | PTFE |  | 1111 | 1 | 1 | 22
6267348 | LLG-Beaker 250ml, low form | PTFE |  | 1111 | 1 | 1 | 44.64
6267350 | Gooch crucibles 15ml, porcellain | dia. 29mm, H 33mm |  | 693 | 1 | 1 | 3.15
6267351 | Gooch crucibles 25ml, porcellain | dia. 36mm, H 45mm |  | 693 | 1 | 1 | 5.26
6267352 | Gooch crucible 40ml, porcellain | dia. 40mm, H 50mm |  | 693 | 1 | 1 | 7.4
6267353 | Cuvette rack | PP, with attached lid, | for 12 cuvettes with 10 mm light path | 1050 | 1 | 1 | 13.3
6267361 | Bottle basket, ABS | for 6 bottles of 250/500ml |  | 47 | 1 | 1 | 11.49
6267362 | Tray, PP, 183x127mm | height 50mm |  | 104 | 1 | 1 | 2.82
6267363 | Tray, PP, 255x180mm | height 60mm |  | 104 | 1 | 1 | 4.66
6267364 | Tray, PP, 355x245mm | height 70mm |  | 104 | 1 | 1 | 6.65
6267372 | Mortar dia.50mm, Agate, black | with pestle |  | 517 | 1 | 1 | #N/A
6267373 | Mortar dia.75mm, Agate, black | with pestle |  | 517 | 1 | 1 | #N/A
6267374 | Mortar dia. 100mm, Agate, black | with pestle |  | 517 | 1 | 1 | #N/A
6267375 | Mortar dia. 125mm, Agate, black | with pestle |  | 517 | 1 | 1 | #N/A
6267376 | LLG-Evaporating dish 50ml | dia. 60mm, height 30mm, | stainless steel | 101 | 1 | 1 | 15.69
6267377 | LLG-Evaporating dish 130ml | dia. 80mm, height 40mm, | stainless steel | 101 | 1 | 1 | 20.83
6267378 | LLG-Evaporating dish 250ml | dia. 100mm, height 50mm, | stainless steel | 101 | 1 | 1 | 26.05
6267379 | LLG-Crystallising dish 70x35mm | stainless steel |  | 100 | 1 | 1 | 13.17
6267380 | LLG-Crystallising dish 85x45mm | stainless steel |  | 100 | 1 | 1 | 14.18
6267381 | LLG-Crystallising dish 110x55mm | stainless steel |  | 100 | 1 | 1 | 15.87
6267382 | LLG-Melting crucible 40x35mm | stainless steel |  | 106 | 1 | 1 | 9.72
6267383 | LLG-Melting crucible 50x45mm | stainless steel |  | 106 | 1 | 1 | 11.64
6267384 | LLG-Melting crucible 60x50mm | stainless steel |  | 106 | 1 | 1 | 11.69
6267385 | Double spatula 150 mm | curved, stainless steel |  | 112 | 1 | 1 | 2.8
6267386 | Double spatula 180 mm | curved, stainless steel |  | 112 | 1 | 1 | 3.48
6267387 | Double spatula 210 mm | curved, stainless steel |  | 112 | 1 | 1 | 4.18
6267388 | Spatuala and scissor set | cons.of: powder spatula 180mm, double spatula | 180mm, micro spatula spoon 180mm, double spatula | 116 | 1 | 1 | 28.46
6267389 | Empty wallet | for spatula and scissor set |  | 116 | 1 | 1 | 5.67
6267390 | LLG-Macro Spoon Spatula 150mm, PP | flat end with knife edge | pack of 25 | 112 | 1 | 1 | 25.4
6267391 | LLG-Macro Spoon Spatula 180mm, PP | flat end with knife edge | pack of 25 | 112 | 1 | 1 | 28.86
6267392 | LLG-Macro Spoon Spatula 210mm, PP | flat end with knife edge | pack of 25 | 112 | 1 | 1 | 38.1
6267393 | LLG-Sample paddle set of 3 | PP, each 1x 50,100 and 250ml |  | 113 | 1 | 1 | 9.19
6267394 | LLG-Scissor heavy duty 185mm |  |  | 119 | 1 | 1 | 12.82
6267395 | LLG-Hose cutter | for dia. 6 - 25mm |  | 119 | 1 | 1 | 57.11
6267396 | LLG-Rubber stopper dia. 7,1mm | with turn over flange, pack of 10 |  | 28 | 1 | 1 | #N/A
6267397 | LLG-Rubber stopper dia. 10,2mm | with turn over flange, pack of 10 |  | 28 | 1 | 1 | #N/A
6267398 | LLG-Rubber stopper dia.12,7mm | with turn over flange, pack of 10 |  | 28 | 1 | 1 | #N/A
6267399 | LLG-Rubber stopper dia. 14,9mm | with turn over flange, pack of 10 |  | 28 | 1 | 1 | #N/A
6267400 | LLG-Rubber stopper dia.15,9mm | with turn over flange, pack of 10 |  | 28 | 1 | 1 | #N/A
6267401 | LLG-Rubber stopper dia. 19,4mm | with turn over flange, pack of 10 |  | 28 | 1 | 1 | #N/A
6267402 | LLG-Rubber stopper dia. 23,7mm | with turn over flange, pack of 10 |  | 28 | 1 | 1 | #N/A
6267403 | LLG-Rubber stopper dia.30,7mm | with turn over flange, pack of 10 |  | 28 | 1 | 1 | #N/A
6267404 | LLG-Weighing brush | wooden handle |  | 1073 | 1 | 1 | 13.85
6267405 | LLG-Assortment box 97 x 182 x 33mm | 10 compartments |  | 103 | 1 | 1 | 17.5
6267406 | LLG-Magnifier with illumination | 2X / 4X magnification |  | 1010 | 1 | 1 | 45.23
6267407 | Handheld magnifier with illumination | 3X / 5X magnification |  | 1008 | 1 | 1 | 23.76
6267408 | Pocket magnifier with illumination | 2X magnification |  | 1008 | 1 | 1 | 23.05
6267409 | Desk protector, cork, 200 x 200 x 10mm |  |  | 179 | 1 | 1 | 8.77
6267410 | Desk protector, cork 300 x 300 x 10mm |  |  | 179 | 1 | 1 | 14.43
6267411 | Tally counter, digital | up to 9999 |  | 1271 | 10 | 1 | 8.01
6267412 | Rack for centrifuge tubes 15mm | PP, 5x5 places |  | 34 | 1 | 1 | 6.5
6267413 | Rack for centrifuge tubes 50mm | PP, 5x5 places |  | 34 | 1 | 1 | 7.25
6267414 | Storage box for centrifuge tubes 15ml | PP, with lid, 6x6 places |  | 34 | 1 | 1 | 22.24
6267415 | Storage box for Centrifuge tubes 50ml | PP, with lid, 4x4 places |  | 34 | 1 | 1 | 22.24
6267416 | Rack for centrifuge tubes 15ml | ABS, 5x10 places, with hedgehogs |  | 34 | 1 | 1 | 9.82
6267417 | Rack for centrifuge tubes 50ml | ABS, 5x5 places, with hedgehogs |  | 34 | 1 | 1 | 9.82
6267418 | Tube rack with lid | for 6x16 tubes of 1,5ml, 6x8 tubes of 0,5ml | and 8x12 tubes of 0,2ml | 34 | 1 | 1 | 9.6
6267420 | Stirring rod Chemware® 200mm | dia. 6mm, PTFE Fluoropolymer |  | 1119 | 1 | 1 | 71.36
6267422 | Stirring rod Chemware® 300mm | dia. 6mm, PTFE Fluoropolymer |  | 1119 | 1 | 1 | 107.42
6267423 | Stirring rod Chemware® 400mm | dia 8mm, PTFE Fluoropolymer |  | 1119 | 1 | 1 | 102.28
6267424 | Beaker Chemware® 10ml | PTFE, dia. 21.8mm, H 32.1mm |  | 1112 | 1 | 1 | 87.06
6267425 | Beaker Chemware® 30ml | PTFE, dia.32.9mm, H 45.0mm |  | 1112 | 1 | 1 | 38.31
6267426 | Beaker Chemware® 50ml | PTFE, dia. 38.9mm, H 52.3mm |  | 1112 | 1 | 1 | 32.07
6267427 | Beaker Chemware® 100ml | PTFE, dia. 48.3mm, H 65.5mm |  | 1112 | 1 | 1 | 32.76
6267428 | Beaker Chemware® 250ml | PTFE, dia. 65.7mm, H 92.3mm |  | 1112 | 1 | 1 | 46.39
6267429 | Beaker Chemware® 400ml | PTFE, dia. 76.0mm, H 107.0mm |  | 1112 | 1 | 1 | 60.87
6267430 | Beaker Chemware® 600ml | PTFE, dia. 85.0mm, H 124.5mm |  | 1112 | 1 | 1 | 89.96
6267431 | Beaker Chemware® 1000ml | PTFE, dia. 104.7mm, H 146.2mm |  | 1112 | 1 | 1 | 102.11
6267432 | Beaker Chemware® 50ml | PFA, dia. 42,7mm, H 43,3mm, | graduated | 1112 | 1 | 1 | 33.39
6267433 | Beaker Chemware® 125ml | PFA, dia. 59,7mm, H 60,8mm, | graduated | 1112 | 1 | 1 | 55.26
6267434 | Beaker Chemware® 250ml | PFA, dia. 71,6mm, H 76,2mm, | graduated | 1112 | 1 | 1 | 99.11
6267435 | Beaker Chemware® 500ml | PFA, dia 88,8mm, H 89,7mm | graduated | 1112 | 1 | 1 | 122.36
6267436 | Petri dish Chemware® 60ml | PFA, dia. 50mm, H 10mm |  | 1111 | 1 | 1 | 22.67
6267437 | Petri dish Chemware® 100ml | PFA, dia. 100mm, H 15mm |  | 1111 | 1 | 1 | 54.76
6267438 | Bottle Chemware® 100ml, narrow neck | PFA, dia. 16,7mm, H 100,8mm, graduated |  | 1114 | 1 | 1 | 66.26
6267439 | Bottle Chemware® 250ml, narrow neck | PFA, dia. 16,5mm, H 133,7mm, graduated |  | 1114 | 1 | 1 | 101.15
6267440 | Bottle Chemware® 500ml, narrow neck | PFA, dia. 17,0mm, H 165,1mm, graduated |  | 1114 | 1 | 1 | 129.82
6267441 | Bottle Chemware® 1000ml, narrow neck | PFA, dia. 25,3mm, H 202,4mm, graduated |  | 1114 | 1 | 1 | 204.47
6267442 | Bottle Chemware® 20ml, wide neck | PFA, dia. 16,4mm, H 60,3mm, graduated |  | 1115 | 1 | 1 | 36.19
6267443 | Bottle Chemware® 100ml, wide mouth | PFA, dia. 25,7mm, H 106,5mm, graduated |  | 1115 | 1 | 1 | 98.54
6267444 | Bottle Chemware® 250ml, wide mouth | PFA, dia. 25,7mm, H 136,8mm, graduated |  | 1115 | 1 | 1 | 125.08
6267445 | Bottle Chemware® 500ml, wide mouth | PFA, dia. 33,9mm, H 173,8mm, graduated |  | 1115 | 1 | 1 | 185.29
6267446 | Bottle Chemware® 1000ml, wide mouth | PFA, dia. 36,8mm, H 207,2mm, graduated |  | 1115 | 1 | 1 | 304.35
6267447 | Evaporating dish Chemware® 100ml | PFA, height 29,5mm |  | 1111 | 1 | 1 | 38.6
6267448 | Evaporating dish Chemware® 100ml | PTFE, height 37,3mm |  | 1111 | 1 | 1 | 48.21
6267449 | Evaporating dish Chemware® 400ml | PTFE, height 45,2mm |  | 1111 | 1 | 1 | 62.78
6267450 | Vol.cylinder Chemware® 10ml | PFA, graduated, with spout, | broad base | 1116 | 1 | 1 | 218.58
6267451 | Vol.cylinder Chemware® 30ml | PFA, graduated, with spout, | broad base | 1116 | 1 | 1 | 309.08
6267452 | Vol.cylinder Chemware® 50ml | PFA, graduated, with spout, | broad base | 1116 | 1 | 1 | 335.16
6267453 | Vol.cylinder Chemware® 100ml | PFA, graduated, with spout, | broad base | 1116 | 1 | 1 | 405.32
6267454 | Vol.cylinder Chemware® 200ml | PFA, graduated, with spout, | broad base | 1116 | 1 | 1 | 463.36
6267455 | Vol.cylinder Chemware® 300ml | PFA, graduated, with spout, | broad base | 1116 | 1 | 1 | 545.5
6267456 | Vol.cylinder Chemware® 500ml | PFA, graduated, with spout, | broad base | 1116 | 1 | 1 | 620.7
6267457 | Vol.cylinder Chemware® 1000ml | PFA, graduated, with spout, | broad base | 1116 | 1 | 1 | 1030.54
6267458 | BYTAC®-Foil 320mm, Vinyl | FEP coated, self-adhesive, | per roll of 4,6 mtr. | 178 | 1 | 1 | 112.89
6267459 | BYTAC®-Foil 100mm, Vinyl | FEP coated, self-adhesive, | per roll of 33 mtr. | 178 | 1 | 1 | 233.69
6267460 | BYTAC®-Foil 50mm, Vinyl | FEP coated, self-adhesive, | per roll of 33 mtr. | 178 | 1 | 1 | 116.86
6267461 | BYTAC®-Foil 25mm, Vinyl | FEP coated, self-adhesive, | per roll of 33 mtr. | 178 | 1 | 1 | 70.1
6267462 | BYTAC®-Foil 100mm, aluminium | FEP coated, self-adhesive, | per roll of 33 mtr. | 178 | 1 | 1 | 256.77
6267463 | BYTAC®-Foil 50mm, aluminium | FEP coated, self-adhesive, | per roll of 33 mtr. | 178 | 1 | 1 | 127.87
6267464 | BYTAC®-Foil 25mm, aluminium | FEP coated, self-adhesive, | per roll of 33 mtr. | 178 | 1 | 1 | 77.32
6267465 | Erlenmeyer flask Chemware® 100ml | PFA, height 97mm, graduated |  | 1113 | 1 | 1 | 69.35
6267466 | Erlenmeyer flask Chemware® 200ml | PFA, height 123mm, graduated |  | 1113 | 1 | 1 | 107.75
6267467 | Erlenmeyer flask Chemware® 300ml | PFA, height 130mm, graduated |  | 1113 | 1 | 1 | 144.4
6267468 | Jar Chemware® 60ml | PFA, with screw-lid |  | 1117 | 1 | 1 | 58.41
6267469 | Jar Chemware® 120ml | PFA, with screw-lid |  | 1117 | 1 | 1 | 91.81
6267470 | Jar Chemware® 240ml | PFA, with screw-lid |  | 1117 | 1 | 1 | 112.96
6267471 | Jar Chemware® 360ml | PFA, with screw-lid |  | 1117 | 1 | 1 | 143.05
6267472 | Jar Chemware® 480ml | PFA, with screw-lid |  | 1117 | 1 | 1 | 169.43
6267473 | Jar Chemware® 1000ml | PFA, with screw-lid |  | 1117 | 1 | 1 | 311.76
6267474 | Jar Chemware® 2000ml | PFA, with screw-lid |  | 1117 | 1 | 1 | 457.22
6267475 | Dipper Chemware® | PFA, dia. 76mm, L 180mm |  | 1120 | 1 | 1 | 54.24
6267477 | Dipper Chemware®, mw.1,0mm | PFA, dia. 76mm, L 180mm |  | 1120 | 1 | 1 | 54.24
6267478 | Forceps Chemware® 150mm | PTFE with encapsulated metal insert |  | 1119 | 1 | 1 | 201.26
6267479 | Tong Chemware® 240mm | stainless steel, PTFE coated |  | 1120 | 1 | 1 | 25.29
6267480 | Wash-bottle Chemware® 100ml, wide mouth | PFA, break-resistant |  | 1115 | 1 | 1 | 107.75
6267481 | Wash-bottle Chemware® 250ml, wide mouth | PFA, break-resistant |  | 1115 | 1 | 1 | 140.8
6267482 | Wash bottle Chemware® 500ml, wide mouth | PFA, break resistant |  | 1115 | 1 | 1 | 212.43
6267483 | Wash bottle Chemware® 1000ml, wide mouth | PFA, break resistant |  | 1115 | 1 | 1 | 343.83
6267484 | Gas sampling bag Chemware® | FEP, Fitting: On/Off, | 150 x 250 mm, 1,2ml | 496 | 1 | 1 | 40.45
6267485 | Gas sampling bag Chemware® | FEP, Fitting: On/Off, | 150 x 150 mm, 0,5ml | 496 | 1 | 1 | 34.3
6267486 | Gas sampling bag Chemware® | FEP, Fitting: On/Off, | 300 x 300 mm, 4,7ml | 496 | 1 | 1 | 50.35
6267487 | Gas sampling bag Chemware® | FEP, Fitting: On/Off, | 600 x 900 mm, 50ml | 496 | 1 | 1 | 122.51
6267488 | Gas sampling bag Chemware® | FEP, Fitting: Septum, | 150 x 150 mm, 0,5ml | 496 | 1 | 1 | 27.33
6267489 | Gas sampling bag Chemware® | FEP, Fitting: Septum, | 150 x 250 mm, 1,2ml | 496 | 1 | 1 | 33.5
6267490 | Gas sampling bag Chemware® | FEP, Fitting: Septum, | 300 x 300 mm, 4,7ml | 496 | 1 | 1 | 43.41
6267491 | Gas sampling bag Chemware® | FEP, Fitting: Septum, | 600 x 900 mm, 50ml | 496 | 1 | 1 | 116.22
6267492 | Gas sampling bags Chemware® | PVF, Fitting: on/off, | 150 x 150 mm, 0,3ml | 496 | 1 | 1 | 32.83
6267493 | Gas sampling bag Chemware® | PVF, Fitting: on/off, | 230 x 230 mm, 1,6ml | 496 | 1 | 1 | 38.28
6267494 | Gas sampling bag Chemware® | PVF, Fitting: on/off, | 300 x 300 mm, 3,8ml | 496 | 1 | 1 | 41.5
6267495 | Gas sampling bag Chemware® | PVF, Fitting: on/off, | 380 x 380 mm, 8,1ml | 496 | 1 | 1 | 46.36
6267496 | Gas sampling bag Chemware® | PVF, Fitting: on/off, | 460 x 460 mm, 20,3ml | 496 | 1 | 1 | 52.66
6267497 | Gas sampling bag Chemware® | PVF, Fitting: on/off, | 600 x 600 mm, 37,7ml | 496 | 1 | 1 | 62.51
6267498 | Gas sampling bag Chemware® | PVF, Fitting: Septum, | 150 x 150 mm, 0,3ml | 496 | 1 | 1 | 25.88
6267499 | Gas sampling bag Chemware® | PVF, Fitting: Septum, | 300 x 300 mm, 3,8ml | 496 | 1 | 1 | 34.55
6267578 | Automatic autoclaves AES-50 |  |  | 1093 | 1 | 1 | 5445.09
6267579 | Automatic autoclaves AHS-50-DRY |  |  | 1093 | 1 | 1 | 7034.63
6267595 | Immersion Circulator LX | with clamp |  | 732 | 1 | 1 | 449.59
6267596 | Water bath 2 Ltr., digital |  |  | 758 | 1 | 1 | 401.47
6267597 | Water bath 5 Ltr., digital |  |  | 758 | 1 | 1 | 488.89
6267598 | Water bath 10 Ltr., digital |  |  | 758 | 1 | 1 | 587.91
6267599 | Water bath 20 Ltr., digital |  |  | 758 | 1 | 1 | 712.17
6267600 | Gas sampling bag Chemware® | PVF, Fitting: Septum, | 230 x 230 mm, 1,6ml | 496 | 1 | 1 | 31.32
6267601 | Gas sampling bag Chemware® | PVF, Fitting: Septum, | 380 x 380 mm, 8,1ml | 496 | 1 | 1 | 39.42
6267602 | Gas sampling bag Chemware® | PVF, Fitting: Septum, | 460 x 460 mm, 20,3ml | 496 | 1 | 1 | 45.74
6267603 | Gas sampling bag Chemware® | PVF, Fitting: Septum, | 600 x 600 mm, 37,7ml | 496 | 1 | 1 | 55.56
6267604 | Stirrer Chemware® 100mm | PTFE |  | 1119 | 1 | 1 | 20.85
6267605 | Stirrer Chemware® 150mm | PTFE |  | 1119 | 1 | 1 | 17.53
6267606 | Stirrer Chemware® 200mm | PTFE |  | 1119 | 1 | 1 | 19.87
6267607 | Test tube Chemware® 5ml | PFA, 8x10x120mm, w/o cap |  | 1110 | 1 | 1 | 30.1
6267608 | Test tubes Chemware® 15ml | PFA, 14x16x150mm, w/o cap |  | 1110 | 1 | 1 | 41.39
6267609 | Test tube Chemware® 25ml | PFA, 16x19x170mm, w/o cap |  | 1110 | 1 | 1 | 61.92
6267610 | Test tube Chemware® 50ml | PFA, 19x22x220mm, w/o cap |  | 1110 | 1 | 1 | 95.04
6267611 | Test tube Chemware® 60ml | PFA, 19x22x230mm, w/o cap |  | 1110 | 1 | 1 | 109.46
6267612 | Test tube Chemware® 5ml | PFA, 8x10x132mm, with cap |  | 1110 | 1 | 1 | 60.6
6267613 | Test tubes Chemware® 10ml | PFA, 10x12x152mm, with cap |  | 1110 | 1 | 1 | 68.89
6267614 | Test tube Chemware® 15ml | PFA, 14x16x162mm, with cap |  | 1110 | 1 | 1 | 86.77
6267615 | Test tube Chemware® 20ml | PFA, 14x16x175mm, with cap |  | 1110 | 1 | 1 | 86.54
6267616 | Test tube Chemware® 25ml | PFA, 16x19x185mm, with cap |  | 1110 | 1 | 1 | 106.79
6267617 | Test tube Chemware® 50ml | PFA, 19x22x235mm, with cap |  | 1110 | 1 | 1 | 122.75
6267618 | Test tube Chemware® 60ml | PFA, 19x22x245mm, with cap |  | 1110 | 1 | 1 | 129.02
6267619 | Watch glass Chemware® dia. 50mm | PTFE |  | 1110 | 1 | 1 | 30.48
6267620 | Uhrenglas Chemware® dia. 75mm | PTFE |  | 1110 | 1 | 1 | 25.27
6267621 | Watch glass Chemware® dia. 100mm | PTFE |  | 1110 | 1 | 1 | 34.23
6267622 | Watch glass Chemware® Ø 125mm | PTFE |  | 1110 | 1 | 1 | 39.94
6267623 | Watch glass Chemware® dia. 150mm | PTFE |  | 1110 | 1 | 1 | 58.03
6267635 | LaboStar 10 RO | incl. tank 7 ltr., product water pump 1,2 l/min. |  | 1175 | 1 | 1 | 3420.18
6267636 | LaboStar 10 RO DI | incl. tank 7 ltr., product water pump 1,2 l/min. |  | 1175 | 1 | 1 | 3600.19
6267637 | UltraClear RO 20 | Reverse osmosis system | 20 ltr/h | 1175 | 1 | 1 | 4410.23
6267638 | Ultra Clear RO 30 | Reverse osmosis system | 30 ltr/h | 1175 | 1 | 1 | 4410.23
6267639 | Ultra Clear RO DI 20 | Reverse osmosis system | with rest desalination module | 1175 | 1 | 1 | 4444.25
6267640 | Ultra Clear RO DI 30 | reverse osmosis system | with rest desalination module | 1175 | 1 | 1 | 4584.75
6267641 | Ultra Clear RO EDI 10 | Reverse osmosis system | combination | 1174 | 1 | 1 | 5956.77
6267642 | Ultra Clear RO EDI 30 | Reverse osmosis system | combination | 1174 | 1 | 1 | 6491.31
6267685 | Cryogenic freezer CRYO 170, 169 ltr. | -150/-140°C, 1420 x 1190 x 1090mm |  | 718 | 1 | 1 | 24256.8
6267686 | Cryogenic freezer CRYO 230, 230 ltr. | -150/-140°C, 1600 x 1190 x 1090mm |  | 718 | 1 | 1 | 25668.44
6267701 | Syrige pump Legato 200 | 220 V / 50 Hz, CE | for one syringe 0,5µl-140ml | 963 | 1 | 1 | 2779.95
6267702 | Syringe pump Legato 210 | 220V / 50 Hz, CE, for two | syringes 0,5µl-140ml, addition and extraction | 963 | 1 | 1 | 3445.05
6267703 | Multirack for 6 syringes 30-60ml | or 10 syringes 0,5µl-20ml |  | 963 | 1 | 1 | 1005.3
6267704 | Multirack for 4 | syringes 60-140ml |  | 963 | 1 | 1 | 1005.3
6267705 | Multirack for 4 | syringes 0,5µl-10ml |  | 963 | 1 | 1 | 777.3
6267706 | Syring pump Legato 100 | 220 V / 50 Hz, CE | for one syringe 0,5µl-60ml | 963 | 1 | 1 | 1714.7
6267707 | Syringe pump Legato 101 | 220 V / 50 Hz, CE | for two syringes 0,5µl-10ml | 963 | 1 | 1 | 2062.42
6267708 | Single syringe pump Legato 110 I/W | 220 V / 50 Hz, CE, for one | syringes 0,5µl-140ml, addition and extraction | 963 | 1 | 1 | 2247.34
6267800 | Water bath 28 Ltr., digital |  |  | 758 | 1 | 1 | 751.16
6267806 | LLG-Test tubes 100 x 30 mm | AR glass, flat bottom, | without rim, pack of 100 | 24 | 1 | 1 | 69.89
6267820 | VISOCOLOR® Reagent case with PF-3 compl. | for appointment of: ammonia, nitrate, | nitrite, phosphate, UN 3316, 9, II, (E), | 1126 | 1 | 1 | 1064.3
6267821 | VISOCOLOR® School analysing kit | chemical test kit, UN 3316, 9, II, (E) | for appointment of: ammonia, nitrate, | 1126 | 1 | 1 | 110.82
6267830 | Tablet Moticam S2 | with 7" LCD display | sensor: CMOS 1/2.5" 5.0M | 1018 | 1 | 1 | #N/A
6267831 | Tablet Moticam T2 | with 10" LCD display | sensor: CMOS 1/2.5" 5.0M | 1018 | 1 | 1 | #N/A
6267847 | Rack CFR50-12 for 50mm boxes | 140x140x665 mm |  | 718 | 1 | 1 | 149.13
6267848 | Rack CFR75-08 for 75mm boxes | 140x140x629 mm |  | 718 | 1 | 1 | 149.13
6267849 | Rack CFR100-06 for 96mm boxes | 140x140x635 mm |  | 718 | 1 | 1 | 149.13
6267853 | Rotation evaporator Rotavapor R-220 SE R, | V-850, 230 V, with reflux assembly, | ***export control*** | 619 | 1 | 1 | #N/A
6267854 | Rotation evaporator Rotavapor R-220 SE DW | V-850, 230 V, with descending assembly for | ***export control*** | 619 | 1 | 1 | #N/A
6267855 | Rotation evaporator Rotavapor R-220 SE R, | V-850, 400 V, with reflux assembly, | ***export control*** | 619 | 1 | 1 | #N/A
6267856 | Rotation evaporator Rotavapor R-220 SE DW | V-850, 400 V, with descending assembly for | ***export control*** | 619 | 1 | 1 | #N/A
6267903 | Fine dust adhaesive mat Nomad 4300, white | 1150 x 900 mm, 40 ply, pack of 6 |  | 1055 | 1 | 1 | 1347.51
6268002 | Rotation evaporator Rotavapor R-100 | with vertical condenser, glass assembly vertical | ***export control*** | 617 | 1 | 1 | 2810.21
6268003 | Rotation evaporator Rotavapor R-100 | with vertical condenser, glass assembly vertical | ***export control*** | 617 | 1 | 1 | 2952.34
6268004 | Rotation evaporator Rotavapor R-100 | glass assembly cold trap | ***export control*** | 618 | 1 | 1 | 2900.66
6268005 | Rotation evaporator Rotavapor R-100 | glass assembly cold trap | ***export control*** | 618 | 1 | 1 | 3042.78
6268006 | Rotation evaporator Rotavapor R-100 | w./o. recirculation chiller | ***export control*** | 618 | 1 | 1 | 5258.65
6268007 | Rotation evaporator Rotavapor R-100 | w./o. recirculating chiller | ***export control*** | 618 | 1 | 1 | 5400.78
6268008 | Rotation evaporator Rotavapor R-100 | w./o. recirculation chiller, | ***export control*** | 618 | 1 | 1 | 5413.7
6268009 | Rotation evaporator Rotavapor R-100 | w./o. recirculating chiller, | ***export control*** | 618 | 1 | 1 | 5549.37
6268010 | Rotation evaporator Rotavapor R-100 | w. recirculation chiller F-105 | ***export control*** | 618 | 1 | 1 | 11515.42
6268011 | Rotation evaporator Rotavapor R-100 | w. recirculating chiller F-105 | ***export control*** | 618 | 1 | 1 | 11685
6268024 | PrimeLab 1.0 Multitest Photometer | Basic set 3-in-1 (chlorine/pH/Chlorine dioxide) |  | 1127 | 1 | 1 | 514.41
6268025 | PrimeLab 1.0 Multitest photometer | ALL-IN-Set (all available | and future methods of measurement) | 1127 | 1 | 1 | 997.26
6268026 | Glass cuvettes round, 24mm/10ml | pack of 10 |  | 1128 | 1 | 1 | 33.41
6268027 | Plastic-stirring staff 10.5cm | pack of 10 |  | 1128 | 1 | 1 | 12.09
6268028 | Cleaning brush | pack of 5 |  | 1128 | 1 | 1 | 14.51
6268029 | Filter syringe with thread 20ml | for placement of the filter holder |  | 1128 | 1 | 1 | 4.63
6268030 | Essay to screw on the filter | syringe, for 25mm filter papers |  | 1128 | 1 | 1 | 23.51
6268031 | Filter papers GF/C Ø 25mm, | pack of 50 |  | 1128 | 1 | 1 | 23.51
6268032 | Filter paper 0.45µ, Ø 25mm | pack of 50 |  | 1128 | 1 | 1 | 52.05
6268033 | Adapter for the use of | 16mm cuvettes |  | 1128 | 1 | 1 | 23.84
6268034 | Laboratory pipett 0-10ml with | 2 essays |  | 1128 | 1 | 1 | 99.07
6268035 | Essay for laboratory pipett 10ml | pack of 10, # PLSp-PIP10ml-tips10 |  | 1128 | 1 | 1 | 5.84
6268036 | Measuring and dilution cup 100ml | with lid |  | 1128 | 1 | 1 | 3.63
6268037 | Microfiber-Glasscuvettes-Cleaning tissue |  |  | 1128 | 1 | 1 | 3
6268038 | Adapter set "turbidity" for ID 112 |  |  | 1128 | 1 | 1 | 270.75
6268039 | Adapter set "PTSA" for ID111 |  |  | 1128 | 1 | 1 | 321.97
6268040 | Adapter set "fluorescein" for ID 113 |  |  | 1128 | 1 | 1 | 321.97
6268041 | Reference standard "ZERO, chlorine, pH, | Cyanuric acid with tablet" |  | 1128 | 1 | 1 | 82.28
6268042 | Reference standard 0.5/10/1000 NTU | (per 10ml) |  | 1128 | 1 | 1 | 65.49
6268043 | Reference standard "ZERO, chlorine, pH, | Cyanuric acid with drops" |  | 1128 | 1 | 1 | 82.28
6268044 | Reference standard "100µg/l PTSA" | and distilled water (per 100ml) |  | 1128 | 1 | 1 | 30.22
6268045 | Reference standard "100µg/l fluorescein" | and distilled water (per 100ml) |  | 1128 | 1 | 1 | 30.22
6268048 | BD600 BSB Complete system | for 6 measruing points |  | 1143 | 1 | 1 | 2193.04
6268090 | LLG-Pestle for Cell Strainer | sterile, pack of 100 |  | 1227 | 1 | 1 | 77.41
6268091 | LLG-cell strainer mesh size 100µm | Nylon, sterile, pack of 50 |  | 1227 | 1 | 1 | 96.76
6268092 | LLG-cell strainer mesh size 70µm | Nylon, sterile, pack of 50 |  | 1227 | 1 | 1 | 96.76
6268093 | LLG-cell strainer mesh size 40µm | Nylon, sterile, pack of 50 |  | 1227 | 1 | 1 | 96.76
6268099 | LLG-Serological disposable pipets type 3, | 1ml, PS, 1/100ml, clear code, | sterile, single wrapped, pack of 1000 | 857 | 1 | 1 | 96.91
6268100 | LLG-Serological disposable pipets type 3, | 2ml, PS, 1/100ml, clear code, | sterile, single wrapped, pack of 1000 | 857 | 1 | 1 | 99.43
6268101 | LLG-Disposable pipets type 3, 5 ml | serological, PS, sterile, single wrapped | pack of 200 | 857 | 1 | 1 | 44.04
6268102 | LLG-Serological disposable pipets type 3, | 10ml, PS, 1/10ml, orange code, | sterile, single wrapped, pack of 500 | 857 | 1 | 1 | 93.38
6268103 | LLG-Serological disposable pipets type 3, | 25ml, PS, 2/10ml, red code, | sterile, single wrapped, pack of 200 | 857 | 1 | 1 | 77.6
6268104 | LLG-Disposable pipets type 3, 50 ml | serological, PS, sterile, single wrapped | pack of 200 | 857 | 1 | 1 | 137.64
6268105 | Water bath 2 Ltr., shallow, digital |  |  | 758 | 1 | 1 | 487.49
6268106 | Rotor Beater Mill SR 300 | <25mm, 3.000-10.000 min-1 | 220-240V, 50/60 Hz, stainless steel | 521 | 1 | 1 | 13113.08
6268107 | Retaining frame for ring sieve for SR 300 | 360°, stainless steel |  | 521 | 1 | 1 | 1317.64
6268108 | Profil® Plus, size 8½-9 | Chemical protective glove, | length 300mm, yellow, pair | 219 | 144 | 1 | 3.1
6268109 | Profil® Plus, size 7½-8 | Chemical protective glove, | length 300mm, yellow, pair | 219 | 144 | 1 | 3.1
6268110 | Profil® Plus, size 6½-7 | Chemical protective glove, | length 300mm, yellow, pair | 219 | 144 | 1 | 3.1
6268112 | Cross Beater Mill SK 300 | up to 25mm, 2000-4000 min-1, | 220-240V, 50/60 Hz, hardened steel | 522 | 1 | 1 | 9882.32
6268113 | Cross Beater Mill SK 300 | up to 25mm, 2000-4000 min-1, | 220-240V, 50/60 Hz, cast iron | 522 | 1 | 1 | 8235.27
6268114 | Cross Beater Mill SK 300 | up to 25mm, 2000-4000 min-1, | 220-240V, 50/60 Hz, stainless steel | 522 | 1 | 1 | 9882.32
6268115 | Base frame for cross beater mill SK 300 | and Rotor beater mill SR 300 |  | 522 | 1 | 1 | #N/A
6268116 | Bottom sieve for SK300 | trapezoid holes 0,12 mm |  | 522 | 1 | 1 | 202.71
6268117 | Bottom sieve for SK300 | trapezoid holes 0,20 mm |  | 522 | 1 | 1 | 202.71
6268118 | Bottom sieve for SK300 | trapezoid holes 0,25 mm |  | 522 | 1 | 1 | 202.71
6268119 | Bottom sieve for SK300 | trapezoid holes 0,50 mm |  | 522 | 1 | 1 | 202.71
6268120 | Bottom sieve for SK300 | trapezoid holes 0,75 mm |  | 522 | 1 | 1 | 202.71
6268121 | Bottom sieve for SK300 | trapezoid holes 1,00 mm |  | 522 | 1 | 1 | 202.71
6268122 | Bottom sieve for SK300 | trapezoid holes 1,50 mm |  | 522 | 1 | 1 | 202.71
6268123 | Bottom sieve for SK300 | trapezoid holes 2,00 mm |  | 522 | 1 | 1 | 202.71
6268124 | Bottom sieve for SK300 | trapezoid holes 3,00 mm |  | 522 | 1 | 1 | 202.71
6268125 | Bottom sieve for SK300 | trapezoid holes 4,00 mm |  | 522 | 1 | 1 | 202.71
6268126 | Bottom sieve for SK300 | trapezoid holes 5,00 mm |  | 522 | 1 | 1 | 202.71
6268127 | Bottom sieve for SK300 | trapezoid holes 6,00 mm |  | 522 | 1 | 1 | 202.71
6268128 | Bottom sieve for SK300 | trapezoid holes 8,00 mm |  | 522 | 1 | 1 | 202.71
6268129 | Bottom sieve for SK300 | trapezoid holes 10,00 mm |  | 522 | 1 | 1 | 202.71
6268130 | Ring filter for 5 l collecting vessel |  |  | 522 | 1 | 1 | 1188.41
6268144 | Syringe filter, NYLON, 25 mm Ø | sterile, 0,45 µm, pack of 50 |  | 680 | 1 | 1 | 164.57
6268161 | LLG transfer membranes, 0,45µm | pure nitrocellulose, | 300mm x 3m, pack of 1 roll | 1212 | 1 | 1 | 196.35
6268162 | LLG transfer membranes, 0,45µm | pure nitrocellulose, | 200mm x 20cm, pack of 25 | 1212 | 1 | 1 | 290.52
6268163 | LLG transfer membranes, 0,22µm | pure nitrocellulose, | 200mm x 20cm, pack of 25 | 1212 | 1 | 1 | 316.57
6268164 | LLG transfer membranes, 0,45µm | pure nitrocellulose, | 200mm x 20cm, pack of 5 | 1212 | 1 | 1 | 98.96
6268165 | LLG transfer membranes, 0,22µm | pure nitrocellulose, | 200mm x 20cm, pack of 5 | 1212 | 1 | 1 | 98
6268166 | LLG transfer membranes, 0,45µm | PVDF, 300mm x 3m, pack of 1 roll |  | 1212 | 1 | 1 | 214.38
6268167 | LLG transfer membranes, 0,22µm | PVDF, 300mm x 3m, pack of 1 roll |  | 1212 | 1 | 1 | 214.38
6268168 | LLG transfer membranes, 0,45µm | PVDF, 200mm x 20cm, pack of 25 |  | 1212 | 1 | 1 | 334.6
6268169 | LLG transfer membranes, 0,45µm | PVDF, 200mm x 20cm, pack of 5 |  | 1212 | 1 | 1 | 98
6268170 | LLG transfer membranes, 0,22µm | PVDF, 200mm x 20cm, pack of 5 |  | 1212 | 1 | 1 | 98
6268171 | LLG transfer membranes, 0,45µm | supported nitrocellulose, | 300mm x 3m, pack of 1 roll | 1212 | 1 | 1 | 198.36
6268172 | LLG transfer membranes, 0,22µm | supported nitrocellulose, | 300mm x 3m, pack of 1 roll | 1212 | 1 | 1 | 228.41
6268173 | LLG transfer membranes, 0,45µm | supported nitrocellulose, | 200mm x 20cm, pack of 25 | 1212 | 1 | 1 | 290.52
6268174 | LLG transfer membranes, 0,45µm | supported nitrocellulose, | 200mm x 20cm, pack of 5 | 1212 | 1 | 1 | 96.55
6268175 | LLG transfer membranes, 0,22µm | supported nitrocellulose, | 200mm x 20cm, pack of 5 | 1212 | 1 | 1 | 103.79
6268176 | LLG-Analytical funnel, 0.45µm, Ø 47mm | nitrocellulose, white/black grid, | 100ml vol., sterile, pack of 50 | 1269 | 1 | 1 | 111.35
6268177 | LLG-Analytical funnel, 0.45µm, Ø 47mm | nitrocellulose, white/black grid, | 100ml vol., sterile, single packed, pack of 50 | 1269 | 1 | 1 | 163.05
6268178 | LLG-Analytical funnel, 0.2µm, Ø 47mm | nitrocellulose, white/black grid, | 100ml vol., sterile, pack of 50 | 1269 | 1 | 1 | 111.35
6268179 | LLG-Analytical funnel, 0.45µm, Ø 47mm | nitrocellulose, black/white grid, | 100ml vol., sterile, pack of 50 | 1269 | 1 | 1 | 111.35
6268180 | LLG-Analytical funnel, 0.45µm, Ø 47mm | nitrocellulose, black/white grid, | 100ml vol., sterile, single packed, pack of 50 | 1269 | 1 | 1 | 163.05
6268181 | LLG-Analytical funnel, 0.2µm, Ø 47mm | nitrocellulose, white/black grid, | 100ml vol., sterile, single packed, pack of 50 | 1269 | 1 | 1 | 163.05
6268182 | LLG microb. monitor 0.45µm, Ø 56mm | nitrocellulose, white/black grid, | 100ml vol., sterile, pack of 50 | 1269 | 1 | 1 | 121.96
6268183 | LLG microb. monitor 0.45µm, Ø 56mm | nitrocellulose, black/white grid, | 100ml vol., sterile, pack of 50 | 1269 | 1 | 1 | 121.96
6268184 | LLG microb. monitor 0.8µm, Ø 56mm | nitrocellulose, black/white grid, | 100ml vol., sterile, pack of 50 | 1269 | 1 | 1 | 121.96
6268185 | LLG microb. monitor 0.2µm, Ø 56mm | nitrocellulose, white/black grid, | 100ml vol., sterile, pack of 50 | 1269 | 1 | 1 | 121.96
6268186 | LLG microb. monitor 0.45µm, Ø 47mm | nitrocellulose, white/black grid, | 100ml vol., sterile, pack of 50 | 1269 | 1 | 1 | 121.96
6268187 | LLG microb. monitor 0.45µm, Ø 47mm | nitrocellulose, white/black grid, | 100ml vol., sterile, single packed, pack of 50 | 1269 | 1 | 1 | 178.58
6268188 | LLG microb. monitor 0.45µm, Ø 47mm | nitrocellulose, black/white grid, | 100ml vol., sterile, pack of 50 | 1269 | 1 | 1 | 121.96
6268189 | LLG microb. monitor 0.8µm, Ø 47mm | nitrocellulose, black/white grid, | 100ml vol., sterile, pack of 50 | 1269 | 1 | 1 | 121.96
6268193 | Analytical balance Adventurer® AX124 | 120 g / 0.1 mg, internal calibration | weighing plate dia. 90mm | 359 | 1 | 1 | See Cope Price List BB576-51
6268195 | Analytical balance Adventurer® AX124/E | 120 g / 0.1 mg, external calibration | weighing plate dia. 90mm | 359 | 1 | 1 | See Cope Price List BB576-03
6268196 | Analytical balance Adventurer® AX224 | 220 g / 0.1 mg, internal calibration | weighing plate dia. 90mm | 359 | 1 | 1 | See Cope Price List BB576-55
6268198 | Analytical balance Adventurer® AX224/E | 220 g / 0.1 mg, external calibration | weighing plate dia. 90mm | 359 | 1 | 1 | See Cope Price List BB576-07
6268199 | Analytical balance Adventurer® AX324 | 320 g / 0.1 mg, internal calibration | weighing plate dia. 90mm | 359 | 1 | 1 | Refer to Cope
6268201 | Analytical balance Explorer® EX125D | 52 g / 0.01 mg, 120 g / 0.1 mg, | weighing plate Ø 80mm | 358 | 1 | 1 | See Cope Price List BB608-10
6268202 | Analytical balance Explorer® EX125 | 120 g / 0.01 mg, | weighing plate Ø 80mm | 358 | 1 | 1 | See Cope Price List BB608-20
6268203 | Analytical balance Explorer® EX225D | 120 g / 0.01 mg, 220 g / 0.1 mg, | weighing plate Ø 80mm | 358 | 1 | 1 | See Cope Price List BB608-30
6268204 | Analytical balance Explorer® EX225D/AD | 120 g / 0,01 mg, 220 g / 0,1 mg, | with automatic door, weighing plate Ø 80mm | 358 | 1 | 1 | See Cope Price List BB608-40
6268205 | Analytical balance Explorer® EX225/AD | 220 g / 0.01 mg, with automatic door, | weighing plate Ø 80mm | 358 | 1 | 1 | See Cope Price List BB608-40
6268206 | Analytical balance Explorer® EX124/AD | 120 g / 0.1 mg, | weighing plate Ø 80mm | 358 | 1 | 1 | Refer to Cope
6268207 | Analytical balance Explorer® EX324/AD | 320 g / 0.1 mg, with automatic door, | weighing plate Ø 90mm | 358 | 1 | 1 | Refer to Cope
6268208 | Precision balance Adventurer® AX223 | 220 g / 1 mg, internal calibration | weighing plate dia. 130mm | 349 | 1 | 1 | See Cope Price List BB576-59
6268210 | Precision balance Adventurer® AX423 | 420 g / 1 mg, internal calibration | weighing plate dia. 130mm | 349 | 1 | 1 | See Cope Price List BB576-63
6268212 | Precision balance Adventurer® AX423/E | 420 g / 1 mg, external calibration | weighing plate dia. 130mm | 349 | 1 | 1 | See Cope Price List BB576-15
6268213 | Precision balance Adventurer® AX523 | 520 g / 1 mg, internal calibration | weighing plate dia. 130mm | 349 | 1 | 1 | See Cope Price List BB576-67
6268215 | Precision balance Adventurer® AX523/E | 520 g / 1 mg, external calibration | weighing plate dia. 130mm | 349 | 1 | 1 | See Cope Price List BB576-19
6268216 | Precision balance Adventurer® AX622 | 620 g / 0.01 g, internal calibration, | weighing plate 175x195mm | 349 | 1 | 1 | See Cope Price List BB576-71
6268217 | Precision balance Adventurer® AX622/E | 620 g / 0.01 g, external calibration, | weighing plate 175x195mm | 349 | 1 | 1 | See Cope Price List BB576-23
6268218 | Precision balance Adventurer® AX1502 | 1520 g / 0.01 g, internal calibration, | weighing plate 175x195mm | 349 | 1 | 1 | See Cope Price List BB576-75
6268220 | Precision balance Adventurer® AX1502/E | 1520 g / 0.01 g, external calibration, | weighing plate 175x195mm | 349 | 1 | 1 | See Cope Price List BB576-27
6268222 | Precision balance Adventurer® AX2202/E | 2200 g / 0.01 g, external calibration, | weighing plate 175x195mm | 349 | 1 | 1 | See Cope Price List BB576-31
6268223 | Precision balance Adventurer® AX4202 | 4200 g / 0.01 g, internal calibration, | weighing plate 175x195mm | 349 | 1 | 1 | See Cope Price List BB576-83
6268225 | Precision balance Adventurer® AX4202/E | 4200 g / 0.01 g, external calibration, | weighing plate 175x195mm | 349 | 1 | 1 | See Cope Price List BB576-35
6268226 | Precision balance Adventurer® AX5202 | 5200 g / 0.01 g, internal calibration, | weighing plate 175x195mm | 349 | 1 | 1 | Refer to Cope
6268240 | LLG-Serological pipettes type 1, 10ml | PS, 1/10ml, orange code, stretched mouth, | sterile, single wrapped, pack of 200 | 857 | 1 | 1 | 44.22
6268289 | Replacement disc 9405 CA | colorless, fitting free |  | 189 | 1 | 1 | 12.59
6268358 | Latex glove Pro-Fit 6240 - Super Blue | size 7, blue, cotton jersey lining, | roughended surface, pair | 218 | 1 | 1 | 8.94
6268359 | Latex glove Pro-Fit 6240 - Super Blue | size 8, blue, cotton jersey lining, | roughended surface, pair | 218 | 1 | 1 | 8.94
6268360 | Latex glove Pro-Fit 6240 - Super Blue | size 9, blue, cotton jersey lining, | roughended surface, pair | 218 | 1 | 1 | 8.94
6268361 | Latex glove Pro-Fit 6240 - Super Blue | size 10, blue, cotton jersey lining, | roughended surface, pair | 218 | 1 | 1 | 8.94
6268389 | SIMDOS®10 membrane dosing pump | FEM 1.10 FT.18S2 |  | 965 | 1 | 1 | Refer to Cope
6268390 | SIMDOS®10 membrane dosing pump | FEM 1.10 FT.18RC2 |  | 965 | 1 | 1 | Refer to Cope
6268391 | SIMDOS®10 membrane dosing pump | FEM 1.10 KT.18S2 |  | 965 | 1 | 1 | Refer to Cope
6268392 | SIMDOS®10 membrane dosing pump | FEM 1.10 KT.18RC2 |  | 965 | 1 | 1 | Refer to Cope
6268393 | SIMDOS®10 membrane dosing pump | FEM 1.10 TT.18S2 |  | 965 | 1 | 1 | Refer to Cope
6300025 | Volumetric pipette 6 ml, class AS | AR-clear soda glass, brown graduated, | conformity-certified | 844 | 1 | 1 | 9.8
6300026 | Volumetric pipette 7 ml, class AS | AR-clear soda glass, brown graduated, | conformity-certified | 844 | 1 | 1 | 9.8
6300028 | Volumetric pipette 4 ml, class AS | AR-clear soda glass, brown graduated, | conformity-certified | 844 | 1 | 1 | 7.76
6300165 |  |  |  | 716 | 1 | 1 | 900.94
6300168 | Screwthread Tubes with NS Cone, GL 25 Cone NS | 14/23 |  | 606 | 1 | 1 | 20.2
6300299 | Volumetric pipette 9 ml, class AS | AR-clear soda glass, brown graduated, | conformity-certified | 844 | 1 | 1 | 9.8
6300334 | Big-Star desiccator | with magnetic lock, PMMA | 540 x 515 x 560 mm | 1000 | 1 | 1 | 1550.15
6300402 |  |  |  | 1225 | 1 | 1 | 932.58
6300696 |  |  |  | 1049 | 1 | 1 | Refer to Cope
6300995 | Support clamp, electroplated | flexible bole, L=220mm, d=8mm, | range 0-30mm | 172 | 1 | 1 | 108.85
6301466 | TICKOPUR TR 3, 2 ltr. | (no dan. goods) |  | 1086 | 1 | 1 | 27.29
6301526 | Protection gloves RUBIFLEX S NB60S | ca.60 cm, size 9, type 89647, | green, pair | 221 | 1 | 1 | 35.11
6301538 | Finntips FT 50-micro | 0.2-50 µl, 10 racks of 384 |  | 905 | 1 | 1 | 460.37
6301574 | Tubing clamps | pack of 100 |  | 151 | 1 | 1 | 35.68
6301578 | Microliter syrigne 701 N CTC | (26s/51/2) 10 µl |  | 1355 | 1 | 1 | 95.98
6301604 | Finntips FT 50-micro | 0.2-50 µl, pack of 1000 |  | 905 | 1 | 1 | 79.59
6301637 | BEL-ART-waste bags 640x890 mm | Biohazard, orange-red, | pack of 200 | 244 | 1 | 1 | 364.11
6301671 |  |  |  | 1207 | 1 | 1 | 408.21
6301718 | Stand base 210x130mm, | M10 bore hole, steel, powder coated, | 8mm thick, with welded feet | 167 | 1 | 1 | 23.42
6301727 |  |  |  | 1225 | 1 | 1 | 276.32
6301732 | Graduated pipette 1:0.01 ml, 360 mm length | class AS, main point ring graduation, | graduated to top, amber graduated | 848 | 1 | 1 | 3.68
6301841 | Dipping flow cups DE 10, aluminum | with fixed nozzle 6 mm, DIN 53211 |  | 403 | 1 | 1 | 147.71
6302001 | bottom grid for model WNB/WNE/ONB 7 | for 30mm and 60mm high |  | 766 | 1 | 1 | 49.95
6302116 | Round-bottom Flasks with Conical Joint, Cap. ml 50 | Socket NS 19/26 |  | 570 | 1 | 1 | 7.88
6302247 | CryoTubes 4,5 ml, PP, sterile, | with cap, external thread, U-shaped, | with writing area, pack of 300 | 703 | 1 | 1 | 140.61
6302328 | Viscosity cup Type TI, aluminium | with fixed nozzle, similar ISO | orifice 4 mm of stainless steel | 403 | 1 | 1 | 146.24
6302336 | Filter unit series MF75 150ml | PES, 0,2µm |  | 689 | 1 | 1 | Refer to Cope
6302391 | Muffle Furnaces L 9/11/B180 | 110°C |  | 825 | 1 | 1 | Refer to Cope
6302596 | CryoTubes 4,5 ml, PP, sterile, | with cap, internal thread, U-shaped, | with writing area, pack of 300 | 704 | 1 | 1 | 155.29
6302598 | CryoTubes 1,8 ml, PP, sterile, | with cap, internal thread, U-shaped, | with writing area, pack of 450 | 704 | 1 | 1 | 189.6
6302667 | Immuno Washer 8, 8 channel | incl. rack |  | 1208 | 1 | 1 | #N/A
6302759 | Viscosity cup,DIN 53211,Aluminium,with 4 mm jet |  |  | 403 | 1 | 1 | 147.71
6302852 |  |  |  | 1049 | 1 | 1 | Refer to Cope
6302979 | Screw-type filters,combination filter 81 BSt |  |  | 200 | 1 | 1 | 29.24
6303032 | Graduated pipette 1:0.1 ml, 360 mm length | class AS, main point ring graduation, | graduated to top, amber graduated | 848 | 1 | 1 | 3.75
6303189 | Sockets with Special Tube Dimensions, NS 45/40 | O.D. mm 48x280 |  | 613 | 1 | 1 | 22.9
6303190 | Sockets with Special Tube Dimensions, NS 29/32 | O.D. mm 32x210 |  | 613 | 1 | 1 | 6.12
6303229 | Microliter syringe 701 N CTC | (26s/51/AS) 10 µl |  | 1355 | 1 | 1 | 101.44
6303297 | Chromatographic Columns with Frit, PTFE- or Valve | Stopcock, Length mm 600 Column D.mm 30 |  | 1370 | 1 | 1 | 86.62
6303525 |  |  |  | 78 | 1 | 1 | #N/A
6303738 | Volumetric pipette 3 ml, class AS | AR-clear soda glass, brown graduated, | conformity-certified | 844 | 1 | 1 | 5.49
6303743 | Graduated pipette 25:0.1 ml, 450 mm length | class AS, main point ring graduation, | graduated to top, amber graduated | 848 | 1 | 1 | 7.93
6303795 |  |  |  | 170 | 1 | 1 | 35.72
6303841 |  |  |  | 172 | 1 | 1 | 95.61
6303898 | Half mask 6000, size M |  |  | 198 | 1 | 1 | 23.76
6303899 | Half mask 6000, size L |  |  | 198 | 1 | 1 | 23.76
6303926 | Microliter syringe 1001 CTC | (26/56/5) 1 ml |  | 1356 | 1 | 1 | 185.02
6303988 | Measuring cylinder 100 ml, class A | Duran®, ring graduation, amber graduated, | conformity certified, | 831 | 1 | 1 | 10.53
6304147 | Crucible lid Ø 43 mm, Alsint | for crucible Ø 38 mm |  | 107 | 1 | 1 | 33.77
6304307 | LLG-Bags with seal,PE, 220 x 310 mm,pack of 100 |  |  | 181 | 1 | 1 | 7.66
6304322 | Disposible gloves, nitrile | "Touch N Tuff" size XL (9,5-10) | not powdered, blue | 210 | 1 | 1 | 25.79
6304378 | Thermofluid SilOil | M40.165.10, 10 Ltr. |  | 757 | 1 | 1 | 689.25
6304822 | Test tubes hydrogen sulfide 0,5/A | pack of 10 |  | 1104 | 1 | 1 | 86.58
6304828 | Microliter syringe 75 N CTC | (26s/51/AS) 5 µl |  | 1355 | 1 | 1 | 108.23
6304882 | Spare piston for Acura® 841/846 | micro pipette 5 - 25 µl | 2x white, pack of 5 | 896 | 1 | 1 | Refer to Cope
6304939 | Columns to Vigreux without Jacket, Eff.L. mm 200 | Socket/Cone NS 14/23 |  | 584 | 1 | 1 | 45.74
6305117 | Whirl-Pak® sample bags 190x380 mm | w./o. writing field, PE, sterile, | cap. 2070 ml, filling volume 1380 ml, pack of 500 | 511 | 1 | 1 | See Cope Price List BA104-29
6305430 | Graduated pipette 2:0.01 ml, 360 mm length | class AS, main point ring graduation, | graduated to top, amber graduated | 848 | 1 | 1 | 3.75
6305840 | Grid divider 4x4 for LLG-Cryobox | H=30mm, from cardboard, | for tubes up to ca. 31,0 mm Ø | 705 | 1 | 1 | 1.59
6306078 | Thermofluid SilOil | M20.195/235.20, 5 Ltr |  | 757 | 1 | 1 | 397.23
6306164 | Support clamp 180x12 mm, round jaws with cork | range 80 mm, annealed cast iron electroplated |  | 172 | 1 | 1 | 20.91
6306275 | Round-bottom Flasks, Three-neck, Side Necks | Parallel, C. Neck NS 29/32 Side Neck NS 19/26 |  | 574 | 1 | 1 | 46.91
6306285 | Bends , Cone NS 14/23 |  |  | 581 | 1 | 1 | 18.26
6306286 | Round-bottom Flasks, Three-neck, Side Necks | Parallel, C. Neck NS 29/32 Side Neck NS 29/32 |  | 574 | 1 | 1 | 222.15
6306550 | Spare Plugs for Stopcocks, Straight Bore, PTFE, NS | 12,5 Bore mm 2,5 |  | 614 | 1 | 1 | 11.89
6306551 | Spare Plugs for Stopcocks, Straight Bore, PTFE, NS | 14,5 Bore mm 4,0 |  | 614 | 1 | 1 | 12.95
6306619 | Gabled cover |  |  | 766 | 1 | 1 | 132.56
6307233 | Capillary tubes 10 - 50 µl | for Acura® 841/846 | green, pack of 200 | 896 | 1 | 1 | Refer to Cope
6307252 | Stand base 300 x 150 mm | steel, powder coated, M10 bore hole, | 8mm thick, with welded feet | 167 | 1 | 1 | 30.1
6307327 | Nitrogen Round-bottom Flasks (Schlenk-Flasks), | Socket NS 14/23 Cap. ml 100 |  | 576 | 1 | 1 | 52.93
6307820 | Nitrogen Round-bottom Flasks (Schlenk-Flasks), | Socket NS 14/23 Cap. ml 50 Cap. ml 250 |  | 576 | 1 | 1 | 52.16
6307821 | Nitrogen Round-bottom Flasks (Schlenk-Flasks), | Socket NS 29/32 Cap. ml 100 Cap. ml 3000 |  | 576 | 1 | 1 | 53.73
6307822 | Nitrogen Round-bottom Flasks (Schlenk-Flasks), | Socket NS 29/32 Cap. ml 500 Cap. ml 6000 |  | 576 | 1 | 1 | 68.49
6307823 | Nitrogen Round-bottom Flasks (Schlenk-Flasks), | Socket NS 29/32 Cap. ml 1000 Cap. ml |  | 576 | 1 | 1 | 87.42
6308831 | Spare piston for Acura® 841/846 | micro pipette 1 - 5 µl | 1x white pack of 5 | 896 | 1 | 1 | Refer to Cope
6308832 | Capillary tubes 1 - 5 µl | for Acura® 841/846 | pack of 200 | 896 | 1 | 1 | Refer to Cope
6311677 | Spectacles UVEX i-vo 9160, blue/orange | disc nature/UV 2-1,2, supravision HC-AF |  | 187 | 1 | 1 | 24.1
6314563 | CHROMABOND Columns SA | volume: 1 ml, content of sorbent: 100 mg | material: PP, with PE-filterelements pack of 100 | 1362 | 1 | 1 | 292.7
6314566 | Viscosity cup Type TI, aluminium | with fixed nozzle, similar ISO | orifice 6 mm of stainless steel | 403 | 1 | 1 | 146.24
6318848 | Clamp glasses i-vo 9160 | frame:blue/orange, disc amber/5-2,5 UV | optidur NC | 187 | 1 | 1 | 24.1
6320887 | Spare piston for Acura® 841/846 | micro pipette 100 - 200 µl | red, pack of 5 | 896 | 1 | 1 | Refer to Cope
6321027 | Buffer Solution pH6.00 ± 0.01 @ 20°C 1L |  |  | 309 | 1 | 1 | 24.14
6322097 |  |  |  | 118 | 1 | 1 | 39.84
6323052 | Ladies laboratory coat, size 42 | white, 100% cotton, 1/1 arm | type 81509 | 229 | 1 | 1 | 32.89
6324668 | Spectacles UVEX i-vo 9160, blue/orange | disc nature/UV 2-1,2, optidur NC |  | 187 | 1 | 1 | 21.96
6401078 |  |  |  | 1280 | 1 | 1 | Refer to Cope
6401081 |  |  |  | 1280 | 1 | 1 | Refer to Cope
6401082 | Screw cap, PP, green | with O-ring sealing, SI, resist temp. | -176 up to 121°C, pack of 1000 | 1280 | 1 | 1 | Refer to Cope
6401093 |  |  |  | 77 | 1 | 1 | 107.03
6401134 | Screw cap, PP, yellow | with O-ring sealing, SI, resist temp. | -176 up to 121°C, pack of 1000 | 1280 | 1 | 1 | Refer to Cope
6401135 | Reaction tubes PP without cap 2,0ml | pack of 1000 with condition-ring grad. |  | 1280 | 1 | 1 | Refer to Cope
6401199 | Lid DE-CS7-78 | stainless steel |  | 1088 | 1 | 1 | 411.17
6401203 | Nitrogen Tubes (Schlenk-Tubes), NS 14/23 Socket | Cap. ml 1000 |  | 576 | 1 | 1 | 55.85
6401235 | Full mask BRK 820 G |  |  | 200 | 1 | 1 | 129.91
6401256 | Stand tripod, side length 105mm |  |  | 167 | 1 | 1 | 31.92
6401362 | Gas Washbottle Heads with Filter Disc, Por. 1 | Flask ml 250 |  | 603 | 1 | 1 | 53.75
6401380 |  |  |  | 1358 | 1 | 1 | #N/A
6401428 | Iodine Determination Flasks , Cap. ml 250 Socket | NS 29/32 |  | 577 | 1 | 1 | 19.97
6401432 | Cones, Full Length, NS 34/45 |  |  | 613 | 1 | 1 | 20.65
6401458 | Safety washing bottle 500 ml | narrow neck, PE-LD, GL 25, dimethylformamide | with VENT CAP screw connection | 91 | 1 | 1 | 9.04
6401505 | Grid divider 4x4 for LLG-Cryobox | H=40mm, from cardboard, | for tubes up to ca. 31,0 mm Ø | 705 | 1 | 1 | 2.42
6401579 | tube rack, for 100 tubes | PP, 109,5 x 263 x 45 mm, red |  | 32 | 1 | 1 | 9.82
6401582 | universal test tube rack | for 24 tubes, diam 30mm, PP | 112 x 300 x 85 mm, red | 38 | 1 | 1 | See Cope Price List SM805-46
6510003 | Finntips FT 5 ml | 1000-5000 µl, pack of 500 |  | 907 | 1 | 1 | 93.57
6510005 | Petri dishes 95x20 mm | PS, non-sterile, | with vents, pack of 360 | 1241 | 1 | 1 | 93.02
6510172 | Pipette for tissue culture 10:0.1ml | claer glass, amber graduation, | 230 mm, with mouth piece for cotton plug | 851 | 1 | 1 | 8.16
6510180 | Measuring cylinder 100 ml, class B | tall form, short line graduation, | Borosilicate glass, amber graduated | 831 | 1 | 1 | 8.69
6510181 | Measuring cylinder 500 ml, class B | tall form, short line graduation, | Borosilicate glass, amber graduated | 831 | 1 | 1 | 23.15
6510182 | Measuring cylinder 1000 ml, class B | tall form, short line graduation, | Borosilicate glass, amber graduated | 831 | 1 | 1 | 32.32
6510183 | Measuring cylinder 2000 ml, class B | tall form, short line graduation, | Borosilicate glass, amber graduated | 831 | 1 | 1 | 61.92
6510319 | standard funnel | for long- and bulk solids |  | 536 | 1 | 1 | 1050.48
6510335 | Pipette for tissue culture 25:0.2ml | claer glass, amber graduation, | 230 mm, with mouth piece for cotton plug | 851 | 1 | 1 | 13.25
6510380 |  |  |  | 1047 | 1 | 1 | Refer to Cope
6510405 |  |  |  | 26 | 1 | 1 | 150.33
6510709 |  |  |  | 1137 | 1 | 1 | 1916.25
6510849 | LLG-Safety net SN 25 | from PE: for ø: 12-25 mm, | blue, roll of 5 mtr. | 60 | 1 | 1 | 17.61
6510856 |  |  |  | 1277 | 1 | 1 | 17.58
6510864 | Finntips FT 250 univeral | 0,5-250 µl, sterile | 10 racks of 96 | 905 | 1 | 1 | 100.75
6510909 | Three-finger-clamp, aluminium | clamping range 0-70 mm | fingers PVC coated | 171 | 1 | 1 | 59.36
6700069 | Immuno Washer 12, 12 channel | incl. rack |  | 1208 | 1 | 1 | #N/A
6700111 | Microliter syringe 7000.5/KH | 0,5 µl, (25/70/2) |  | 1355 | 1 | 1 | 119.06
6700357 |  |  |  | 307 | 1 | 1 | Refer to Cope
6700568 | LLG-Cryobox, 133x133x50 mm | blue, special, w/o grid |  | 706 | 1 | 1 | See Cope Price List TP458-04
6700690 | Capillary column OPTIMA-5 MS | ID: 0.32 mm, film thickness: 0.25 µm | length 30 m | 1383 | 1 | 1 | 834.67
6700747 |  |  |  | 1360 | 1 | 1 | 340.09
6700903 | Measuring cylinder 25 ml, class A | Duran®, ring graduation, amber graduated, | conformity certified, | 831 | 1 | 1 | 9.95
6701485 |  |  |  | 1279 | 1 | 1 | Refer to Cope
6702588 |  |  |  | 1256 | 1 | 1 | #N/A
6702724 | Cellculture bottles EasYFlask | 70 ml, with HDPE fitler cap, | sterile, not treated, pack of 200 | 1218 | 1 | 1 | 189.21
6704046 | ALUGRAM sheets RP-18W/UV254 | size: 20 x 20 cm, pack of 25 |  | 1392 | 1 | 1 | 370.75
6704091 |  |  |  | 1384 | 1 | 1 | 123.28
6704458 |  |  |  | 1384 | 1 | 1 | 110.03
6705831 |  |  |  | 403 | 1 | 1 | 146.24
6705832 |  |  |  | 403 | 1 | 1 | 146.24
6800124 | Volumetric pipette 100 ml, class AS, 2 marks | AR-clear soda glass, brown graduated, | conformity-certified | 844 | 1 | 1 | 22.72
6800126 | Clamp, malleable iron | powder coated, rounded jaws, | opening to 60mm, with cork jaws | 172 | 1 | 1 | 16.47
6800139 | Protection spectacles astrospec 9168 | colour:blue, lenses:colourless/UV 2-1,2 | optidur NC | 188 | 1 | 1 | 16.22
6800181 |  |  |  | 1225 | 1 | 1 | 297.84
6800202 | Round-bottom Flasks with Conical Joint, Cap. ml | 250 Socket NS 19/26 |  | 570 | 1 | 1 | 19.17
6800204 | Clamp, malleable iron | powder coated, rounded jaws, | opening to 25mm, with cork jaws | 172 | 1 | 1 | 11.94
6800214 | Round-bottom Flasks with Conical Joint, Cap. ml | 250 Socket NS 24/29 |  | 570 | 1 | 1 | 17
6800215 | Round-bottom Flasks with Conical Joint, Cap. ml | 500 Socket NS 24/29 |  | 570 | 1 | 1 | 21.18
6800228 | CryoTubes 1,8 ml, PP, sterile | with cap, internal thread, flat bottom, | writing area, pack of 450 | 704 | 1 | 1 | 188.9
6800235 | Round-bottom Flasks with Conical Joint, Cap. ml | 1000 Socket NS 24/29 |  | 570 | 1 | 1 | 25.19
6800337 | Nitrogen Round-bottom Flasks (Schlenk-Flasks), | Socket NS 14/23 Cap. ml 25 Cap. ml 100 |  | 576 | 1 | 1 | 49.58
6800353 |  |  |  | 118 | 1 | 1 | 8.51
6800382 | LLG-Test tubes 130 x 16 mm | AR glass, with beaded rim, | pack of 100 | 24 | 1 | 1 | 20.63
6800399 | CryoTubes 1,0 ml, PP, sterile, | with cap, external thread, U-shaped, | with writing area, pack of 500 | 703 | 1 | 1 | 216.81
6800451 | Meliseptol® HBV - tissues | pack of 100 |  | 1056 | 1 | 1 | 5.74
6800620 | LLG-Test tubes 130 x 14 mm | AR glass, with beaded rim, | pack of 100 | 24 | 1 | 1 | 18.29
6800621 | LLG-Test tubes 150 x 25 mm | AR glass, with flange rim, | pack of 50 | 24 | 1 | 1 | 41.85
6800632 | Horizontal-Star Desiccator | with magnetic lock, PMMA | 520 x 375 x 340 mm | 1000 | 1 | 1 | 855.04
6800667 | Desiccator SUPER STAR | with magnetic lock, PMMA | 310 x 375 x 525mm | 999 | 1 | 1 | 914.11
6800724 |  |  |  | 197 | 1 | 1 | 54.21
6800733 |  |  |  | 170 | 1 | 1 | 35.09
6801018 | Volumetric pipette 0.5 ml, class AS, 2 marks | AR-clear soda glass, brown graduated, | conformity-certified | 844 | 1 | 1 | 8.84
6801019 | Volumetric pipette 1 ml, class AS, 2 marks | AR-clear soda glass, brown graduated, | conformity-certified | 844 | 1 | 1 | 8.16
6801020 | Volumetric pipette 2 ml, class AS, 2 marks | AR-clear soda glass, brown graduated, | conformity-certified | 844 | 1 | 1 | 8.24
6801021 | Volumetric pipette 5 ml, class AS, 2 marks | AR-clear soda glass, brown graduated, | conformity-certified | 844 | 1 | 1 | 9.52
6801022 | Volumetric pipette 20 ml, class AS, 2 marks | AR-clear soda glass, brown graduated, | conformity-certified | 844 | 1 | 1 | 13.05
6801023 | Volumetric pipette 25 ml, class AS, 2 marks | AR-clear soda glass, brown graduated, | conformity-certified | 844 | 1 | 1 | 13.05
6801024 | Volumetric pipette 50 ml, class AS, 2 marks | AR-clear soda glass, brown graduated, | conformity-certified | 844 | 1 | 1 | 16.04
6801037 | Microliter szringe 7102 KH | 2µl, (23/70/2) |  | 1355 | 1 | 1 | 118.09
6801073 | LLG-Test tubes 100 x 10 mm | AR glass, with beaded rim, | pack of 100 | 24 | 1 | 1 | 12.52
6801096 |  |  |  | 197 | 1 | 1 | 52.89
6801137 | Microliter syringe 1002 CTC | (26/51/5) 2,5 ml |  | 1356 | 1 | 1 | 194.85
6801219 | Cuvette 117.100-QS, 10mm thickness | made of Suprasil |  | 1048 | 1 | 1 | Refer to Cope
6801239 | Crucible lid Ø 32 mm, Alsint | for crucible Ø 30 mm |  | 107 | 1 | 1 | 24.37
6801332 | Neutral density glass filter F3, NG 5, | certified, 45x12.5x12.5mm, | 0,5 absorption | 1047 | 1 | 1 | Refer to Cope
6801361 | Spare Plugs for Stopcocks, Straight Bore, PTFE, NS | 14,5 Bore mm 2,5 |  | 614 | 1 | 1 | 11.99
6801467 | bottom grid for model WNB/WNE/ONB 45 | for 30mm and 60mm high |  | 766 | 1 | 1 | 135.21
6801515 |  |  |  | 950 | 1 | 1 | Refer to Cope
6801571 | Funnel 350 ml, PP | (MBS I), pack of 20 |  | 686 | 1 | 1 | Refer to Cope
6801608 | CHROMABOND Gaskets | for lid, for 12 columns | pack of 2 | 1363 | 1 | 1 | 65.65
6801655 | Cryotubes 1.2 ml, PP, natural, | external thread, with stand foot, | writ.area, sterile, pack of 1000 | 702 | 1 | 1 | Refer to Cope
6801684 | Telescope rod from fibre glass | prolongable from 145 to 275 cm |  | 505 | 1 | 1 | 89.92
6801707 | LLG-Cryobox 133x133x75mm | white, special, w/o grid | type B75-1 | 706 | 1 | 1 | See Cope Price List TP458-22
6801727 | LLG-Aluminium crimp cap N 13, silver, center hole | pack of 100pcs |  | 1341 | 1 | 1 | 4.28
6801789 | Grid divider 8x8 for LLG-Cryobox | H=65mm, from cardboard, | for tubes up to ca. 15,0 mm Ø | 705 | 1 | 1 | 2.85
6801854 | LLG-Steristoppers® no. 9 P (fit) | for vials with internal neck dia. of | ca. 9,0 - 10,5 mm, pack of 1000 | 1253 | 1 | 1 | 40.09
6801867 | Neutral glass filter F2, NG 11 | certified 48x12,5x12,5 mm | 0,25 absorption | 1047 | 1 | 1 | Refer to Cope
6801868 | Neutral density glass filter, F4, NG 4, | certified 45x12.5x12.5mm, | 1.0 absorption | 1047 | 1 | 1 | Refer to Cope
6801871 |  |  |  | 1280 | 1 | 1 | Refer to Cope
6801872 | Screw cap, PP, red | with O-ring sealing, SI, resist temp. | -176 up to 121°C, pack of 1000 | 1280 | 1 | 1 | Refer to Cope
6801890 |  |  |  | 1222 | 1 | 1 | 392.88
6801894 | CHROMABOND Columns SiOH | volume: 6 ml, content of sorbent: 500 mg | material: PP, with PE-filterelements pack of 30 | 1361 | 1 | 1 | 136.35
6801962 | Extractor Heads for Specific Light Solvents | Extractor 100 ml, Condenser NS 45/40 |  | 599 | 1 | 1 | 191.33
6801977 | Carbon monoxide tests | UN 3260, 8, II, (E) | pack of 10 | 1105 | 1 | 1 | 109.39
6801978 | Carbon dioxide tests | pack of 10 |  | 1105 | 1 | 1 | 111.77
6801979 | Water vapour tests 20/a | pack of 10 |  | 1105 | 1 | 1 | 90.13
6802032 |  |  |  | 1280 | 1 | 1 | Refer to Cope
6802057 | ***after clearance sale see item 4654556*** | Grid divider 9x9 for LLG-Cryobox | H=25mm, from cardboard, | 705 | 1 | 1 | #N/A
6802215 | Grid divider 7x7 for LLG-Cryobox | H=40mm, from cardboard, | for tubes up to ca.17mm Ø | 705 | 1 | 1 | 2.59
6802229 |  |  |  | 1208 | 1 | 1 | 210.81
6802266 | Cryotubes 3.0 ml, PP, natural | external thread, with stand foot, | writ.area, sterile, pack of 1000 | 702 | 1 | 1 | Refer to Cope
6802293 | LLG-Cryobox 136x136x32mm | blue, standard, w/o grid, | type A32-1 | 705 | 1 | 1 | #N/A
6802391 | Microlitre syringes 7101KH | 1 µl (22/70/2) |  | 1355 | 1 | 1 | 97.07
6802431 | LLG-Cryobox 133x133x32mm | blue, special, w/o grid | type B32-1 | 706 | 1 | 1 | 3.53
6802474 |  |  |  | 1279 | 1 | 1 | Refer to Cope
6802498 |  |  |  | 907 | 1 | 1 | 86.01
6802513 | Drum hand pump, stainless steel | 360 mm immersion depth | with tubing and stopcock | 949 | 1 | 1 | 371.85
6802537 | TICKOPUR TR 3, 5 ltr. | citric acid, solution |  | 1086 | 1 | 1 | 50.37
6802598 | Microlitre syringes 7001 KH | 1 µl (25/70/3) |  | 1355 | 1 | 1 | 102.51
6802614 | Bosshead iron 36,0mm type 1 |  |  | 169 | 1 | 1 | 24.99
6802646 |  |  |  | 1221 | 1 | 1 | 192.69
6802647 |  |  |  | 1221 | 1 | 1 | 191.65
6802700 | Safety mask FFA2P3RD, | against gases vapours and | and particles (up to 50 x TLV) | 196 | 1 | 1 | 37.57
6802726 | LLG-Cryobox 136x136x75mm | white, special, w/o grid, | type A75-1 | 705 | 1 | 1 | 2.85
6802824 |  |  |  | 60 | 1 | 1 | 168.13
6802833 | Erlenmeyer flask 250 ml | PETG, sterile, plane bottom, | with screw-cap, pack of 12 | 1229 | 1 | 1 | Refer to Cope
6802883 | ALUGRAM-Sheets SIL G | thickness: 0.2 mm, size: 5 x 10 cm | pack of 50 | 1391 | 1 | 1 | 70.96
6802901 | Conductiivty Standard 20 | Microsiemens/cm 25°, 500 ml |  | 326 | 1 | 1 | 108.7
6802902 | Conductiivty Standard 200 | Microsiemens/cm 25°C, 500 ml |  | 326 | 1 | 1 | 118.19
6802927 | TICKOPUR TR 3, 1 ltr. | no dan. goods |  | 1086 | 1 | 1 | 23.93
6802957 | Shaft D. 10mm x L. 400 mm, |  |  | 590 | 1 | 1 | 41.6
6802978 | Nitrogen Round-bottom Flasks (Schlenk-Flasks), | Socket NS 29/32 Cap. ml 50 Cap. ml 2000 |  | 576 | 1 | 1 | 52.16
6803016 | CryoTubes 1,8 ml, PP, sterile | with cap, external thread, U-shaped, | pack of 450 | 703 | 1 | 1 | 174.98
6803017 | Davies Condensers, Socket/Cone NS 29/32 Jacket | L.mm 250 |  | 594 | 1 | 1 | 115.16
6803056 | LLG-Cryobox 133x133x75mm | green, special, w/o grid | type B75-1 | 706 | 1 | 1 | See Cope Price List TP458-28
6803067 | glass mealting point tubes | closed at one end | pack of 100 | 409 | 1 | 1 | Refer to Cope
6803092 |  |  |  | 85 | 1 | 1 | Refer to Cope
6803101 |  |  |  | 1221 | 1 | 1 | 366.92
6803102 | Sample collector for viscous substances | PTFE/FEP, transparent, | length 600 mm, diam 25 mm | 510 | 1 | 1 | 348.52
6803126 | Capillary tubes 60 - 100 µl | for Acura® 841/846 | blue, pack of 200 | 896 | 1 | 1 | Refer to Cope
6803127 | Spare piston for Acura® 841/846 | micro pipette 60 - 100 µl | blue, pack of 5 | 896 | 1 | 1 | Refer to Cope
6803174 | LLG-Screw-neck vial N 9 1,5 ml, clear | 32x11,6 mm, first hydrolytic class, with writing | area and fill level mark, pack of 1000 | 1335 | 1 | 1 | 91.41
6803183 | Multipurpose beakers 120 ml, PP with red screw | lid, graduated, non-sterile, pack of 500 |  | 43 | 1 | 1 | 50.31
6803185 | Finntips FT 250 univeral | 0,5-250 µl, sterile | 20 racks of 96 | 905 | 1 | 1 | 126.12
6803270 | Grid divider 12x12 for LLG-Cryobox | H=65mm, from cardboard, | for tubes up to ca. 10,0 mm Ø | 705 | 1 | 1 | #N/A
6803320 |  |  |  | 1385 | 1 | 1 | 76.4
6803323 | High speed centrifuge tubes 15ml | without rim, O.D.: 18mm, | length 102mm, pack of 6 | 644 | 1 | 1 | 56.31
6803324 | Sleeve, rubber adaper 15 ml |  |  | 644 | 1 | 1 | 27.66
6803325 | Sleeve, rubber adaper 30 ml |  |  | 644 | 1 | 1 | 31.4
6803371 | LLG-Crystallise cup 2000 ml | with drain, DIN 12338, Boro 3.3 | D=190 mm, H=90 mm | 100 | 1 | 1 | 22.19
6803384 |  |  |  | 1353 | 1 | 1 | 161.39
6803417 | Syringe 1725 N CTC (22/51/3) | 250 µl |  | 1356 | 1 | 1 | 97.07
6803543 | Round-bottom Flasks, Three-neck, Side Necks | Parallel, C. Neck NS 29/32 Side Neck NS 14/23 |  | 574 | 1 | 1 | 216.21
6803562 |  |  |  | 1219 | 1 | 1 | 174.23
6803567 | LLG-Crystallise cup 300 ml | with drain, DIN 12338, Boro 3.3 | D=95 mm, H=55 mm | 100 | 1 | 1 | 10.15
6803609 |  |  |  | 311 | 1 | 1 | 44.14
6803610 |  |  |  | 311 | 1 | 1 | 45.29
6803611 |  |  |  | 311 | 1 | 1 | 45.29
6803651 |  |  |  | 1391 | 1 | 1 | 94.03
6803677 | Premium-pouring ring GL 45 | height 4 mm, TpCh260 | for Premium screw cap | 1118 | 1 | 1 | 3.53
6803717 | LLG-Snap Cap Vial N 18, 10ml | O.D.: 22mm, outer height: 50 mm, clear, | flat bottom, pack of 100 | 1344 | 1 | 1 | 13.63
6803740 | Milk butyrometer 0-7% F | not calibrated, w./o. stopper |  | 1158 | 1 | 1 | 16.82
6803751 |  |  |  | 1221 | 1 | 1 | 287.47
6900070 | Tubing, polyethylene 8.00 x 1.50mm | hardness 45 shore D - supplied per meter - |  | 142 | 1 | 1 | 1.51
6900098 |  |  |  | 186 | 1 | 1 | 13
6900118 | Crucible lid Ø 46 mm, Alsint | for crucible Ø 42 mm |  | 107 | 1 | 1 | 38.26
6900119 | Mortar 250 ml, 100 mm dia. | stainless steel 18/10 | without pestle | 517 | 1 | 1 | 32.89
6900157 | Columns to Vigreux without Jacket, Eff.L. mm 300 | Socket/Cone NS 14/23 |  | 584 | 1 | 1 | 55.66
6900233 | LLG-Aluminium caps N 11 TB/oA | with sealing discs blue, hole dia. 5,6 mm | sealing disc 0,9 mm thick, pack of 100 | 1339 | 1 | 1 | 11.96
6900312 | Dropping Funnels, Cylindrical, with Pressure | Equalizing Tube , Cap. ml 100 Socket/Cone NS | 29/32 Cap. ml 100 | 591 | 1 | 1 | 59.57
6900353 |  |  |  | 77 | 1 | 1 | 91.81
6900361 | Grid divider 8x8 for LLG-Cryobox | H=40mm, from cardboard, | for tubes up to ca. 15,0 mm Ø | 705 | 1 | 1 | 2.62
6900409 |  |  |  | 1104 | 1 | 1 | 98.38
6900428 | Ring w/o bosshead, O.D.:70mm | steel powder coated |  | 168 | 1 | 1 | 9.22
6900429 | Ring w/o bosshead, O.D.:100mm | steel powder coated |  | 168 | 1 | 1 | 10.73
6900430 |  |  |  | 168 | 1 | 1 | 13.6
6900522 | Coil Condensers (double walled), Socket/Cone NS | 14/23 Jacket L. mm 160 |  | 594 | 1 | 1 | 73.63
6900523 | Receiver Adapters, Straight, Socket/Cone NS 29/32 |  |  | 582 | 1 | 1 | 35.83
6900648 | Adapter, DURAN® | from NS cone NS 29/32 | to spherical joint socket S 29 | 606 | 1 | 1 | 38.2
6900713 | Chromabond tubing adapters | pack of 4 |  | 1363 | 1 | 1 | 198.47
6900722 |  |  |  | 983 | 1 | 1 | Refer to Cope
6900761 |  |  |  | 168 | 1 | 1 | 17.83
6900828 | Erlenmeyer-Flasks with Conical Joint, Cap. ml 3000 | Socket NS 45/40 |  | 577 | 1 | 1 | 101.77
6900898 | Cones, Full Length, NS 14/35 |  |  | 613 | 1 | 1 | 5.99
6900937 | Finntips FT 5 ml | 1000-5000 µl, sterile | 5 racks of 54 | 907 | 1 | 1 | 104.27
6900963 | LLG-Rubber stopper N 20 | red, pack of 100 |  | 1347 | 1 | 1 | 17.73
6900991 | Microliter syringe 7701.2 CTC | (26s/51/AS) 1,2 µl |  | 1355 | 1 | 1 | 149.59
6901030 | Protect-star-desiccators PMMA | 304x375x520mm |  | 999 | 1 | 1 | 901.11
6901143 | ALUGRAM sheets RP-18W/UV254 | size: 5 x 10 cm, pack of 50 |  | 1392 | 1 | 1 | 164.38
6901167 | Erlenmeyer flask 125 ml | PETG, sterile, with baffles | and screw-cap, pack of 24 | 1229 | 1 | 1 | Refer to Cope
6901168 | Erlenmeyer flask 250 ml | PETG, sterile, with baffles | and screw-cap, pack of 12 | 1229 | 1 | 1 | Refer to Cope
6901208 | Cryo-Color-Code, purple | PS, pack of 500 |  | 704 | 1 | 1 | 21.66
6901244 | Cryo-Color-Code, grey | PS, pack of 500 |  | 704 | 1 | 1 | 21.66
6901259 | Stop cock NS 24/29 | (original Schott) |  | 992 | 1 | 1 | 38.64
6901328 |  |  |  | 332 | 1 | 1 | #N/A
6901329 | 96 well plattes with | transparent bottom, black | pack of 30 | 1222 | 1 | 1 | 258.2
6901399 | Measuring cylinder 5 ml, class A | Duran®, ring graduation, amber graduated, | conformity certified, | 831 | 1 | 1 | 10.6
6901466 |  |  |  | 403 | 1 | 1 | 177.26
6901567 | Lid for 10 l bucket | stainless steel |  | 52 | 1 | 1 | 43.2
6901617 | Round-bottom Flasks with Conical Joint, Cap. ml | 3000 Socket NS 45/40 |  | 570 | 1 | 1 | 116.26
6901622 | Conductiivty Standard 10 | Microsiemens/cm 25°C, 500 ml |  | 326 | 1 | 1 | 108.7
6901629 | Conductiivty Standard 5 | Microsiemens/cm 25°C, 500 ml |  | 326 | 1 | 1 | 108.7
6901653 | Spectacles UVEX i-vo 9160, black/grey | disc nature/UV 2-1,2, supravision HC-AF |  | 187 | 1 | 1 | 24.1
6901670 | Conductiivty Standard 1,000 M | Microsiemens/cm 25°C, 500 ml |  | 326 | 1 | 1 | 118.19
6901671 | Conductiivty Standard 10,000 | Microsiemens/cm 25°C, 500 ml |  | 326 | 1 | 1 | 118.19
6901799 | Nitrogen Tubes (Schlenk-Tubes), NS 14/23 Socket | Cap. ml 500 |  | 576 | 1 | 1 | 54.51
6901807 | LiquiSampler from PP | length 600 mm, Ø 25 mm |  | 509 | 1 | 1 | See Cope Price List SD056-40
6901915 | Screw cap, PP, white | with O-ring sealing, SI, resist temp. | -176 up to 121°C, pack of 1000 | 1280 | 1 | 1 | Refer to Cope
6901962 | Glass beads type S diam. 0.50-0.75 mm | pack of 1 kg, soda-lime-glass |  | 583 | 1 | 1 | 14.1
6901984 | Mains cable 230 V, CEE | for MD 4CRL NT CEE |  | 975 | 1 | 1 | Refer to Cope
6902044 | LLG-Sample vials N 8-07, amber, | roll rim, conical, pack of 100 |  | 1333 | 1 | 1 | 23.38
6902222 | CHROMABOND Columns C18 | volume: 6 ml, content of sorbent: 500 mg, | PP, with PE-filterelements pack of 30 | 1360 | 1 | 1 | 145.44
6902292 | Erlenmeyer flask 500 ml glass | wide neck, heavy duty, conical | graduated, pack of 6 | 20 | 1 | 1 | See Cope Price List FK223-35
6902308 | Tubing frame 5 x 1.5 ml | 11 mm dia., length: 42 mm | pack of 2 | 643 | 1 | 1 | 110.27
6902309 | Tubing frame 1 x 50 ml Falcon | 29 mm dia., length: 116 mm | pack of 2 | 643 | 1 | 1 | 110.27
6902310 | Tubing frame 2 x 15 ml Falcon | 17 mm dia., length: 120 mm | pack of 2 | 643 | 1 | 1 | 110.27
6902328 | Incubator BF 115 | with forced convection, 115 l | 230 V, 50/60Hz | 804 | 1 | 1 | #N/A
6902419 | LLG-Steel crimp caps N 20 TB/oA-M, gold | with centre hole, magnetic, | hole diameter: 5 mm 3,0 mm butyl rubber | 1346 | 1 | 1 | 34.9
6902444 | Distribution Tubes with Frit (Porosity 0) | for Specific Light Solvents, Extractor 500 ml |  | 599 | 1 | 1 | 74.15
6902445 | Extractor Heads for Specific Light Solvents | Extractor 500 ml, Condenser NS 60/46 |  | 599 | 1 | 1 | 245.43
6902461 | Optifit pipet tips 0,5 - 200 µl | Standard, 51 mm, tips ID: C, | non sterile, pack of 10x96 | 904 | 1 | 1 | 76.32
6902600 |  |  |  | 1357 | 1 | 1 | Refer to Cope
6902601 |  |  |  | 1357 | 1 | 1 | Refer to Cope
6902602 |  |  |  | 1357 | 1 | 1 | Refer to Cope
6902603 |  |  |  | 1357 | 1 | 1 | Refer to Cope
6902604 |  |  |  | 1357 | 1 | 1 | Refer to Cope
6902605 |  |  |  | 1357 | 1 | 1 | Refer to Cope
7008959 | Measuring scoop, cap. 15 ml | PE-HD, length 115 mm |  | 126 | 1 | 1 | 0.65
7008960 | Measuring scoop, cap. 25 ml | PE-HD, length 135 mm |  | 126 | 1 | 1 | 0.88
7008961 | Measuring scoop, cap. 65 ml | PE-HD, length 185 mm |  | 126 | 1 | 1 | 1.13
7008962 | Measuring scoop, cap. 110 ml | PE-HD, length 215 mm |  | 126 | 1 | 1 | 1.64
7008966 | Measuring jugs, 250 ml, SAN | moulded graduation |  | 17 | 1 | 1 | 4
7008967 | Measuring jugs, 250 ml, PP | moulded graduation |  | 16 | 1 | 1 | 2.97
7008968 | Measuring jugs, 500 ml, SAN | moulded graduation |  | 17 | 1 | 1 | 5.47
7008969 | Measuring jugs, 500 ml. PP | moulded graduation |  | 16 | 1 | 1 | 3.25
7008970 | Measuring jugs, 1000 ml, SAN | moulded graduation |  | 17 | 1 | 1 | 6.67
7008971 | Measuring jugs 1000ml | grad. -ATO- |  | 16 | 1 | 1 | 4.61
7008972 | Measuring jugs, 2000 ml, SAN | with moulded graduation |  | 17 | 1 | 1 | 11.46
7008973 | Measuring jugs, 2000ml, PP | moulded graduation |  | 16 | 1 | 1 | 9.24
7008974 | Measuring jugs, 3000ml, SAN, | moulded graduation |  | 17 | 1 | 1 | 14.66
7008975 | Measuring jugs, 3000ml, PP | moulded graduation |  | 16 | 1 | 1 | 12.77
7008976 | Measuring beakers, 5000ml, PP | moulded graduation |  | 16 | 1 | 1 | 18.89
7008977 | Measuring jugs, 50ml, PP, | moulded graduation |  | 16 | 1 | 1 | 1.36
7008978 | Measuring jugs, 100ml, PP | moulded graduation |  | 16 | 1 | 1 | 1.69
7008999 |  |  |  | 834 | 1 | 1 | 5.16
7009005 |  |  |  | 834 | 1 | 1 | 3.68
7009008 |  |  |  | 834 | 1 | 1 | #N/A
7009011 |  |  |  | 834 | 1 | 1 | 5.47
7009014 |  |  |  | 834 | 1 | 1 | 7.78
7009017 |  |  |  | 834 | 1 | 1 | 12.37
7009020 |  |  |  | 834 | 1 | 1 | 16.52
7009023 | Measuring cylinders, 1000 ml, SAN |  |  | 834 | 1 | 1 | 20.33
7009026 |  |  |  | 834 | 1 | 1 | #N/A
7009045 |  |  |  | 126 | 1 | 1 | 1.71
7009046 |  |  |  | 126 | 1 | 1 | 1.99
7009310 | Safety washing bottle 500 ml | narrow neck, PE-LD, GL 25, hexane, | with VENT CAP screw connection | 91 | 1 | 1 | 11.08
7017207 | Minisart SRP | pack of 500 |  | 676 | 1 | 1 | 581.81
7017224 |  |  |  | 676 | 1 | 1 | 655.63
7017796 | Oil bath attachment H 29, 1.0 l |  |  | 435 | 1 | 1 | Refer to Cope
7017797 | Oil bath attachment H 30, 1.5 l |  |  | 435 | 1 | 1 | Refer to Cope
7018326 |  |  |  | 937 | 1 | 1 | Refer to Cope
7018327 |  |  |  | 937 | 1 | 1 | Refer to Cope
7018328 |  |  |  | 937 | 1 | 1 | Refer to Cope
7018337 |  |  |  | 936 | 1 | 1 | Refer to Cope
7018338 |  |  |  | 936 | 1 | 1 | Refer to Cope
7018339 |  |  |  | 936 | 1 | 1 | Refer to Cope
7018358 | Microburette acc.to Bang 2ml:0,01ml | BLAUBRAND®, cl. AS, conformity certified, | w.Schellbach stripes, straight stopcock | 934 | 1 | 1 | Refer to Cope
7018359 | Microburette acc.to Bang 5ml:0,01ml | BLAUBRAND®, cl. AS, conform.cert., w.Schellb., | straight stopcock with NS glass tap | 934 | 1 | 1 | Refer to Cope
7018360 | Microburette acc.to Bang 10ml:0,02ml | BLAUBRAND®, cl. AS, conform.cert., w.Schellb., | straight stopcock with NS glass tap | 934 | 1 | 1 | Refer to Cope
7018361 |  |  |  | 934 | 1 | 1 | Refer to Cope
7018362 | Micro burette acc.to Bang 5ml:0,01ml | BLAUBRAND®, cl. AS, CC, with Schellbach stripes, | straight valve cock with backup | 934 | 1 | 1 | Refer to Cope
7018363 | Micro burette acc. Bang 10ml:0,02ml | BLAUBRAND®, cl. AS, KB, with Schellb., | straight valve cock with backup | 934 | 1 | 1 | Refer to Cope
7018364 |  |  |  | 934 | 1 | 1 | Refer to Cope
7018365 |  |  |  | 934 | 1 | 1 | Refer to Cope
7018397 | Measuring pipette 1 ml:0.01 ml | AR-glass, BLAUBRAND® ETERNA, cl. AS, | full drownspout, brown grad. | 847 | 1 | 1 | Refer to Cope
7018398 | Measuring pipette 2 ml:0.02 ml | AR-glass, BLAUBRAND® ETERNA, cl. AS, | full drownspout, brown grad. | 847 | 1 | 1 | Refer to Cope
7018413 | Measuring pipette 20 ml:0.1 ml | AR-glass, BLAUBRAND® ETERNA, cl. AS, | full drownspout, brown grad. | 847 | 1 | 1 | Refer to Cope
7018680 | Bends , Cone NS 19/26 |  |  | 581 | 1 | 1 | 25.87
7018681 | Bends , Cone NS 24/29 |  |  | 581 | 1 | 1 | 27.41
7018936 | Spare Plugs for Stopcocks | Straight Bore, Solid, | NS 12,5 Bore mm 2,5 | 614 | 1 | 1 | 10.45
7018947 | Spare Plugs for Stopcocks | Straight Bore, Solid, | NS 12,5 Bore mm 1,5 | 614 | 1 | 1 | 10.45
7018948 | Spare Plugs for Stopcocks, Straight Bore, Solid , | NS 14,5 Bore mm 2,5 |  | 614 | 1 | 1 | 11.41
7018955 | Spare Plugs for Stopcocks, Straight Bore, PTFE, NS | 18,8 Bore mm 4,0 |  | 614 | 1 | 1 | 16.75
7019150 | Erlenmeyer-Flasks with Conical Joint, Cap. ml 25 | Socket NS 19/26 |  | 577 | 1 | 1 | 9.55
7019155 | Erlenmeyer-Flasks with Conical Joint, Cap. ml 50 | Socket NS 24/29 |  | 577 | 1 | 1 | 9.87
7019156 | Erlenmeyer-Flasks with Conical Joint, Cap. ml 100 | Socket NS 24/29 |  | 577 | 1 | 1 | 10.4
7019181 | Round-bottom Flasks with Conical Joint, Cap. ml 50 | Socket NS 24/29 |  | 570 | 1 | 1 | 8.31
7019182 | Round-bottom Flasks with Conical Joint, Cap. ml | 100 Socket NS 24/29 |  | 570 | 1 | 1 | 8.77
7019244 | Round-bottom Flasks, Three-neck, Side Necks | Parallel, C. Neck NS 29/32 Side Neck NS 19/26 |  | 574 | 1 | 1 | 59.4
7019272 | Round-bottom Flasks, Three-neck, Side Necks | Angled, C. Neck NS 29/32 Side Neck NS 29/32 Cap. | ml | 575 | 1 | 1 | 65.02
7019348 | Culture tubs 18x180 mm, AR-glass | with screw cap GL18, PP | pack of 100 | 1255 | 1 | 1 | Refer to Cope
7019669 | Magnetic stirring bar, PTFE | triangular, length 12 mm x 6 mm dia |  | 438 | 1 | 1 | Refer to Cope
7019670 | Magnetic stirring bar, PTFE | triangular, length 20 mm x 8 mm dia |  | 438 | 1 | 1 | Refer to Cope
7019672 | Magnetic stirring bar, PTFE | triangular, length 25 mm x 14 mm dia |  | 438 | 1 | 1 | Refer to Cope
7019673 | Magnetic stirring bar, PTFE | triangular, length 35 mm x 10 mm dia |  | 438 | 1 | 1 | Refer to Cope
7019675 | Magnetic stirring bar, PTFE | triangular, length 50 mm x 12 mm dia |  | 438 | 1 | 1 | Refer to Cope
7020037 | Reducer R 3/8", PP, for Water-jet pump 1596.00 |  |  | 970 | 1 | 1 | Refer to Cope
7020038 | Reducer M 22x1, PP, with Perlator thread for | Water-jet pump 1596.00 |  | 970 | 1 | 1 | Refer to Cope
7020272 | Coutning chamber acc.to Neubauer improved | BLAUBRAND, double ruling, | with spring clips, chamber depth 0,1mm | 1020 | 1 | 1 | Refer to Cope
7020278 | Coutning chamber acc.to Neubauer | BLAUBRAND, double ruling, | with spring clips, chamber depth 0,1mm | 1020 | 1 | 1 | Refer to Cope
7020294 | Pasteur pipettes, glass, single use 2ml | pack of 250, length 145mm # 747715 |  | 852 | 1 | 1 | Refer to Cope
7020295 | Pasteur pipettes, length ca. 225 mm, cap. 2 ml | pack of 250 pcs. |  | 852 | 1 | 1 | Refer to Cope
7020330 | Adapter 0,5 ml | for test tube rack 7806 05 | pack of 20 | 30 | 1 | 1 | Refer to Cope
7021486 |  |  |  | 62 | 1 | 1 | 323.31
7021547 |  |  |  | 1256 | 1 | 1 | 48.78
7021548 | Culture tubes with screw caps | pack of 100 |  | 1256 | 1 | 1 | 52.26
7021549 |  |  |  | 1256 | 1 | 1 | 64.25
7021550 | Disposable culture tubes, AR glass | pack of 100, 18x180 mm with screw cap |  | 1256 | 1 | 1 | 74.97
7021797 | Round-bottom Flasks with Conical Joint, Cap. ml 25 | Socket NS 19/26 |  | 570 | 1 | 1 | 7.28
7021838 | Round-bottom Flasks, Three-neck, Side Necks | Parallel, C. Neck NS 24/29 Side Neck NS 19/26 |  | 574 | 1 | 1 | 51.59
7021840 | Round-bottom Flasks, Three-neck, Side Necks | Parallel, C. Neck NS 24/29 Side Neck NS 19/26 |  | 574 | 1 | 1 | 58.56
7022042 | Burette 10ml, straight stopcock | DURAN, cl.AS, glass tap |  | 933 | 1 | 1 | 104.34
7022043 | Burette 25ml, straight stopcock | DURAN, cl.AS, glass tap |  | 933 | 1 | 1 | 104.34
7022044 | Burette 50ml, straight stopcock, | DURAN, cl.AS, glass tap |  | 933 | 1 | 1 | 104.34
7023176 |  |  |  | 404 | 1 | 1 | Refer to Cope
7023177 |  |  |  | 404 | 1 | 1 | Refer to Cope
7023178 |  |  |  | 404 | 1 | 1 | Refer to Cope
7023179 |  |  |  | 404 | 1 | 1 | Refer to Cope
7023754 | Plastic hose connection | with silicone rubber seal, | straight, GL 14 | 687 | 1 | 1 | 1.66
7024558 |  |  |  | 826 | 1 | 1 | 6512.16
7024635 |  |  |  | 796 | 1 | 1 | 2163.4
7024658 |  |  |  | 796 | 1 | 1 | 254.89
7024659 |  |  |  | 796 | 1 | 1 | 289.04
7024984 | Weekly program timer | for T / UT 6060 - 6200 |  | 797 | 1 | 1 | 0
7025086 | Digital weekly program timer | for T 6030, T / UT 6420, 6760 |  | 797 | 1 | 1 | 569.51
7025112 |  |  |  | 797 | 1 | 1 | 447.97
7025113 |  |  |  | 797 | 1 | 1 | 446.81
7025114 |  |  |  | 797 | 1 | 1 | 1244.7
7025115 |  |  |  | 797 | 1 | 1 | 1424.71
7025119 |  |  |  | 797 | 1 | 1 | 362.21
7047590 |  |  |  | 690 | 1 | 1 | 8.34
7047591 |  |  |  | 691 | 1 | 1 | 9.24
7047785 | Filter unit, PES, 150 ml, 0,45µm |  |  | 689 | 1 | 1 | Refer to Cope
7047787 | Filter unit, PES, 500ml, 0,45µm |  |  | 689 | 1 | 1 | Refer to Cope
7047789 | Filter unit, PES, 1000 ml, 0,45µm |  |  | 689 | 1 | 1 | Refer to Cope
7047791 | Filter unit, PES, 250 ml, 0,45µm |  |  | 689 | 1 | 1 | Refer to Cope
7047793 | Filter unit, PES, 500 ml, 0,45µm |  |  | 689 | 1 | 1 | Refer to Cope
7048062 | Bottle for highest demand | 1l, PP |  | 77 | 1 | 1 | Refer to Cope
7048063 | Bottles PP 2L | Screw caps, white PP 38-430 |  | 77 | 1 | 1 | Refer to Cope
7048064 |  |  |  | 77 | 1 | 1 | Refer to Cope
7048065 |  |  |  | 77 | 1 | 1 | Refer to Cope
7048080 | Screw cap with 3 connections | PP 53 B |  | 1231 | 1 | 1 | Refer to Cope
7048081 | Screw cap with 3 connections | PP 53 B |  | 1231 | 1 | 1 | Refer to Cope
7048082 | Screw cap with 3 connections | PP 83 B |  | 1231 | 1 | 1 | Refer to Cope
7048388 | Bottle-Top Filter, PES, sterile, | 500 ml, 0,2µm, 75mm Ø, GL33 |  | 689 | 1 | 1 | Refer to Cope
7048389 | Bottle-Top Filter, PES, sterile, | 500 ml, 0,45µm, 75mm Ø, GL33 |  | 689 | 1 | 1 | Refer to Cope
7048390 | Bottle-Top Filter, PES, sterile, | 500 ml, 0,2µm, 75mm Ø, GL45 |  | 689 | 1 | 1 | Refer to Cope
7048391 | Bottle-Top Filter, PES, sterile, | 500 ml, 0,45µm, 75mm Ø, GL45 |  | 689 | 1 | 1 | Refer to Cope
7048392 | Bottle-Top Filter, PES, sterile, | 150 ml, 0,2µm, 50mm dia., GL33 |  | 689 | 1 | 1 | Refer to Cope
7048393 | Bottle-Top Filter, PES, sterile, | 150 ml, 0,45µm, 50mm dia., GL33 |  | 689 | 1 | 1 | Refer to Cope
7048395 | Bottle-Top Filter, PES, sterile, | 150 ml, 0,45µm, 50mm dia., GL45 |  | 689 | 1 | 1 | Refer to Cope
7048396 | Bottle-Top Filter, PES, sterile, | 1000 ml, 0,2µm, 90mm dia., GL33 |  | 689 | 1 | 1 | Refer to Cope
7048397 | Bottle-Top Filter, PES, sterile, | 1000 ml, 0,2µm, 90mm dia., GL45 |  | 689 | 1 | 1 | Refer to Cope
7048662 | Erlenmeyer flask 1000 ml | PC, with baffles |  | 1253 | 1 | 1 | See Cope Price List TP575-19
7048663 | Erlenmeyer flask 2000 ml | PC, with baffles |  | 1253 | 1 | 1 | Refer to Cope
7048731 | Filtration bottle 150 ml, PS | sterile |  | 692 | 1 | 1 | Refer to Cope
7048732 | Filtration bottle 250 ml, PS | sterile |  | 692 | 1 | 1 | Refer to Cope
7048733 | Filtration bottle 500 ml, PS | sterile |  | 692 | 1 | 1 | Refer to Cope
7048734 | Filtration bottle 1000 ml, PS | sterile |  | 692 | 1 | 1 | Refer to Cope
7048801 |  |  |  | 995 | 1 | 1 | Refer to Cope
7048802 |  |  |  | 995 | 1 | 1 | Refer to Cope
7050202 | LLG-Septa N 20 Silicone beige/PTFE grey, | Hardness: 60°, shore A, Thickness: 3 mm | pack of 100 | 1347 | 1 | 1 | 41.22
7050285 | LLG-Headspace Crimp Neck Vial N 20-10, 10ml, | 22,5x46mm, flat bottom, flat DIN neck | pack of 100 | 1345 | 1 | 1 | 22.46
7050286 | LLG-Aluminium pressure release safety cap N 20, | silver, center hole, Silicone blue/PTFE | colourless, Hardness: 40° shore A, Thickness: 3mm | 1346 | 1 | 1 | 45.08
7050759 | LLG-Aluminium crimp cap N 11, silver, center hole, | PTFE red/Silicone white/PTFE red, Hardness: 40° | shore A, Thickness: 1.0 mm pack of 100pcs | 1339 | 1 | 1 | 27.81
7051039 | LLG-Septa N 9, Natural Rubber red-orange/TEF | colourless, Hardness: 45° shore A, Thickness: 1.3 | mm pack of 100pcs | 1347 | 1 | 1 | 17.93
7051056 | CHROMABOND Columns SA | volume: 3 ml, content of sorbent: 500 mg | material: PP, with PE-filterelements pack of 50 | 1362 | 1 | 1 | 252.28
7051092 | Jars with screw lid, 625 ml, PP | white, pack of 6 |  | 42 | 1 | 1 | 11.13
7051404 | LLG-Snap Cap Vial N 18, 5ml | O.D.: 20mm, outer height: 40 mm, clear, | flat bottom, pack of 100 | 1344 | 1 | 1 | 11.64
7052184 | LLG-Cap N 20, PE, for crimp neck vials with | beveled top N 20, transparent, center hole | pack of 100 | 1347 | 1 | 1 | 8.44
7052186 | LLG-Headspace Crimp Neck Vial N 20, 6 ml, | O.D.: 22 mm, outer height: 38.25 mm, clear, | rounded bottom, bevelled top pack of 100pcs | 1345 | 1 | 1 | 21.05
7052895 |  |  |  | 42 | 1 | 1 | 8.16
7052896 |  |  |  | 42 | 1 | 1 | 58.87
7053349 | Cryotubes 2.0 ml, PP, natural, | internal thread, with stand foot, | writ.area, sterile, pack of 1000 | 702 | 1 | 1 | Refer to Cope
7053350 | Lid insert, PP, red | for Kryoröhrchen, for | colour coding, pack of 500 | 702 | 1 | 1 | Refer to Cope
7053718 | Tubes 15ml, 17x120mm, PP | conical, sterile, | blue graduated, pack of 1000 | 648 | 1 | 1 | 300.9
7053930 |  |  |  | 42 | 1 | 1 | 11.33
7053933 | Jars with screw lid, 250 ml | pack of 20 |  | 42 | 1 | 1 | 25.46
7054161 | LAB-Ring from lead, 70mm | O-shape, vinyl-coat, blue, | for 1000-4000 ml flasks | 23 | 1 | 1 | 35.81
7054864 | PH electrode BlueLine 18 pH |  |  | 299 | 1 | 1 | Refer to Cope
7055107 |  |  |  | 692 | 1 | 1 | Refer to Cope
7055383 | Instrument tray 30x19x2cm | melamine resin, white |  | 102 | 1 | 1 | 11.03
7055412 |  |  |  | 936 | 1 | 1 | Refer to Cope
7055486 | LLG-Insert 0,3ml, outer diameter: 6 mm, outer | height 40 mm, clear, conical, metal spring 702974 | necessary pack of 100pcs | 1342 | 1 | 1 | 21.37
7055892 |  |  |  | 1384 | 1 | 1 | 237.82
7055909 | Automatic burettes, glass | 25;0,1ml without bottle |  | 938 | 1 | 1 | Refer to Cope
7056751 | LLG-Aluminium Complete Tear Off Cap N 20, silver | pack of 100pcs |  | 1346 | 1 | 1 | 5.04
7056849 |  |  |  | 1394 | 1 | 1 | 101.38
7056914 | CHROMABOND Vacuum manifold | complete for 24 positions |  | 1363 | 1 | 1 | 1460.14
7058005 | Whirl-Pak® sample bags 75x125 mm | w.writing field, PE, sterile, | capacity 60 ml, filling volume 40 ml, pack of 500 | 511 | 1 | 1 | See Cope Price List BA105-13
7058102 | 81-Well cryogenic storage rack | PP, pink, | 130 x 130 x 47 mm | 708 | 1 | 1 | 7.53
7058103 | 81-Well cryogenic storage rack | PP, green, | 130 x 130 x 47 mm | 708 | 1 | 1 | 7.53
7058120 | Whirl-Pak® sample bags 115x230 mm | w.writing field, PE, sterile, | capacity 540 ml, filling volume 360 ml,pack of 500 | 511 | 1 | 1 | See Cope Price List BA105-17
7058142 | LLG-Screw Neck Vial N 13, 4ml, O.D.: 14.75mm | outer height: 45 mm, amber, flat bottom | pack of 100 | 1342 | 1 | 1 | 17.2
7058143 | LLG-Septa N 12, PTFE virginal, white, | Hardness: 53°, shore D, Thickness: 0.25 mm | pack of 100 | 1342 | 1 | 1 | 3.55
7058640 | Safety washing bottle 500 ml | narrow neck, PE-LD, GL 25, acetone nitril | with VENT CAP screw connection | 91 | 1 | 1 | 9.04
7059540 | DAkkS calibration ex works (first order) | for vacuum controller DVR 1-5 or VAP 5 |  | 986 | 1 | 1 | Refer to Cope
7059541 |  |  |  | 938 | 1 | 1 | Refer to Cope
7059689 |  |  |  | 1279 | 1 | 1 | Refer to Cope
7059690 |  |  |  | 1279 | 1 | 1 | Refer to Cope
7059691 |  |  |  | 1279 | 1 | 1 | Refer to Cope
7059745 | ALUGRAM sheets SIL G | size: 20 x 20 cm, pack of 25 |  | 1391 | 1 | 1 | See Cope Price List CK567-10
7059827 | Cryotubes 4.0 ml, PP, natural, | external thread, with stand foot, | writ.area, sterile, pack of 1000 | 702 | 1 | 1 | Refer to Cope
7059854 | Whirl-Pak® homogenizer bags 150x230 mm | w.writing field, PE, sterile, | capacity 720 ml, filling volume 480ml, pack of 500 | 512 | 1 | 1 | See Cope Price List MS865-10
7059855 | Whirl-Pak® homogeniser bags 190x300 mm | w.writing field, PE, sterile, | capacity 1650 ml, filling vol. 1100ml, pack of 500 | 512 | 1 | 1 | See Cope Price List MS865-20
7060419 | LLG-Septa N 8, Silicone white/PTFE red, | Hardness: 40°, shore A, Thickness: 1.3 mm | pack of 100 | 1334 | 1 | 1 | 20
7060421 | LLG-Screw cap N 8, PP, black, center hole | pack of 100 |  | 1334 | 1 | 1 | 4.71
7060425 | LLG-Septa N 19, Butyl beige/PTFE grey, | Hardness: 55°, shore A, Thickness: 1.3 mm, | pack of 100 | 1347 | 1 | 1 | 21.26
7060427 | LLG-Septa N 20 Butyl red/PTFE grey, | Hardness: 50°, shore A, Thickness: 3 mm | pack of 100 | 1347 | 1 | 1 | 25.09
7060433 | LLG-Stopper Butyl N 20, grey, Hardness: 37° | shore A, pack of 100pcs |  | 1347 | 1 | 1 | 10.3
7060437 | LLG-Screw cap N 13, PP, black, closed top | pack of 100 |  | 1342 | 1 | 1 | 8.92
7060457 | LLG-Sample vials N 20-5 DIN, brown | with roll border, 20mm, | pack of 100 | 1345 | 1 | 1 | 47.02
7060459 | LLG-Sample vials N 20-50 DIN, colourless | 50 ml, with roll border | pack of 100 | 1345 | 1 | 1 | 49.09
7060463 | LLG-Headspace Crimp Neck Vial N 20, 20 ml | O.D: 23 mm, outer height: 75.5 mm, clear, | rounded bottom, bevelled top pack of 100pcs | 1345 | 1 | 1 | 24.1
7060469 | LLG-Aluminium crimp cap N 11, silver, center hole, | Natural Rubber/Butyl red-orange/TEF colourless, | Hardness: 45° shore A, Thickness: 1.0 mm | 1339 | 1 | 1 | 10.13
7060475 | LLG-Aluminium crimp cap N 13, silver, center hole, | Butyl dark grey/centrical PTFE-lamination grey, | Hardness: 50° shore A, Thickness: 2.0 mm | 1341 | 1 | 1 | 44.87
7060477 | LLG-Aluminium crimp cap N 20, silver, center hole, | Butyl cap, grey, Hardness: 37° shore A | (unassembled) pack of 100pcs | 1345 | 1 | 1 | 3.85
7060479 | LLG-Aluminium Complete Tear Off Cap N 20, silver, | Butyl stopper, grey, Hardness: 37° shore A | (unassembled) pack of 100pcs | 1346 | 1 | 1 | 12.32
7060678 | Measuring pipette 5 ml:0.05 ml | AR-glass, BLAUBRAND® ETERNA, cl. AS, | full drownspout, brown grad. | 847 | 1 | 1 | See Cope Price List PM854-35
7060690 |  |  |  | 834 | 1 | 1 | 3.5
7060691 |  |  |  | 834 | 1 | 1 | 4.53
7060692 | Measuring cylinders, 250 ml, SAN | low form, clear |  | 834 | 1 | 1 | 8.03
7060693 |  |  |  | 834 | 1 | 1 | 10.93
7060694 | Measuring cylinders, 1000 ml, SAN |  |  | 834 | 1 | 1 | 14.43
7070048 |  |  |  | 1279 | 1 | 1 | Refer to Cope
7071063 | LLG-Septa N 20 Butyl dark grey/centrical | PTFE-lamination grey, Hardness: 50° shore A, | Thickne pack of 100pcsss: 3 mm | 1347 | 1 | 1 | 28.38
7071151 | LLG-Screw cap N 13, PP, black, center hole | pack of 100pcs |  | 1342 | 1 | 1 | 8.54
7072085 | BEL-ART-LAB-Ring from lead, 18mm | O-form, vinyl coated, red, | for 5-10 ml flasks | 23 | 1 | 1 | 30.56
7072146 | Spare Plugs for Stopcocks, Straight Bore, PTFE, NS | 12,5 Bore mm 1,5 |  | 614 | 1 | 1 | 11.16
7072310 |  |  |  | 199 | 1 | 1 | 40.7
7075021 | Screw-cap DIN 45, black | PPN, with LDPE insert |  | 68 | 1 | 1 | #N/A
7075024 | Electrode BlueLine 28pH |  |  | 300 | 1 | 1 | Refer to Cope
7075031 | Measuring cylinder 10 ml | PP, tall form, | class B, moulded graduation | 833 | 1 | 1 | 2.32
7075941 | Vibration device | incl. supporting frame | for waterbath WNB/WNE 14/22 | 766 | 1 | 1 | 752.4
7075954 | Minisart RC 15, 15 mm | pack of 50, 0,2 µm, sterile |  | 676 | 1 | 1 | 97.26
7075960 | LLG-Screw cap N 8, PP, black, closed top | pac of 100 |  | 1334 | 1 | 1 | 5.09
7076000 | bottom grid for model WNB/WNE/ONB 10 | for 30mm and 60mm high |  | 766 | 1 | 1 | 52.89
7076101 | bottom grid for model WNB/WNE/ONB 22 | for 30mm and 60mm high |  | 766 | 1 | 1 | 64.65
7076124 |  |  |  | 676 | 1 | 1 | 134.53
7076270 |  |  |  | 676 | 1 | 1 | 107.26
7076312 | Laboratory bottle 15l with PP | screw cap and pouring ring, blue |  | 61 | 1 | 1 | 250.54
7076456 |  |  |  | 797 | 1 | 1 | 260.99
7076570 |  |  |  | 937 | 1 | 1 | Refer to Cope
7076593 |  |  |  | 936 | 1 | 1 | Refer to Cope
7076778 | LLG-Screw cap N 9, PP, transparent, center hole, | Silicone white/PTFE red, Hardness: 40° shore A, | Thickness: 1.0 mm, pack of 100 | 1336 | 1 | 1 | 24.15
7076849 | Reaction tubes 1,5ml PP | pack of 1000 grad., 780712 |  | 1279 | 1 | 1 | Refer to Cope
7077212 | Whirl-Pak® sample bags 75x185 mm | w.writing field, PE, sterile, | capacity 120 ml, filling volume 80 ml,pack of 500 | 511 | 1 | 1 | See Cope Price List BA105-15
7077524 | Burette Class B 25:0,05 ml with | lateral stopcock without bottle |  | 937 | 1 | 1 | Refer to Cope
7077661 |  |  |  | 42 | 1 | 1 | 10.88
7077849 | Lid insert, PP, blue | for Kryoröhrchen, for | colour coding, pack of 500 | 702 | 1 | 1 | Refer to Cope
7077852 |  |  |  | 42 | 1 | 1 | 16.4
7077915 |  |  |  | 796 | 1 | 1 | 235.38
7078722 | Safety washing bottle 500 ml | narrow neck, PE-LD, GL 25, methylene chloride | with VENT CAP screw connection | 91 | 1 | 1 | 9.04
7078821 | 81-Well cryogenic storage rack | PP, blue, | 130 x 130 x 47 mm | 708 | 1 | 1 | 7.53
7078822 | 81-Well cryogenic storage rack | PP, yellow, | 130 x 130 x 47 mm | 708 | 1 | 1 | 7.53
7079366 | Cryotubes 2.0 ml, PP, natural | external thread, with stand foot, | writ.area, sterile, pack of 1000 | 702 | 1 | 1 | Refer to Cope
7079431 | CHROMABOND Stainless steel connector | pack of 12 |  | 1363 | 1 | 1 | 274.58
7079432 | CHROMABOND Stainless steel needles | pack of 12 |  | 1363 | 1 | 1 | 104.54
7079511 |  |  |  | 938 | 1 | 1 | Refer to Cope
7079563 | Slide Box, white | for 100 slides 76x26 mm | cork insert | 1025 | 1 | 1 | 6.27
7079568 | Cryo-Color-Code, red, PS | pack of 500 |  | 704 | 1 | 1 | 21.66
7079617 | Cartridges CHROMAFIX C18 (M) | average content of sorbent: 480 mg | pack of 50 | 1360 | 1 | 1 | 232.76
7079676 |  |  |  | 1279 | 1 | 1 | Refer to Cope
7079677 |  |  |  | 1279 | 1 | 1 | Refer to Cope
7079679 | Lid insert, PP, green | for Kryoröhrchen, for | colour coding, pack of 500 | 702 | 1 | 1 | Refer to Cope
7079716 |  |  |  | 1279 | 1 | 1 | Refer to Cope
7079737 | Safety washing bottle 500 ml | narrow neck, PE-LD, GL 25, acetic acid | with VENT CAP screw connection | 91 | 1 | 1 | 9.04
7079801 |  |  |  | 826 | 1 | 1 | 5345.4
7079854 |  |  |  | 61 | 1 | 1 | 248.18
7080092 | Capillary column OPTIMA-5 MS | ID: 0.25 mm, film thickness: 0.25 µm | length 30 m | 1383 | 1 | 1 | 781.34
7080155 |  |  |  | 676 | 1 | 1 | 118.17
7080208 | Whirl-Pak® sample bags 65x125 mm | w.writing field, PE, sterile, | capcity 30 ml, filling volume 20 ml, pack of 500 | 511 | 1 | 1 | See Cope Price List BA105-11
7080450 | LLG-Sample vials N 20-20 DIN, brown | with deading border 20 ml, | pack of 100 | 1345 | 1 | 1 | 65.15
7080947 | LLG-Sample glasses N 20-10 | pack of 100, amber, with rolled rim |  | 1345 | 1 | 1 | 45.04
7081898 | Guard column adapter EC | for CC 8 x 3 mm and 8 x 4 mm | guard columns in EC-system | 1369 | 1 | 1 | 97.39
7082062 |  |  |  | 936 | 1 | 1 | Refer to Cope
7082063 |  |  |  | 938 | 1 | 1 | Refer to Cope
7083308 |  |  |  | 1385 | 1 | 1 | 284.16
7083478 | bottom grid for model WNB/WNE/ONB 29 | for 30mm and 60mm high |  | 766 | 1 | 1 | 135.21
7083522 | 81-Well cryogenic storage rack | PP, orange, | 130 x 130 x 47 mm | 708 | 1 | 1 | 7.53
7083595 | NMR-Tube # 231700211 |  |  | 1349 | 1 | 1 | 10.33
7083596 | R.M.N tubes, ECONOMIC | 178x4.97+0.05 mm, | with retrace code | 1349 | 1 | 1 | 3.2
7083665 | Cartridges CHROMAFIX C18 (S) | average content of sorbent: 240 mg | pack of 50 | 1360 | 1 | 1 | 195.13
7084720 | R.M.N tubes, SCIENTIFIC | 178x4.97+/-0.013 mm |  | 1349 | 1 | 1 | 19.9
7084918 | ALUGRAM sheets SIL G | size: 5 x 20 cm, pack of 50 |  | 1391 | 1 | 1 | 94.03
7085047 | CHROMABOND Columns SiOH | volume: 3 ml, content of sorbent: 500 mg | material: PP, with PE-filterelements pack of 50 | 1361 | 1 | 1 | 183.98
7085191 | Dimroth Condensers with Cone, Cone NS 45/40 | Extractor ml 100-250 |  | 601 | 1 | 1 | 100.29
7085238 | LLG-Septa N 8, PTFE virginal, white, | Hardness: 53°, shore D, Thickness: 0.25 mm | pack of 100 | 1334 | 1 | 1 | 2.82
7085372 |  |  |  | 42 | 1 | 1 | 17.96
7085511 | LLG-Crimp Neck Vial N 11, 1,5ml, O.D.: 11.6mm, | outer height: 32 mm, clear, flat bottom, | small opening pack of 100pcs | 1338 | 1 | 1 | 10.13
7085892 | LLG-Septa N 8, Silicone white/PTFE blue, slitted, | Hardness: 40° shore A, Thickness: 1.0 mm, | pack of 100 | 1334 | 1 | 1 | 39.06
7086147 |  |  |  | 1385 | 1 | 1 | 174.98
7086520 | LLG-Crimp Neck Vial N 11, 1,5ml, O.D.: 11.6mm, | outer height: 32 mm, clear, flat bottom, wide | opening pack of 100pcs | 1338 | 1 | 1 | 9.57
7087863 | LLG-Aluminium Center Tear Off Cap N 20, silver, | Butyl stopper, grey, Hardness: 37° shore A | (unassembled) pack of 100pcs | 1345 | 1 | 1 | #N/A
7087938 | Safety washing bottle 500 ml | narrow neck, PE-LD, GL 25, tuluol, | with VENT CAP screw connection | 91 | 1 | 1 | 11.08
7087939 | Safety washing bottle 500 ml | narrow neck, PE-LD, GL 25, xylene | with VENT CAP screw connection | 91 | 1 | 1 | 9.04
7087940 | Safety washing bottle 500 ml | narrow neck, PE-LD, GL 25, tetrahydrofurane(THF), | with VENT CAP screw connection | 91 | 1 | 1 | 11.08
7088492 | DAkkS recalibration | for vacuum controllers |  | 986 | 1 | 1 | Refer to Cope
7089089 | CHROMABOND Columns PA | volume: 6 ml, content of sorbent: 500 mg, | PP, with PE-filterelements pack of 30 | 1362 | 1 | 1 | 181.8
7089161 | CHROMABOND Valve, plastic | pack of 12 |  | 1363 | 1 | 1 | 134.84
7089162 | CHROMABOND Valve brass | tarnished pack of 12 |  | 1363 | 1 | 1 | 466.98
7089855 | EC HPLC column EC 250/2 | NUCLEOSIL 100-5 C18 PAH, | length: 250 mm, ID: 2 mm | 1368 | 1 | 1 | 867.82
7089998 | LLG-Crimp Neck Vial N 11-1.5 | 1,5ml, O.D.: 11.6mm | outer height: 32 mm, amber, flat bottom, | 1338 | 1 | 1 | 21.36
7090616 | LLG-Snap Cap Vial N 22, 25ml | O.D.: 26mm, outer height: 65 mm, clear, | flat bottom, pack of 100 | 1344 | 1 | 1 | 21.08
7090617 | LLG-Snap cap N 22, PE, transparent, closed top | pack of 100 |  | 1344 | 1 | 1 | 4.28
7091220 | Shaking plate Ø 150 mm | for Vortex Genie® 2 |  | 461 | 1 | 1 | 61.25
7190001 | LLG-Test tubes, FIOLAX, 8x70 mm | with beaded rim, pack of 100 |  | 24 | 1 | 1 | 12.82
7190011 | LLG-Test tubes, FIOLAX, 12x100 mm | with beaded rim, pack of 100 |  | 24 | 1 | 1 | 14.16
7190021 | LLG-Test tubes, FIOLAX, 16x160 mm | with beaded rim, pack of 100 |  | 24 | 1 | 1 | 20.33
7190023 | LLG-Test tubes, FIOLAX, 18x180 mm | with beaded rim, pack of 100 |  | 24 | 1 | 1 | 25.31
7190028 | LLG-Test tubes, FIOLAX, 20x180 mm | with beaded rim, pack of 100 |  | 24 | 1 | 1 | 25.21
7200075 | Volumetric pipette 1.5 ml, class AS | AR-clear soda glass, brown graduated, | conformity-certified | 844 | 1 | 1 | 8.29
7200111 | Pasteur-Plast pipets 1,5 ml macro, 230 mm, | graduated, non-sterile pack of 400 |  | 852 | 1 | 1 | 16.2
7200160 | Nitrogen Tubes (Schlenk-Tubes), NS 14/23 Socket | Cap. ml 2000 |  | 576 | 1 | 1 | 66.22
7200347 | Round-bottom Flasks, Three-neck, Side Necks | Parallel, C. Neck NS 29/32 Side Neck NS 29/32 |  | 574 | 1 | 1 | 193.5
7200409 |  |  |  | 864 | 1 | 1 | 25.72
7200414 |  |  |  | 1277 | 1 | 1 | See Cope Price List CF306-15
7200433 | Finntips FT 1000 Extended | 100-1000 µl, pack of 1000 |  | 907 | 1 | 1 | 134.08
7200457 | Disposable Culture tube 100x15.5x0.8 mm | soda-lime-glass, | pack of 250 | 1256 | 1 | 1 | 25.23
7200489 | Allihn Condensers, Cone NS 45/40 Extractor ml | 100-250 |  | 601 | 1 | 1 | 93.59
7200498 | Syringe 1710 N CTC (22s/51/3) | Slim Line, 100 µl |  | 1356 | 1 | 1 | 115.61
7200508 | Measuring cylinder 50 ml, class B | tall form, short line graduation, | Borosilicate glass, amber graduated | 831 | 1 | 1 | 8.31
7200519 | Cryo-Color-Code, assorted | PS, pack of 500 |  | 704 | 1 | 1 | 22.47
7200573 |  |  |  | 992 | 1 | 1 | 35.74
7200575 | Lid insert, PP, white | for Kryoröhrchen, for | colour coding, pack of 500 | 702 | 1 | 1 | Refer to Cope
7200775 |  |  |  | 938 | 1 | 1 | Refer to Cope
7200776 |  |  |  | 938 | 1 | 1 | Refer to Cope
7200809 | LLG-Screw cap N 9, PP, transparent, center hole, | Silicone white/PTFE blue, slitted, Hardness: 40° | shore A, Thickness: 1.0 mm pack of 100pcs | 1336 | 1 | 1 | 30.1
7210063 | LLG-Steristoppers® no. 27 | for vials with internal neck dia. of | ca. 27,0 - 32,5 mm, pack of 1000 | 1253 | 1 | 1 | 182.25
7210113 | Szringe 1001 CTC (22/51/3) | 1000 µl |  | 1356 | 1 | 1 | 92.37
7210114 | Szringe 1002 CTC (22/51/3) | 2500 µl |  | 1356 | 1 | 1 | 92.37
7300006 |  |  |  | 1280 | 1 | 1 | Refer to Cope
7300124 |  |  |  | 1279 | 1 | 1 | Refer to Cope
7300156 |  |  |  | 1279 | 1 | 1 | Refer to Cope
7300174 | LLG-sample vials N 8-1.2 W, colourless | w/o roll rim, pack of 100, with stopper |  | 1343 | 1 | 1 | 13.68
7300175 | LLG-Plug N 8, PE, for 1 mL shell vials, | transparent, pack of 100 |  | 1343 | 1 | 1 | 2.85
7300197 |  |  |  | 1279 | 1 | 1 | Refer to Cope
7300223 | Mercury sampler cpl. | LaboPlast® |  | 247 | 1 | 1 | 29.47
7300224 | Replacement foam insert | for mercury sampler | LaboPlast® | 247 | 1 | 1 | 6.57
7300349 | Cryotubes 5.0 ml, PP, natural, | external thread, with stand foot, | writ.area, sterile, pack of 1000 | 702 | 1 | 1 | Refer to Cope
7300388 |  |  |  | 937 | 1 | 1 | Refer to Cope
7300389 |  |  |  | 938 | 1 | 1 | Refer to Cope
7300390 |  |  |  | 938 | 1 | 1 | Refer to Cope
7300555 | TLC precoated plates SIL G-100 UV 254 | size: 20x20 cm pack of 15 |  | 1391 | 1 | 1 | See Cope Price List CK586-25
7300557 | Cryotubes 1.2 ml, PP, natural, | internal thread, with stand foot, | writ.area, sterile, pack of 1000 | 702 | 1 | 1 | Refer to Cope
7300580 | Reaction tubes 2 ml, PP | 780714 |  | 1279 | 1 | 1 | Refer to Cope
7301382 | Recessed platform |  |  | 461 | 1 | 1 | 147.88
7380421 | Centrifuge tubes 50ml, PP | conical, 30x115mm, sterile, | blue grad., in bag, pack of 500 | 648 | 1 | 1 | See Cope Price List CF366-17
7380422 | Centrifuge tubes 50ml, PP | conical, with rim, 30x115mm, sterile, | blue grad., pack of 450 | 648 | 1 | 1 | 192.78
7380423 | Centrifuge tubes 15ml, PP | conical, 17.0x120mm, sterile, | blue grad., pack of 500 | 648 | 1 | 1 | See Cope Price List CF328-22
7400045 | TurboMix attachment® |  |  | 461 | 1 | 1 | 316.08
7400375 | ALUGRAM sheets RP-18W/UV254 | size: 4 x 8 cm, pack of 50 |  | 1392 | 1 | 1 | 135.21
7400537 | CHROMABOND columns PA | volume: 6 ml, content of sorbent: 1000 mg, | PP, with PE-filterelements pack of 30 | 1362 | 1 | 1 | 245.31
7400768 |  |  |  | 938 | 1 | 1 | Refer to Cope
7400939 | Filter paper sheets MN 13, 120x120 mm | pack of 500 |  | 1026 | 1 | 1 | 27.64
7401143 |  |  |  | 1385 | 1 | 1 | 351.24
7401474 | Clean-up catridges CHROMAFIX PS-H+ (M) | average content of sorbent: 430 mg | pack of 50 | 1362 | 1 | 1 | 298.27
7401840 | LLG-Headspace Crimp Neck vials N 20-20 DIN | clear, roll border, 20 ml, 23,25 x 75,5 mm | pack of 100 | 1345 | 1 | 1 | 42.86
7402218 | Clean-up cartridges CHROMAFIX PS-Ba 2+ (M) | average content of sorbent: 550 mg | pack of 50 | 1362 | 1 | 1 | 298.27
7408401 | Volumetric flask, Boro 37234 with plug | 1000ml NS 29/32 |  | 836 | 2 | 1 | Refer to Cope
7510053 | LLG-Screw cap N 13, PP, black, center hole, | Silicone, white/PTFE red, Hardness: 40° shore A, | Thickness: 1.3 mm, pack of 100 | 1342 | 1 | 1 | 26.85
7510076 |  |  |  | 1279 | 1 | 1 | Refer to Cope
7510157 | Temperature controller Eurotherm 2404/P4 | .F.B./UB, with RS 232 Temp. ctrl. | 4 prog. A 16 steps | 797 | 1 | 1 | 2919.66
7510242 | Measuring cylinder 5000 ml, class B | tall form, short line graduation, | Borosilicate glass, amber graduated | 831 | 1 | 1 | 258.72
7510295 | Tube foam insert | 9 - 16 mm | pack of 2 | 461 | 1 | 1 | 33.94
7510296 | Tube foam insert | 14 - 29 mm | pack of 2 | 461 | 1 | 1 | 33.94
7510391 | Stand for 1 device | for Transferpette®-8/12 | or Transferpette® S-8/12 | 871 | 1 | 1 | Refer to Cope
7510426 | Automatic burettes 10:0,05ml |  |  | 935 | 1 | 1 | 61.92
7510427 |  |  |  | 935 | 1 | 1 | 66.54
7510455 |  |  |  | 1203 | 1 | 1 | 1371.47
7510456 |  |  |  | 1203 | 1 | 1 | 511.63
7510686 | Cell culture flasks EasYFlask | PS, 55 ml, 175 cm², with filter cap, | sterile, pack of 30 | 1218 | 1 | 1 | 101.25
7510691 | ***after clearance sale see item 9405872*** | Grid divider 9x9 for LLG-Cryobox | H=40mm, from cardboard, | 705 | 1 | 1 | #N/A
7510796 |  |  |  | 1385 | 1 | 1 | 177.63
7600059 | CryoTubes 1,0 ml, PP, sterile, | with cap, internal thread, V-shaped, | writing area, pack of 500 | 704 | 1 | 1 | 205.36
7600162 | Lid insert, PP, yellow | for Kryoröhrchen, for | colour coding, pack of 500 | 702 | 1 | 1 | Refer to Cope
7600324 | LLG-Test tubes 200 x 30 mm | AR glass, with flange rim, | pack of 50 | 24 | 1 | 1 | 44.5
7600405 | LLG-Test tubes 160 x 16 mm | AR glass, with flange rim, | pack of 100 | 24 | 1 | 1 | 13.98
7600688 | LLG-Steristoppers® no. 36 | for vials with internal neck dia. of | ca. 35,5 - 39,5 mm, pack of 600 | 1253 | 1 | 1 | 165.21
7601147 | Dropping Funnels, Cylindrical, with Pressure | Equalizing Tube , Cap. ml 1000 Socket/Cone NS | 29/32 | 591 | 1 | 1 | 95.63
7601585 | Probe Pt 100, 3 mm Ø, 250 mm |  |  | 785 | 1 | 1 | 149.23
7601891 |  |  |  | 1221 | 1 | 1 | 151.12
7602492 |  |  |  | 1280 | 1 | 1 | Refer to Cope
7602538 | Crucible lid Ø 35 mm, Alsint | for crucible Ø 33 mm |  | 107 | 1 | 1 | 27.85
7603129 | Hand refractometer HRKFZ 1 | battery acid density 1,10-1,30 | antifreeze -50 - 0°C | 1028 | 1 | 1 | 131.24
7603864 | Spare Plugs for Stopcocks, Straight Bore, PTFE, NS | 21,5 Bore mm 6,0 |  | 614 | 1 | 1 | 23.61
7603959 |  |  |  | 1207 | 1 | 1 | 257.16
7604109 | Cryotubes 2.0 ml, PP, natural | internal thread, w/o stand foot, | writ.area, sterile, pack of 1000 | 702 | 1 | 1 | Refer to Cope
7604410 |  |  |  | 200 | 1 | 1 | 18.95
7604610 | Dimroth Condensers with Cone, Cone NS 60/46 | Extractor ml 300-500 |  | 601 | 1 | 1 | 120.84
7604787 | Anodisc Circle with Support Ring, 47 mm, 0.02 µm | pore size, pack of 50 |  | 668 | 1 | 1 | See Cope Price List FC250-12
7605462 |  |  |  | 269 | 1 | 1 | 48.27
7605582 |  |  |  | 170 | 1 | 1 | 34.55
7606374 | LLG-Test tubes, FIOLAX, 14x130 mm | with beaded rim, pack of 100 |  | 24 | 1 | 1 | 18.26
7606375 | LLG-Test tubes, FIOLAX, 16x130 mm | with beaded rim, pack of 100 |  | 24 | 1 | 1 | 20.33
7606811 | Grid divider 5x5 for LLG-Cryobox | H=30mm, from cardboard, | for tubes up to ca. 23,0 mm Ø | 706 | 1 | 1 | 1.39
7606907 | Socket, full length, NS 19/38 |  |  | 613 | 1 | 1 | 6.47
7606908 | Cones, Full Length, NS 19/38 |  |  | 613 | 1 | 1 | 6.47
7607198 | LLG-Test tubes 100 x 12 mm | AR glass, with beaded rim, | pack of 100 | 24 | 1 | 1 | 12.82
7607297 | Syringe 10F CTC-0,63 | 10 µl, for Kas |  | 1388 | 1 | 1 | 98.44
7607298 |  |  |  | 1388 | 1 | 1 | 129.91
7607378 | Optifit-Pipette tips 1-5 ml | pack of 100, standard, extended |  | 904 | 1 | 1 | 21.31
7607431 | CryoTubes 3,6 ml, PP, sterile, | with cap, internal thread, U-shaped, | writing area, pack of 400 | 704 | 1 | 1 | 195.76
7607632 | CryoTubes 4,5 ml, PP, sterile, | with cap, internal thread, U-shaped, | writing area, pack of 300 | 704 | 1 | 1 | 142.98
7607778 | LLG-Test tubes 180 x 20 mm | AR glass, with flange rim, | pack of 100 | 24 | 1 | 1 | 25.59
7607913 | Erlenmeyer-Flasks with Conical Joint, Cap. ml 5000 | Socket NS 45/40 |  | 577 | 1 | 1 | 148.47
7607933 | Optifit-Pipette tips 50 - 1200 µl | standard, pack of 1000 |  | 904 | 1 | 1 | #N/A
7608012 |  |  |  | 686 | 1 | 1 | Refer to Cope
7608144 | pH combination electrode | glass shaft, BNC plug 17 pH |  | 299 | 1 | 1 | Refer to Cope
7608160 |  |  |  | 1338 | 1 | 1 | 96.57
7608178 | Kjeldahl-Flasks, Socket NS 29/32 Cap. ml 1000 |  |  | 571 | 1 | 1 | 76.3
7608352 | Instrument tray 19x15x2cm | melamine resin, white |  | 102 | 1 | 1 | 7.56
7608837 | LLG-Storage plates 96-well | max. 1.2 ml well volume | square, pack of 50 | 1284 | 1 | 1 | 134.85
7610545 | Grid divider 12x12 for LLG-Cryobox | H=25mm, from cardboard, | for tubes up to ca. 9,0 mm Ø | 706 | 1 | 1 | #N/A
7610567 | Cryotubes 5.0 ml, PP, natural | internal thread, w/o stand foot, | writ.area, sterile, pack of 1000 | 702 | 1 | 1 | Refer to Cope
7610631 | Multiple Adapters, 2 Necks , Socket vertical 29/32 | Socket oblique 14/23 |  | 585 | 1 | 1 | 29.8
7610673 | Nitrogen Tubes (Schlenk-Tubes), NS 14/23 Socket | Cap. ml 100 |  | 576 | 1 | 1 | 53.86
7610674 | Nitrogen Tubes (Schlenk-Tubes), NS 14/23 Socket | Cap. ml 250 |  | 576 | 1 | 1 | 53.86
7612290 |  |  |  | 1280 | 1 | 1 | Refer to Cope
7612465 | Lid for 15 l bucket | stainless steel |  | 52 | 1 | 1 | 56.71
7612486 | Glass filter F7 didymium | certified |  | 1047 | 1 | 1 | Refer to Cope
7612528 | Optifit-Pipette tips 10 - 1000 µl | pack of 1000 |  | 904 | 1 | 1 | #N/A
7613087 |  |  |  | 1333 | 1 | 1 | 104.71
7613330 |  |  |  | 1340 | 1 | 1 | #N/A
7613388 |  |  |  | 1333 | 1 | 1 | 99.93
7613795 | LLG-Test tubes, FIOLAX, 12x75 mm | with beaded rim, pack of 100 |  | 24 | 1 | 1 | 13.17
7613796 | Columns to Vigreux with Fixed Vacuum Jacket, | Eff.L. mm 200 Socket/Cone NS 14/23 |  | 584 | 1 | 1 | 143.55
7614642 | Iodine Determination Flasks , Cap. ml 300 Socket | NS 29/32 |  | 577 | 1 | 1 | 21.48
7615156 |  |  |  | 1348 | 1 | 1 | 308.38
7615367 | PD-tips Bio-Cert®, 0.5 ml | KB IVD, piston PE-HD, cylinder PP, | single packed, pack of 100 | 917 | 1 | 1 | Refer to Cope
7615379 | Round-bottom Flasks, Three-neck, Side Necks | Angled, C. Neck NS 29/32 Side Neck NS 29/32 Cap. | ml | 575 | 1 | 1 | 190.34
7615661 | Thermofliud M 90.055.03 | SilOil, 5 l |  | 757 | 1 | 1 | 783.5
7615715 |  |  |  | 1337 | 1 | 1 | 107.21
7616171 | LLG-Crystallise cup 40 ml | with drain, DIN 12338, Boro 3.3 | D=50 mm, H=30 mm | 100 | 1 | 1 | 4.71
7616277 | Sealing, PTFE, Graphite 1Set, |  |  | 590 | 1 | 1 | 97.24
7616476 |  |  |  | 200 | 1 | 1 | 30.12
7616566 |  |  |  | 686 | 1 | 1 | Refer to Cope
7616653 |  |  |  | 1343 | 1 | 1 | 163.54
7616655 |  |  |  | 1343 | 1 | 1 | #N/A
7616709 | electronical hanging balance HCB 50K100 | 100 g/50 kg |  | 344 | 1 | 1 | 98
7616800 | LLG-Crystallise cup 20 ml | w/o drain, DIN 12337, Boro 3.3 | D=40 mm, H=25 mm | 100 | 1 | 1 | 3.53
7616898 | Thread bottles, 8 ml, clear | pack of 1000, 61x16,6 mm |  | 1343 | 1 | 1 | #N/A
7617935 | Browguard Clearways CB20 | with turning closure, | for face protector | 192 | 1 | 1 | 19.07
7618013 | Multiclean® plus Cleaning tissue roll | blue, 3-step, 22cm, | 500 survey of 38 cm, pack of 2 rolls | 1067 | 1 | 1 | 27.35
7618212 | Multiclean® plus cleaning cloth roll | blue, 3-ply, 38cm x 190m | 500 à 38 cm, pack of 2 rolls | 1067 | 1 | 1 | 39.44
7618375 | LLG-Folded tissue dispenser, white | plastic, 375x137x280mm |  | 1070 | 1 | 1 | 40.26
7618482 | EC/TDS/°C-meter HI 99300 | (0-3999 µS/cm; 0-200 mg/l (ppm)), | water tight, in transport kit | 313 | 1 | 1 | #N/A
7619615 | FiveGo pH kit-version FG2-Kit |  |  | 282 | 1 | 1 | Refer to Cope
7619653 | Neotouch®, size M | disposable gloves, Neopren, | powder free, light green, 290 mm, pack of 100 | 214 | 1 | 1 | 25.4
7619757 | Precision balance PCB 100-3 | 100 g / 0.001 g, | weighing pan 81 mm dia. | 353 | 1 | 1 | 265.47
7619784 | Discardit II disposable syringes 5 ml | 2-parts, pack of 100 |  | 1359 | 1 | 1 | 5.57
7619815 | Laboratory controller KM-RX1001 | with Dioden connection |  | 782 | 1 | 1 | 436.34
7619816 | Temperature sensor KM/TP 2 |  |  | 783 | 1 | 1 | 89.06
7620305 |  |  |  | 199 | 1 | 1 | 68.17
7620719 | Crucible lid Ø 68 mm, Alsint | for crucible Ø 62 mm |  | 107 | 1 | 1 | 72.54
7620724 | LLG-2in1 KIT: 1,5ml Short thread vial ND9, clear | + KGW-cap, transparent, consisting of: | 11 09 0500 + 09 15 0478, pack of 100 | 1337 | 1 | 1 | 22.9
7620817 | Lowering cable, plastic, 10 m |  |  | 510 | 1 | 1 | 16.95
7620828 | Sample vials, 1,5 ml, amber | pack of 1000, 32x11,6 mm | with writing area | 1338 | 1 | 1 | 104.71
7621765 | LLG-2in1 KIT: 1,5ml Short thread vial ND9 clear | + KGW-cap blue, consisting of: | 11 09 0500 + 09 15 0869, pack of 100 | 1337 | 1 | 1 | 40.05
7622228 |  |  |  | 1340 | 1 | 1 | #N/A
7622477 | Seal-it labels red /neutral | roll with 500 pcs. | 7-digit serial number | 501 | 1 | 1 | See Cope Price List LA295-10
7622596 | Sealing rings for jointed glassware | PTFE, NS 12, pack of 50 |  | 610 | 1 | 1 | 26.43
7622815 | Connector with stopcock | cone NS 14/23, socket NS 14/23 |  | 604 | 1 | 1 | 69.58
7623018 | Screw cap GL 45, PP | 3 port GL 14 |  | 1372 | 1 | 1 | 27.94
7623040 | Multiplates 12 Well | cover, sterile, pack of 75 |  | 1219 | 1 | 1 | 182.75
7623809 | Gloves, size 7, 250 mm | cotton jersey, monofilament, | 1 pair per pack | 222 | 1 | 1 | 0.88
7623810 | Gloves, size 11, 250 mm | cotton jersey, monofilament, | 1 pair per pack | 222 | 1 | 1 | 0.88
7623838 | Screw-cap GL 14 | red (PBT), with PTFE | protected seal | 1372 | 1 | 1 | 2.59
7623881 | Gloves, size 10, 250 mm | cotton jersey, monofilament, | 1 pair per pack | 222 | 1 | 1 | 0.88
7623893 | Lid for 6 l bucket | stainless steel |  | 52 | 1 | 1 | 38.56
7623930 | Gas sampling tube 1000ml | with extraction adapter, GL 14 |  | 496 | 1 | 1 | 106.58
7623934 | Dipping bomb Target |  |  | 510 | 1 | 1 | 420.65
7624167 | Examining gloves size L 8-9 | UNIGLOVES "SELECT BLUE", Latex | non sterile, powder free, pack of 100 | 205 | 1 | 1 | 9.7
7624168 | Visiting gloves size M 7-8 | UNIGLOVES "SELECT BLUE", Latex | non sterile, powder free, pack of 100 | 205 | 1 | 1 | 9.7
7624578 | Electrode jar 12 mm |  |  | 303 | 1 | 1 | Refer to Cope
7624685 | Heating block, 3 blocks, digital | 130°C, 310 x 280 x 115 mm |  | 1302 | 1 | 1 | See Cope Price List BK280-52
7625012 | LLG-Magnetic crimp cap N 20, gold | 8 mm center hole, magnetic, | pack of 100 pcs | 1346 | 1 | 1 | 4.99
7625237 | Precision balance PCB 10000-1 | 10000 g / 0.1 g, | weighing pan 150 x 170 mm | 353 | 1 | 1 | 245.43
7625555 | Gloves, size 9, 250 mm | cotton jersey, monofilament, | 1 pair per pack | 222 | 1 | 1 | 0.88
7625884 | Jumbo-sampler, aluminium | 1500 mm length, 5 chambers | à 650 ml, Ø 50 mm, with PTFE separators | 497 | 1 | 1 | 778.84
7626118 | Connectors with stopcock | cone NS 29/32, socket NS 29/32 |  | 604 | 1 | 1 | 80.95
7626193 | Adapter C-Mount 0,5x |  |  | 1015 | 1 | 1 | 152.64
7626372 | Liquid calibration standard Set 667-UV305 incl. | 667-UV6 potassium dichromate in perchloric acid, | 667-UV600 potassium dichromate in perchloric acid | 1047 | 1 | 1 | Refer to Cope
7626422 | Safety funnel S60 | with lid, black, conductive |  | 251 | 1 | 1 | 126.03
7626542 | Chemistry set X-Plore 3300 | cons.of: X-Plore 3300 M and | ABEK1HG-P3 D | 197 | 1 | 1 | 48.8
7626604 | Mini-Data logger testo 174T | -30...70°C |  | 384 | 1 | 1 | See Cope Price List TJ847-24
7626614 | Mini data logger testo 174T Set | consisting of testo 174T, wall holder, | USB-Interface, batteries, calibration protocol | 384 | 1 | 1 | 144.49
7626764 | Autoclave Deodorant Anabac® Floral | based on flower extract | pack of 100 | 1098 | 1 | 1 | 94.2
7626766 | Autoclave Deodorant Anabac® Peach | based on peach extract | pack of 100 | 1098 | 1 | 1 | 94.2
7627062 | Digital refractometer HI 96821 | for sodiumchloride |  | 1029 | 1 | 1 | 226.96
7627142 | SafetySet Standard | 3x SafetyCap I, 1x SafetyCap II, | incl.5x Fitting 3,2mm, 1x blind stopper | 1373 | 1 | 1 | 345.42
7627340 | Photometer AL100 Chloride | 0,01-6,0 mg/L, in kit |  | 1128 | 1 | 1 | 450.28
7627352 | Referencestandardkit Chloride | 0,2-1,0 mg/L, for AL100 |  | 1128 | 1 | 1 | 87.86
7627795 | Laboratory Cooling-Freezing unit LCv 4010 | 254 Ltr., compact formate 600x615x2000mm |  | 725 | 1 | 1 | Refer to Cope
7628015 | LLG-Steristoppers® no. 13H | for vials with neck I.D. of | approx.12,5 - 13,5 mm, pack of 1000 | 1253 | 1 | 1 | 46.81
7628209 | Column acc.to Vigreux 600mm | cone and socket, NS 29/32, | with vacuum coat | 584 | 1 | 1 | 106.25
7628259 | Cuvette holder SZ 2140 | single 10mm, thermostatable |  | 1044 | 1 | 1 | Refer to Cope
7628820 | Safety Waste Cap S 40 | for Merck bottles, | 3x2,3/3,2 mm | 1374 | 1 | 1 | 113.06
7628821 | Safety Cap II S40 | for Merck bottles |  | 1373 | 1 | 1 | 106.86
7629194 | Multi Pin cable-BNC/RCA-ISM | 2.5 m |  | 307 | 1 | 1 | Refer to Cope
7629195 | pH-Electrode Inlab® Routine Pro-ISM | pH 0...14, bole length 120mm, | MultiPin plug head | 305 | 1 | 1 | Refer to Cope
7629381 | Aerotest Alpha cpl. | UN 3260, 8, III, (E) |  | 1105 | 1 | 1 | 1397.11
7629417 | Stirr closure with double lip sealing | cone NS 29/32, for wave 10mm, | closure borosilicate glass 3.3, sealing PTFE | 591 | 1 | 1 | 207.41
7629440 | Hexagonal stopper NS 29/32 | amber glass |  | 608 | 1 | 1 | 12.29
7629636 | Bail glasses i-3 9190 | colour: white/lime, lenses:PC colourless | supravision performance | 187 | 1 | 1 | 23.9
7629638 | Bail glasses i-3 9190 | colour: graphite/red, lenses:PC grey | supravision NCH | 187 | 1 | 1 | #N/A
7629639 | Bail glasses i-3 9190 | colour: anthrazite/sand, lenses:PC amber | supravision NCH | 187 | 1 | 1 | 22.56
7629763 | Sicco Mini-Inertgas Basic desiccator | PS, 235x175x210mm | for gas filling | 998 | 1 | 1 | 291.77
7629781 | Rack BSC-700II | powder coated, on 4 rolls |  | 1240 | 1 | 1 | 613.16
7629955 | Dimroth condenser for Soxhlet | for extractor 100/250 ml, | NS 45/40, PP olive, boro 3.3 | 600 | 1 | 1 | 57.74
7630104 | Silicone half mask body size M | serie 7500 |  | 199 | 1 | 1 | 42.92
7630153 | Spatula assortment 7-parts | in sznthetic leather bag | with hook and loop fastener | 114 | 1 | 1 | 28.71
7630235 | Spare Plugs for Stopcocks, Straight Bore, PTFE, NS | 18,8 Bore mm 6,0 |  | 614 | 1 | 1 | 18.36
7630287 | Cones, NS 50/42 |  |  | 613 | 1 | 1 | 28.23
7630288 | Cones, NS 55/44 |  |  | 613 | 1 | 1 | 30.67
7630409 | Automatic burettes, Pellet | 25:0.05ml, cl.AS, DURAN®, clear glass, | conformity certified, mit spindle of PTFE | 936 | 1 | 1 | 203.5
7630506 | Erlenmeyer flask 125 ml | PETG, sterile, plane bottom, | with screw-cap, pack of 24 | 1229 | 1 | 1 | Refer to Cope
7630646 | Cryo-Color-Code brown,PS | pack of 500 |  | 704 | 1 | 1 | 21.66
7630775 |  |  |  | 920 | 1 | 1 | See Cope Price List SY720-85
7630911 | Liner TQ (CE) 2,8 mm ID, | pack of 5 |  | 1387 | 1 | 1 | 308.55
7631201 | Multi-sampler V4A/V4A | 550 mm length |  | 497 | 1 | 1 | See Cope Price List SD077-15
7631205 |  |  |  | 518 | 1 | 1 | 397.35
7631961 | Pasteur-Plast pipets 2 ml 155 mm, non sterile pack | of 500 |  | 852 | 1 | 1 | 29.97
7631964 | Dispersing element S 10 N-5 G | for T 10 basic |  | 553 | 1 | 1 | See Cope Price List MT435-73
7631971 | Small stand R 104 | for T 10 basic, rod Ø 10 mm, | 242 x 355 x 370 mm | 556 | 1 | 1 | See Cope Price List MT435-89
7632226 |  |  |  | 1343 | 1 | 1 | #N/A
7632543 | universal test tube rack | for 24 tubes, diam 30mm, PP | 112 x 300 x 85 mm, blue | 38 | 1 | 1 | See Cope Price List SM805-32
7632597 | Buffer solution pH 3.50 | 1 L |  | 309 | 1 | 1 | 40.13
7632641 |  |  |  | 85 | 1 | 1 | Refer to Cope
7632676 |  |  |  | 448 | 1 | 1 | 105.63
7633064 | Screwcap PP, white wiht hole | Butylred/PTFE grey, pack of 1000 |  | 1348 | 1 | 1 | 312.44
7633482 | USB power supply (5VDC 500mA) |  |  | 380 | 1 | 1 | Refer to Cope
7633920 | Electronic hanging balance HDB 10K10N | 10 kg / 10 gr., | incl. 2x 1.5 V batteries AAA | 344 | 1 | 1 | 72.41
7634155 | Nunclon multi basin 24Well | 1ml/Well, flat, 132x88mm PS | pack of 85 | 1220 | 1 | 1 | 80.09
7634641 | Fine dust adhaesive mat Nomad 4300 | 450 x 1150 mm, 40 ply, pack of 6 |  | 1055 | 1 | 1 | 709.22
7634697 | One-time tweezers 120 mm | sterile, PS, anatomic | pack of 500 | 123 | 1 | 1 | #N/A
7634892 | Flexible distributor GL 45 | 2 x I-dia. 6-9 mm, PP |  | 147 | 1 | 1 | 47.08
7635031 | riplate®, PP, 10 ml | pack of 20 |  | 1285 | 1 | 1 | 99.07
7635086 | DermaShield®, Gr.6 1/2 | neopren glove, powderfree | 310 mm, green | 217 | 1 | 1 | 5.24
7635087 | DermaShield®, size 7 | neopren glove, powderfree | 310 mm, green | 217 | 1 | 1 | 5.24
7635088 | DermaShield®, size 8 | neopren glove, powderfree | 310 mm, green | 217 | 1 | 1 | 5.24
7635089 | DermaShield®, size 9 | neopren glove, powderfree | 310 mm, green | 217 | 1 | 1 | 5.24
7635711 | Mikrotiter plates immunoGrade | 96-well, PS, black, standard, C-bottom, | non-sterile, without lid, pack of 100 | 1204 | 1 | 1 | See Cope Price List MN347-50
7635816 | Coil Condensers (double walled), Socket/Cone NS | 29/32 Jacket L. mm 160 |  | 594 | 1 | 1 | 92.14
7635868 | Precision balance PCB 200-2 | 200 g / 0.01 g, | weighing pan 105 mm dia. | 353 | 1 | 1 | 230.41
7635908 | Gas Washbottles to Drechsel with Screw | Connections, Cap. ml 500 Thread GL 45 |  | 603 | 1 | 1 | 71.91
7636288 | Microliter syringe 701 N CTC | (23s/51/AS) 10 µl |  | 1356 | 1 | 1 | 105.81
7636628 | Lid for 12 l bucket | stainless steel |  | 52 | 1 | 1 | 51.61
7636721 | Biolog.Microscope B3-223ASC | Education Line, WF10x/20mm |  | 1013 | 1 | 1 | 884.85
7637274 | Tweezers 105 mm, pointed | curved, quality finish, | 18/10 steel | 124 | 1 | 1 | 6.52
7638719 | Warmth bath thermostate MPC-104A | 4,0 ltr. volume | 2,0 KW, 230 V | 738 | 1 | 1 | #N/A
7638738 | BEL-ART-Measuring cylinder 1000ml, PP | graduated, with handle |  | 833 | 1 | 1 | 38.49
7638923 | Sicco Mini-Mobil-Basic desiccator | PS, 235x210x175mm |  | 998 | 1 | 1 | 163.39
7639112 | PFA-Fitting I.D.:3,2 mm | integr.ferrule, red, | pack of 5 | 1377 | 1 | 1 | 29.05
7639439 | Lid mixBAD | for mixDrive 6 |  | 425 | 1 | 1 | 291.48
7639613 | Barrel pump Ultrarein from PTFE | immersion depth 600 mm, | dipping tube 32 mm, with tubing | 950 | 1 | 1 | Refer to Cope
7639971 | Chiller Unichiller 003-MPC | temp.-range: -5...40°C, | 20 l/min / 0.2 bar, with controller MPC | 748 | 1 | 1 | #N/A
7639994 | Multiple grinding chamber MMT 40.1 | max. vol.40ml |  | 537 | 1 | 1 | Refer to Cope
7650037 | electr. hanging balance HCB 100K200 | 100 kg / 200 g, | incl. 3 x 1,5 V batteries | 344 | 1 | 1 | 119.78
7650112 | Protecting lenses super OTG 9169 | colour: navy blue, disc:PC colourless/UV 2-1.2 | optidur NCH/uvex hi-res | 190 | 1 | 1 | 22.82
7651616 | Finntips Flex 10 Extended | 1-10 ml, pack of 100 |  | 907 | 1 | 1 | 53.52
7651746 | Screw Cap GL 80 |  |  | 67 | 1 | 1 | 24.49
7651831 | Gas distribution tube, central ring | ring dia. 25 mm, por. 2, h. 250 mm, | made of borosilicate glass | 603 | 1 | 1 | 38.58
7651871 | LLG-Test tubes 120 x 16 mm | AR glass, thick walls, | without rim, pack of 100 | 24 | 1 | 1 | 34.86
7651872 | LLG-Test tubes 100 x 15 mm | AR glass, thick walls, | without rim, pack of 100 | 24 | 1 | 1 | 22.77
7651881 | Support ring 130 mm, with bosshead | steel, electroplated |  | 168 | 1 | 1 | 20.33
7652008 | Gas distribution tube, central ring | ring dia. 25 mm, por. 1, h. 250 mm, | made of borosilicate glass | 603 | 1 | 1 | 38.58
7652355 | Ferrules OGFS-16-005 Graph | for gaschromat, pack of 10 |  | 1388 | 1 | 1 | 66.12
7652552 | LLG-Test tubes 130 x 18 mm | AR glass, with plane rim, | pack of 100 | 24 | 1 | 1 | 46.49
7652924 | FiveGo FG3-Kit | unit and accessory, with carrier bag | incl. 4 sample tubes | 317 | 1 | 1 | See Cope Price List CU616-15
7653124 | Multi-sampler V4A/V4A | 850 mm length |  | 497 | 1 | 1 | See Cope Price List SD077-20
7653145 | Liner AG 4 mm ID STRGT | pack of 5 |  | 1387 | 1 | 1 | 125.93
7653251 | Safety eye-shower ClassicLine | with recepacle, stainless steel, | for wall mounting | 238 | 1 | 1 | 314.11
7653307 | Protection glasses super OTG 9169 | colour:black, lenses:PC grey/UV 5-2,5 | optidur NC/uvex hi-res | 190 | 1 | 1 | 24.94
7653714 | Catching flask 500ml | with KS-bowl, coated |  | 624 | 1 | 1 | 62.65
7654045 | LLG-Incinerating dish 203/5 | 103 ml, 70 x 35 mm, | deep form, without drain | 107 | 1 | 1 | 4.56
7654046 | LLG-Incinerating dish 204/6 | 70 ml, 81 x 20 mm, | low form, without drain | 107 | 1 | 1 | 3.88
7654202 | 8 PCR tube strips, 0.2 ml, white | without caps, pack of 125 |  | 1181 | 1 | 1 | Refer to Cope
7655158 | pH-electrode SenTix® Sp-DIN |  |  | 297 | 1 | 1 | Refer to Cope
7655427 | Disposable sampler 100 ml | "ZoneDispo" HDPE, | 620 mm long, pack of 20 | 500 | 1 | 1 | 177.57
7655618 | Safety funnel with lid | white, PE-HD, S55, with dirt sieve |  | 250 | 1 | 1 | 117.37
7655865 | Temperature logger EBI 300 | NTC, -30...+60°C |  | 385 | 1 | 1 | 93.74
7656131 | LLG-Casserole 209/1 | 22 ml, 45x26 mm, | with porcellaine handle | 102 | 1 | 1 | 7.13
7656279 | Erlenmeyer flask 1000 ml | narrow neck, Pyrex®, pack of 10 |  | 18 | 1 | 1 | See Cope Price List FK200-40
7656640 | Chiller Unichiller 006-MPC | temp.-range: -20...40°C, | 230V 1~ 50/60 Hz | 748 | 1 | 1 | #N/A
7656680 | Isolating box with lid 12,5 Ltr. | Neopor, O.D.: 350x350x300mm, | I.D.: 250x250x200mm | 730 | 1 | 1 | 10.63
7656681 | Isolating baffle ring 6,2 ltr. | O.D.: 350x350x100mm, | I.D.: 250x250x100mm | 730 | 1 | 1 | 8.01
7656739 | ClassicLine emergency shower test trolley |  |  | 239 | 1 | 1 | 181.25
7656840 | Hotplate 150x150mm | aluminium plate coated, | 230 V, 50 Hz, 700 W | 776 | 1 | 1 | See Cope Price List HP200-17
7656858 | LLG-Domed 8-Strip Caps | pack of 250 |  | 1180 | 1 | 1 | 45.69
7656860 | MEasuring unit inoLab® Multi 9420 SET C |  |  | 341 | 1 | 1 | #N/A
7657006 | Spare plug NS 24, PTFE | hole 8,0 mm | for stopcocks | 614 | 1 | 1 | 38.07
7657852 | Glass stopcock, massive, NS 24 | hole 8,0mm |  | 614 | 1 | 1 | 22.82
7658006 | pH electrode BlueLine 19 pH | 0...14 pH |  | 299 | 1 | 1 | Refer to Cope
7658057 | Precision balance PFB 6000-1M | 6000 g / 0,1 g, calibratable, | weighing plate 155 x 145 mm | 353 | 1 | 1 | 290.52
7658119 | Total glass syringes 30 ml, Dosys 155 | graduated, autoclavable, | Luer-attachment from glass, pack of 2 | 1357 | 1 | 1 | Refer to Cope
7658120 | Total glass syringes 30 ml, Dosys 155 | graduated, autoclavable, | Luer attachment from metal, pack of 2 | 1357 | 1 | 1 | Refer to Cope
7658531 | Zoom stereo microscope SMZ-161-TLED | trinocular head, widefield eyepieces | WF10X/20mm | 1015 | 1 | 1 | 775.62
7658803 | Optifit-Pipette tips 50-1200 µl | Standard, 71.5 mm, tips ID: H, | presterilized, pack of 10x96 | 904 | 1 | 1 | 89.04
7658851 | CHROMAFIL Xtra disposable filter H-PTFE-45/25 | Hydrophilic polytetrafluoroethylene 0.45 µm, 25 mm | colourless PP-case, labelled, pack of 100 | 678 | 1 | 1 | 102.43
7658877 | Index Standard Solution | 1.347824 (±0.00004) | 15ml | 1034 | 1 | 1 | 79.17
7659027 | LLG-Folded filters 70mm, qualitative | medium, pack of 100 |  | 652 | 1 | 1 | 23.09
7659228 | Bulb pipette 1 ml, 1 mark | USP, BLAUBRAND®, cl.AS, conform. cert., blue grad. | AR-Glas®, incl. USP batch certificate | 843 | 1 | 1 | Refer to Cope
7659239 | Bulb pipette 5 ml, 1 mark | USP, BLAUBRAND®, cl.AS, conform. cert., blue grad. | AR-Glas®, incl. USP batch certificate | 843 | 1 | 1 | Refer to Cope
7659240 | Bulb pipette 10 ml, 1 mark | USP, BLAUBRAND®, cl.AS, conform. cert., blue grad. | AR-Glas®, incl. USP batch certificate | 843 | 1 | 1 | Refer to Cope
7659241 | Bulb pipette 30 ml, 1 mark | USP, BLAUBRAND®, cl.AS, conform. cert., blue grad. | AR-Glas®, incl. USP batch certificate | 843 | 1 | 1 | Refer to Cope
7659242 | Bulb pipette 100 ml, 1 mark | USP, BLAUBRAND®, cl.AS, conform. cert., blue grad. | AR-Glas®, incl. USP batch certificate | 843 | 1 | 1 | Refer to Cope
7659384 | LLG-Sealing mats square, for | 96-well storage plates, | not autoclavable, piercable, pack of 50 | 1285 | 1 | 1 | #N/A
7659854 | Microscop BA310E trinocular | N-WF10X/20mm, trinocular tubus, | type Siedentopf | 1013 | 1 | 1 | 1413.94
7659958 | Cream butyrometer "Roeder" | metering system 0-20-50%, | stopper small and big, beaker 30930 | 1159 | 1 | 1 | 35.14
7660052 | Rotary evaporator RC 900 |  |  | 622 | 1 | 1 | 4419.32
7660053 | Protective cover for RC 900 | and RC 600 |  | 622 | 1 | 1 | 460.63
7660217 | Microlitre centrifuge Z 216 M | 230 V/ 50-60 Hz |  | 641 | 1 | 1 | 1509.11
7660218 | Angle rotor for 12x5 ml | reaktion vials, lockable |  | 641 | 1 | 1 | 706.73
7660305 | CHROMAFIL Xtra disposable filter H-PTFE-20/25 | PTFE hydrophilic, 0.2 µm, 25 mm, | colourless PP-case, labelled, pack of 400 | 678 | 1 | 1 | 340.09
7660408 | Sucrose (Brix) Standard - 40% | 1.399860, 15ml |  | 1034 | 1 | 1 | 75.39
7661153 | Prohibition sign "Fire, open flames and smoking | prohibited ", PVC film, self adhesive, Ø 100mm |  | 234 | 1 | 1 | 2.8
7670287 | SafetySet Standard II | 4x SafetyCap II, | incl.8x fitting 3,2mm, 4x blind stopper | 1373 | 1 | 1 | 380.49
7670774 | Liner AG 4mm ID, GN QW | pack of 25 |  | 1389 | 1 | 1 | 647.06
7671016 | Zoom Stereo Microscope SMZ-171-TLED | Greenough type, trinocular head | 45° inclined | 1016 | 1 | 1 | 1108.91
7671305 | Saftey base cabinet type 90 | 600x590x570 (HxWxD), RAL 7035, | incl. plate insert and bottom collecting sump | 264 | 1 | 1 | 1362.74
7671426 | Precision balance Practum® | 5100 g / 0,1 g, | weighing plate Ø 180 mm | 347 | 1 | 1 | 1016.08
7671856 | Analytical balance AEJ 200-4CM | 220 g / 0.1 mg, calibratable, | weighing plate 85 mm Ø | 356 | 1 | 1 | 1081.94
7671880 | Laboratory-refrigerator LKexv 3600 | 333 L, digital temperature display, | 600 x 610 x 1640 mm (WxDxH) | 726 | 1 | 1 | 1216.63
7671903 | Multiclean® cleaning cloth roll | blue, 3-ply, 360m x 36cm | 1000 à 36 cm | 1067 | 1 | 1 | 36.46
7671919 | Precision balance PLJ 600-3CM | 600 g / 0.001 g, calibratable, | weighing plate 128 x 128mm | 354 | 1 | 1 | 741.65
7672072 | Grande Fleur Cold-Warmth-Circulating thermostate | temp.-range: -40..200°C, | 1,5 KW, with controller Pilot ONE | 752 | 1 | 1 | 10963.63
7672290 | Ceran® single boiling plate | Ø 80-200 mm / 2200 W, 230 V |  | 775 | 1 | 1 | 183.98
7672991 | Microwave Severin MW 7873 ws/sw | 900 W, 5 steps, white/black |  | 786 | 1 | 1 | 163.11
7700004 | Sealing rings for jointed glassware | PTFE, NS 34, pack of 50 |  | 610 | 1 | 1 | See Cope Price List QZZ27/34
7850009 | LLG-Headspace Crimp Neck Vial N 20-10, 10ml, | 22,5 x 46mm, clear, rounded bottom, bevelled top | pack of 100 | 1345 | 1 | 1 | 22.46
7850010 | LLG-Magnetic crimp cap N 20, gold, 8 mm center | hole, Silicone blue/PTFE colourless, Hardness: 40° | shore A, Thickness: 3 mm, pack of 100 pcs | 1346 | 1 | 1 | 46.97
7900066 | Buffer solution pH 6.865 | 500 ml |  | 309 | 1 | 1 | 20.6
7900085 | Biological microscope B1-223ASC |  |  | 1012 | 1 | 1 | #N/A
7900098 | Sample chamber | incl.Peltier module |  | 1039 | 1 | 1 | See Cope Price List SJ377-75
7900140 | Funnel, complete | for PULVERISETTE 15 |  | 536 | 1 | 1 | 1031.29
7900288 | Cellculture bottles EasYFlask | 645 ml, with HDPE fitler cap, | sterile, not treated, pack of 30 | 1218 | 1 | 1 | 101
7900289 | Nunclon TripleFlasks 500ccm | not treated, with filter caps, | sterile, pack of 32 | 1218 | 1 | 1 | 304.89
7900427 | Parallel section rotor | stainless steel |  | 523 | 1 | 1 | 2331.21
7900483 | Hexagonal concave stopper NS 10/19 | Boro 3.3 |  | 608 | 1 | 1 | 1.46
7900484 | Hexagonal concave stopper NS 10/19 | amber glass |  | 608 | 1 | 1 | 5.82
7900486 | Hexagonal concave stopper NS 14/23 | amber glass |  | 608 | 1 | 1 | 6.17
7900515 | FiveEasy AC adaptor | (incl. connectors) | input 230V, output DC 9V | 292 | 1 | 1 | Refer to Cope
7900620 | Gel Cutting Tips 6.5mm x 1mm | 5 racks of 48 |  | 1196 | 1 | 1 | Refer to Cope
7910125 | Screw-caps 18mm, PP, | black, closed, Butyl red/PTFE grey, | 55° shore A, 1,6mm, pack of 1000 | 1343 | 1 | 1 | 220.22
7910240 | pocket-pH-meter set handylab HL100Field | in case with solutions and pHT- | single-rod measuring cell BlueLine24 | 285 | 1 | 1 | Refer to Cope
7920043 | multiSUB mini, 70x70mm / 70x100mm | UV-Tray, 2 combs with each 8 samples, | casting dams, loading guides | 1192 | 1 | 1 | Refer to Cope
7920120 | High Speed-centrifuge tubes 15ml | with screw-thread, O.D.: 18mm, | 102mm, pack of 6 | 644 | 1 | 1 | 118.36
7920135 | runVIEW Horizontal Gel Elktrophoresis System | 15x15cm gel tray and 2x1 sample, 2x2 sample, 2x4 | sample, 4x28MC sample 1mm combs | 1195 | 1 | 1 | Refer to Cope
7930022 | Gel documentation system DOC-PRINT VX5 | incl. standard components |  | 1199 | 1 | 1 | 4647.63
7930023 | Gel documentation system DOC-PRINT VX5-P | incl. standard components | and gray tones thermal printer | 1199 | 1 | 1 | 6008.36
7930030 | Receiver Adapters, Straight, Socket/Cone NS 14/23 |  |  | 582 | 1 | 1 | 32.64
7930095 | Gel documentation system DP-1100-P | incl. standard components | and gray tones thermal printer | 1201 | 1 | 1 | 9458.33
7930139 | Adapter | for schuett phoenix II |  | 133 | 1 | 1 | 128.78
7930215 | Vertical test tube holder | for 6 x 50 ml, 6 x 15 ml, | and 12 micro tubes, for Vortex Genie® 2 | 461 | 1 | 1 | 171.42
7930246 | omniPAGE TETRAD mini package, 100x100 mm | with glassplates with 1 mm spacer, | 2 sample combs w.each 12 samples, | 1210 | 1 | 1 | Refer to Cope
7930290 | Volumetric flask 3 ml, clear, trapezoidal | glass, cl.A, NS 07/16, PP-stopper | blue scale, charge identification | 835 | 1 | 1 | 8.87
7930291 | Volumetric flask 4 ml, clear, trapezoidal | glass, cl.A, NS 07/16, PP-stopper | blue scale, charge identification | 835 | 1 | 1 | 8.87
7930366 | LLG-Screw cap N 9, PP, blue, closed top, | PTFE virginal white, Hardness: 53° shore D, | Thickness: 0.25 mm, pack of 100 | 1336 | 1 | 1 | 14.33
7930401 | LLG-Serological pipettes type 1, 5ml | PS, 1/10ml, blue code, | sterile, single wrapped, pack of 200 | 857 | 1 | 1 | 38.7
7930403 | LLG-Serological pipettes type 1, 25ml | PS, 2/10ml, red code, | sterile, single wrapped, pack of 150 | 857 | 1 | 1 | 62.19
7930430 | Standard lid from PP | for GM 200 |  | 524 | 1 | 1 | 39
7930431 | Knife from stainless steel | for GM 200 |  | 524 | 1 | 1 | 175.97
7939057 | Laminar flow cabinet Airstream G | 1,2m |  | 1238 | 1 | 1 | #N/A
7939058 | Laminar flow cabinet Airstream G | 1,8 m |  | 1238 | 1 | 1 | #N/A
7939127 | PCR cabinet Airstream | 0,9m |  | 1191 | 1 | 1 | #N/A
7939128 | PCR cabinet Airstream | 1,2m |  | 1191 | 1 | 1 | #N/A
7939129 | PCR-Laminar flow Streamline | 0.6m |  | 1191 | 1 | 1 | #N/A
7939153 | Laboratory fume hood Ascent Opti | air circulation, 0,6 m, DIN 14175 |  | 260 | 1 | 1 | #N/A
7939161 | Laboratory fume hood Ascent Opti Standard | circulating air, 0,9 m, DIN 14175 |  | 260 | 1 | 1 | #N/A
7939170 | Laboratory fume hood Ascent Opti | air circulation, 1,2 m, DIN 14175 |  | 260 | 1 | 1 | #N/A
7939174 | Laboratory fume hood Ascent Max | air circulation, 0,6 m |  | 263 | 1 | 1 | #N/A
7939193 | Laboratory fume hood Ascent Max |  |  | 263 | 1 | 1 | #N/A
7939195 | Laboratory fume hood Ascent Max | air circulation, 1,2 m |  | 263 | 1 | 1 | #N/A
7939204 | Laboratory fume hood Ascent Max | Air circulation, 1,5 m |  | 263 | 1 | 1 | #N/A
7939213 | Laboratory fume hood Ascent Max | air circulation, 1,8 m |  | 263 | 1 | 1 | #N/A
7939215 | Laboratory fume hood Ascent Max | air circulation, 0,9m, | 2 activated carbon filter | 263 | 1 | 1 | #N/A
7939223 | Laboratory fume hood Ascent Max | air circulation, 1,2m, | 2 activated carbon filter | 263 | 1 | 1 | #N/A
7939331 | Laboratory fume hood Ascent Max | air circulation, 1,5m, | 2 activated carbon filter | 263 | 1 | 1 | #N/A
7939339 | Laboratory fume hood Ascent Max | air circulation, 1,8m, | 2 activated carbon filter | 263 | 1 | 1 | #N/A
7939351 | Laboratory fume hood Ascent Max | air circulation, 0,9m, | 1 activated carbon filter + 1 HEPA filter | 263 | 1 | 1 | #N/A
7939352 | Laboratory fume hood Ascent Max | air circulation, 1,2m, | 1 activated carbon filter + 1 HEPA filter | 263 | 1 | 1 | #N/A
7939353 | Laboratory fume hood Ascent Max | air circulation 1,5m, | 1 activated carbon filter + 1 HEPA filter | 263 | 1 | 1 | #N/A
7940261 | Precision balance Entris® | 6200 g / 10 mg, internal adjustment | weighing plate 180 x 180 mm | 346 | 1 | 1 | 1627.61
7940273 | Moisture analyzer MLB 50-3C | 50 g / 0.001 g/0.01% | for samples up to 50 g | 360 | 1 | 1 | #N/A
7940304 | Stage Olive, ID 6.4 to 9.0 mm | PP, bent |  | 1375 | 1 | 1 | 19.22
7940344 | Laboratory-refrigerator LKv 3913 | 360 ltr. |  | 725 | 1 | 1 | 1759.68
7960500 | Wide neck bottles 30 ml, clear | DIN 32, w/o 9072164 screw-cap | VE=126 | 68 | 1 | 1 | #N/A
7960501 | Wide-neck bottles 50 ml, clear | DIN 32, w/o 9072164 screw-cap | pack of 85 | 68 | 1 | 1 | 47.9
7960502 | Wide neck bottles 100 ml, clear | DIN 40, w/o 9072165 screw-cap | pack of 63 | 68 | 1 | 1 | 48.34
7960503 | Wide neck bottles 125 ml, clear | DIN 40, w/o 9072165 screw-cap | pack of 80 | 68 | 1 | 1 | 73.5
7960504 | Wide neck bottles 250 ml, clear | DIN 55, w/o 9072166 screw-cap | pack of 48 | 68 | 1 | 1 | 57.34
7960505 | Wide neck bottles 500 ml, clear | DIN 55, w/o 9072166 screw-cap | pack of 20 | 68 | 1 | 1 | 40.11
7960506 | Wide neck bottles 1000 ml, clear | DIN 68, w/o 9072167 screw-cap | pack of 18 | 68 | 1 | 1 | 59.97
7960507 | Wide neck bottles 30 ml, amber | DIN 32, w/o 9072164 screw-cap | pack of 126 | 68 | 1 | 1 | 64.63
7960508 | Wide neck bottles 50 ml, amber | DIN 32, w/o 9072164 screw-cap | pack of 85 | 68 | 1 | 1 | 52.56
7960509 | Wide neck bottles 100 ml, amber | DIN 40, w/o 9072165 screw-cap | pack of 63 | 68 | 1 | 1 | #N/A
7960510 | Wide neck bottles 125 ml, amber | DIN 40, w/o 9072165 screw-cap | pack of 84 | 68 | 1 | 1 | 72.75
7960511 | Wide neck bottles 250 ml, amber | DIN 55, w/o 9072166 screw-cap | pack of 42 | 68 | 1 | 1 | #N/A
7960512 | Wide neck bottles 500 ml, amber | DIN 55, w/o 9072166 screw-cap | pack of 20 | 68 | 1 | 1 | 43.45
7960513 | Wide neck bottles 1000 ml, amber | DIN 68, w/o 9072167 screw-cap | pack of 12 | 68 | 1 | 1 | 42.88
7970000 | LLG-Filter circles 110mm, quantitative | medium/fast, pack of 100 |  | 659 | 1 | 1 | 13.98
7970001 | LLG-Filter circles 150mm, quantitative | medium/fast, pack of 100 |  | 659 | 1 | 1 | 24.05
7970002 | LLG-Filter circles 185mm, quantitative | medium/fast, pack of 100 |  | 659 | 1 | 1 | 28.36
7970029 | Test tube rack, detachable, PP | for 40 tubes with dia. 20mm, | yellow, 110 x 250 x 70 mm | 36 | 1 | 1 | 5.52
7970032 | LLG-Filter circles 90mm, quantitative | medium, pack of 100 |  | 659 | 1 | 1 | 10
7970033 | LLG-Glass microfibre filter 125mm | binder free, pack of 100 |  | 662 | 1 | 1 | 63.45
7970045 | LLG-Filter circles 125mm, quantitative | middle, pack of 100 |  | 659 | 1 | 1 | 17.5
7970057 | LLG-Filter circles 90mm, quantitative | medium/fast, pack of 100 |  | 659 | 1 | 1 | 10
7970058 | LLG-Filter circles 125mm, quantitative | medium/fast, pack of 100 |  | 659 | 1 | 1 | 17.5
7970090 | Crucible lid Ø 60 mm, Alsint | for crucible Ø 54 mm |  | 107 | 1 | 1 | 61.46
7970106 | LLG-Glass microfibre filter 47mm | 0.7 µm, binder free, | pack of 100 | 662 | 1 | 1 | 37
7970134 | LLG-Filter circles 125mm, qualitative | very slow, pack of 100 |  | 652 | 1 | 1 | 9.02
7970139 | LLG-Filter circles 150mm, qualitative | very slow, pack of 100 |  | 652 | 1 | 1 | 12.09
7970213 | LLG-Syringe pre-filters from PES, 0,45 µm | Ø 25 mm, transparent, pack of 500 |  | 671 | 1 | 1 | 256.11
7970224 | KIMTECH® Science* nitrile gloves size S | green, 24cm, powder free, pack of 250 |  | 212 | 1 | 1 | 24.79
7970225 | KIMTECH® Science* nitrile gloves size M | green, 24cm, powder free, pack of 250 |  | 212 | 1 | 1 | 24.79
7970226 | KIMTECH® Science* nitrile gloves sizes L | green, 24cm, powder free, pack of 250 |  | 212 | 1 | 1 | 24.79
7970241 | Intensive condenser 500 mm ML | socket/cone NS 29/32, | with olives, DURAN-tube | 594 | 1 | 1 | 112.81
7970258 | LLG-Syringe pre-filters, PVDF, 0,20 µm | Ø 13 mm, transparent, non sterile, pack of 500 |  | 671 | 1 | 1 | 365.87
7970266 | LLG-Filter circles 125mm, qualitative | medium, pack of 100 |  | 652 | 1 | 1 | 9.27
7970267 | LLG-Filter circles 70mm, qualitative | very slow, pack of 100 |  | 652 | 1 | 1 | 5.11
7970268 | LLG-Fitler circles 90mm, qualitative | very slow, pack of 100 |  | 652 | 1 | 1 | 6.02
7970269 | LLG-Filter circles 150mm, qualitative | medium, pack of 100 |  | 652 | 1 | 1 | 11.16
7970271 | LLG-Filter circles 70mm, quantitative | very slow, pack of 100 |  | 659 | 1 | 1 | 7
7970278 | Liebig condenser 250 mm, NS 29/32 | glass olive, boro 3.3 |  | 594 | 1 | 1 | 22.65
7970286 | LLG-Syringe pre-filter from PVDF, 0,45 µm | Ø 25 mm, transparent, pack of 500 |  | 671 | 1 | 1 | 347.58
7970290 | Conductivitz solution 1413 µS/cm | 500 ml, analysing certificate |  | 326 | 1 | 1 | 34.36
7970339 | LLG-Glass microfibre filter 110mm | binder free, pack of 100 |  | 662 | 1 | 1 | 44.41
7970385 | LLG-Syringe pre-filter from PTFE, 0.45 µm | Ø 13 mm, transparent, pack of 500 |  | 671 | 1 | 1 | 384.17
7970387 | LLG-Syringe pre-filter from PVDF, 0,20 µm | Ø 25 mm, transparent, pack of 500 |  | 671 | 1 | 1 | 347.58
7970389 | LLG-Syringe pre-filter from CA, 0,80 µm | Ø 25 mm, green, non sterile, pack of 500 |  | 670 | 1 | 1 | 356.73
7970402 | LLG-Syringe pre-filter from PTFE, 0.20 µm | Ø 13 mm, transparent, pack of 500 |  | 671 | 1 | 1 | 384.17
7970516 | Optifit-Pipette tips 0,1 - 10 µl | standard, 31,5 mm, tips ID: A, | non sterile, refill tower, pack of 10x96 | 904 | 1 | 1 | 67.37
7970541 | Optifit pipette tips 0,1 - 10 µl | standard, 31,5 mm, tips ID: A, | pre sterilized, refill pack, pack of 20x96 | 904 | 1 | 1 | 157.94
7970571 | LLG-Filter circles 70mm, quantitative | medium, pack of 100 |  | 659 | 1 | 1 | 7
7970573 | Hexagonal stopper NS 19/26 | amber glass |  | 608 | 1 | 1 | 7.25
7970591 | LLG-Filter circles 240mm, quantitative | medium, pack of 100 |  | 659 | 1 | 1 | 57.17
7970611 | LLG-Filter circles 320mm, quantitative | very slow, pack of 100 |  | 659 | 1 | 1 | 127.18
7970688 | Whirl-Pak® sample bags 115x230 ml | with Speci-Sponge® and sterile gloves | 532 ml, pack of 100 | 512 | 1 | 1 | See Cope Price List HT845-25
7970696 | Whirl-Pak® sample bags 115x230 mm | with scoop, | 532 ml, pack of 50 | 512 | 1 | 1 | See Cope Price List BA115-10
7970740 | Horizontal tube holder type SI-H506 | for 12 tubes 15 ml | for Vortex Genie 2 | 461 | 1 | 1 | 140.86
7970742 | LLG-Glass microfibre filter 55mm | 0,7 µm, without binder | pack of 100 | 662 | 1 | 1 | 52.85
7970783 | Whirl-Pak® filter bags 150x230 mm | for Homogenizer Blenders | 710 ml, pack of 250 | 512 | 1 | 1 | See Cope Price List BA110-40
7970790 | LLG-Glass microfibre filter 37mm | binder free, pack of 100 |  | 662 | 1 | 1 | 17.23
7970892 | LLG-2in1 KIT: 1,5ml Short Thread vial ND9, clear | + KGW-cap, Ultra Clean, blue, consisting of: | 11 09 0519 + 09 15 0838, pack of 100 | 1337 | 1 | 1 | 31.59
7970900 | Illuminated magnifying "mobilux LED" | 6,0x magn., 58 mm Ø | illumination: LED lamp | 1008 | 1 | 1 | 62.51
7970924 | Sonotrode S26d40 | titanium, Ø 40mm |  | 565 | 1 | 1 | 565.54
7971006 | Cartridge against Ammonia K1 |  |  | 199 | 8 | 1 | #N/A
7980024 | Temperature probe flexible |  |  | 1098 | 1 | 1 | 817.55
7980025 | Steam sterilizer HV 25 L | 25 ltr. volume, 2,0 kW, | useable space Ø 240x550 mm, 230V/50Hz | 1098 | 1 | 1 | 7510.06
7980027 | Stainless steel basket | 225x250mm, for HV 25 L |  | 1098 | 1 | 1 | 248.98
7980101 | Autoclave HMT 260 FA | tabletop unit | chamber volume: 24l | 1096 | 1 | 1 | 5487.19
7980357 | Round bottom flask 100 ml, amber | NS 29/32, Boro 3.3, | DIN 12394 | 571 | 1 | 1 | 18.11
7980358 | Round bottom flask 250 ml, amber | NS 29/32, Boro 3.3, | DIN 12394 | 571 | 1 | 1 | 22.06
7980484 | Basket C for HG 113/133 | height 325mm |  | 1097 | 1 | 1 | 530.13
7980485 | Basket C closed bottom for HG 113/133 | ext.height 325mm |  | 1097 | 1 | 1 | 625.95
7980791 | Iodine determination flask 500 ml, with collar | with hollow hexagonal stopper NS 29/32 |  | 577 | 1 | 1 | 72.18
7980806 | Sonotrode S26d7 | titanium, Ø 7mm |  | 565 | 1 | 1 | 326.15
7980807 | Sonotrode S26d14 | titanium, Ø 14mm |  | 565 | 1 | 1 | 351.24
7980808 | Sonotrode S26d26G | glass, Ø 26mm |  | 565 | 1 | 1 | 1106.4
7980809 | Sound Protection Box SPB-L |  |  | 565 | 1 | 1 | 1140.27
7981175 | Blank Foam Insert | pack of 2 |  | 461 | 1 | 1 | 33.94
7981345 | Whirl-Pak® sample bags 95x180 mm | PE, sterile, cap. 207 ml, | pack of 500 | 511 | 1 | 1 | See Cope Price List BA104-16
7981360 | Titrating apparate acc.to Schilling, | Silberbrand, Schellbach stripes, | 25 ml:0,1 ml, amber glass | 935 | 1 | 1 | Refer to Cope
7981381 | Titrator module TL 7750 KF 10 | main supply 100-240 V |  | 948 | 1 | 1 | 8073.37
9000030 | Time switch clock 26 | white, daily schedule |  | 392 | 1 | 1 | 27.03
9000031 | Time switch clock, eltimo 020 S | electronically |  | 392 | 1 | 1 | 49.18
9000032 | Evaporating basin DURAN®,diam.50 mm,height 25 mm | cap.15 ml,with spout and flat base |  | 99 | 1 | 1 | 9.72
9000034 | Evaporating basin DURAN,diam. 60 mm,height 30 mm | cap. 45 ml,with spout and flat base |  | 99 | 1 | 1 | 10
9000038 | Evaporating basin DURAN®,diam.70 mm,height 35 mm | cap. 60 ml,with spout and flat base |  | 99 | 1 | 1 | 11.23
9000041 | Evaporating basin DURAN®,diam.80 mm,height 45 mm | cap. 90 ml,with spout and flat base |  | 99 | 1 | 1 | 12.22
9000044 | Evaporating basin DURAN®,diam.95 mm,height 55 mm | cap. 170 ml,with spout and flat base |  | 99 | 1 | 1 | 13.02
9000049 | Evaporating basin DURAN®,diam.115 mm,height 65 mm | cap. 320 ml,with spout and flat base |  | 99 | 1 | 1 | 19.6
9000054 | Evaporating basin DURAN®,diam.140 mm,height 80 mm | cap. 600 ml,with spout and flat base |  | 99 | 1 | 1 | 23.68
9000059 | Evaporating basin DURAN®,diam.190 mm | with spout and flat base |  | 99 | 1 | 1 | 57.95
9000063 | Evaporating basin DURAN®,diam.230 mm | with spout and flat base |  | 99 | 1 | 1 | 83.96
9000074 | Crystallising dish 100ml | Pyrex® borosilicate glass, | pack of 10 | 100 | 1 | 1 | See Cope Price List BF505-10
9000075 | Crystallising dish 500ml | Pyrex® borosilicate glass, | pack of 10 | 100 | 1 | 1 | See Cope Price List BF505-25
9000076 | Crystallising dish 1000ml | Pyrex® borosilicate glass, | pack of 10 | 100 | 1 | 1 | See Cope Price List BF505-30
9000077 | Crystallising dish 2000ml | Pyrex® borosilicate glass, | pack of 10 | 100 | 1 | 1 | See Cope Price List BF505-35
9000110 | Evaporating basin,quartz,diam. 40 mm,height 18 mm | cap. 10 ml,with spout and flat base |  | 99 | 1 | 1 | 18.51
9000111 | Evaporating basin,quartz,diam.50 mm,height 25 mm | cap.15 ml,with spout and flat base |  | 99 | 1 | 1 | 24.33
9000112 | Evaporating basin,quartz,diam. 60 mm,height 30 mm | cap. 45 ml,with spout and flat base |  | 99 | 1 | 1 | 33.94
9000113 | Evaporating basin,quartz,diam. 70 mm,height 35 mm | cap. 60 ml,with spout and flat base |  | 99 | 1 | 1 | 54.66
9000114 | Evaporating basin,quartz,diam. 80 mm,height 45 mm | cap. 90 ml,with spout and flat base |  | 99 | 1 | 1 | 61.56
9000115 | Evaporating basin,quartz,diam. 95 mm,height 55 mm | cap. 170 ml,with spout and flat base |  | 99 | 1 | 1 | 115.99
9000116 | Evaporating basin,quartz,diam. 115 mm,height 65 mm | cap. 320 ml,with spout and flat base |  | 99 | 1 | 1 | 292.63
9000150 | LLG-Evaporating dish 207/1 | 41ml, 72x26mm, | medium form, with drain | 101 | 1 | 1 | 5.29
9000151 | LLG-Evaporating dish 207/2 | 62ml, 83x27mm, | medium form, with drain | 101 | 1 | 1 | 5.82
9000152 | LLG-Evaporating dish 207/3 | 110ml, 96x30mm, | medium form, with drain | 101 | 1 | 1 | 10.05
9000153 | LLG-Evaporating dsih 207/5, | 240ml, 127x42mm | medium form, with drain | 101 | 1 | 1 | 14.21
9000154 | LLG-Evaporating dish 207/7 | 558ml, 170x55mm, | medium form, with drain | 101 | 1 | 1 | 16.5
9000204 | Evaporating basin,porcelain,flat,diam. 40 mm | height 8 mm, cap. 8 ml |  | 101 | 1 | 1 | 7.91
9000205 | Evaporating basin,porcelain,flat,diam. 50 mm | height 10 mm, cap. 10 ml |  | 101 | 1 | 1 | 8.77
9000206 | Evaporating basin,porcelain,flat,diam. 63 mm | height 13 mm, cap. 20 ml |  | 101 | 1 | 1 | 9.92
9000208 | Evaporating basin,porcelain,flat, diam. 80mm | height 16 mm, cap. 45 ml |  | 101 | 1 | 1 | 10.96
9000210 | Evaporating basin,porcelain,flat,diam. 100 mm | height 20 mm, cap. 100 ml |  | 101 | 1 | 1 | 15.04
9000212 | Evaporating basin,porcelain,flat,diam.125 mm | height 25 mm,cap. 260 ml |  | 101 | 1 | 1 | 20.25
9000216 | Evaporating basin,porcelain,flat,diam.160mm | height 40 mm,cap. 520 ml |  | 101 | 1 | 1 | 29.32
9000220 | Evaporating basin,porcelain,flat,diam. 200 mm | height 55 mm,cap. 1100 ml |  | 101 | 1 | 1 | 64.31
9000225 | Evaporating basin,porcelain,flat,diam.240 mm | height 60 mm,cap.1750 ml |  | 101 | 1 | 1 | 107.21
9000230 | Evaporating basin,porcelain,flat,diam. 300 mm | height 55 mm,cap. 2900 ml |  | 101 | 1 | 1 | 151.71
9000304 | Evaporating basin,porcelain,hemispherical | diam. 40 mm,height 16 mm,cap. 10 ml |  | 101 | 1 | 1 | 6.15
9000305 | Evaporating basin,porcelain,hemispherical | diam. 50 mm,height 20 mm,cap. 25 ml |  | 101 | 1 | 1 | 6.37
9000306 | Evaporating basin,porcelain,hemispherical | diam. 63 mm,height 25 mm,cap. 35 ml |  | 101 | 1 | 1 | See Cope Price List BF662-12
9000308 | Evaporating basin,porcelain,hemispherical | diam. 80 mm,height 32 mm,cap. 75 ml |  | 101 | 1 | 1 | See Cope Price List BF662-18
9000310 | Evaporating basin,porcelain,hemispherical | diam. 100 mm,height 40 mm, cap. 115 ml |  | 101 | 1 | 1 | 12.54
9000312 | Evaporating basin,porcelain,hemispherical | diam. 115 mm,height 50 mm,cap. 285 ml |  | 101 | 1 | 1 | See Cope Price List BF662-33
9000316 | Evaporating basin,porcelain,hemispherical | diam. 160 mm, height 64 mm,cap. 580 ml |  | 101 | 1 | 1 | 35.51
9000320 | Evaporating basin,porcelain,hemispherical | diam.200 mm,height 80 mm,cap. 1000 ml |  | 101 | 1 | 1 | See Cope Price List BF662-46
9000325 | Evaporating basin,porcelain,hemispherical | diam. 250 mm, height 100 mm, cap. 2000 ml |  | 101 | 1 | 1 | 90.5
9000330 | Evaporating basin,porcelain,hemispherical | diam. 315 mm,height126 mm,cap. 3000 ml |  | 101 | 1 | 1 | 146.27
9000460 | Evaporating dish high shape,18/8 steel | diam. 75 mm,height 35 mm, cap. 125 ml |  | 102 | 1 | 1 | 29.41
9000461 | Evaporating dish high shape,18/8 steel | diam. 85 mm, cap. 250 ml |  | 102 | 1 | 1 | 37.68
9000462 | Evaporating dish high shape, 18/8 steel | diam. 110 mm,height 55 mm, cap. 500 ml |  | 102 | 1 | 1 | 54.95
9000470 | Evaporating dish flat shap, 18/8 steel | diam. 60 mm,height 20 mm,cap. 50 ml |  | 102 | 1 | 1 | 23.07
9000471 | Evaporating dish flat shap, 18/8 steel | diam. 70 mm,height 20 mm,cap. 75 ml |  | 102 | 1 | 1 | 24.16
9000472 | Evaporating dish flat shap, 18/8 steel | diam. 80 mm,height 20 mm,cap. 100 ml |  | 102 | 1 | 1 | 32.89
9000941 | Container PP 46l, green | with lid and handles |  | 247 | 1 | 1 | #N/A
9000945 | Container PP 23l, light-green | with lid and handles |  | 247 | 1 | 1 | #N/A
9000956 | Waste bag stand,for standard waste bags | size 400x360x710 mm |  | 244 | 1 | 1 | 21.66
9000996 | Heavy duty trash sacks,PE,75x190 mm,cap. 5 | pack of 10 |  | 244 | 1 | 1 | #N/A
9001015 | Foot pumps,OTAL,PP,diam. 15 mm, | 20 ltrs/min |  | 949 | 1 | 1 | See Cope Price List PX127-13
9001018 | Foot pumps,OTAL,PP,diam. 18 mm, | 26 ltrs/min |  | 949 | 1 | 1 | See Cope Price List PX127-20
9001022 | Foot pumps,OTAL,PP,diam. 22 mm, | 30 ltrs/min |  | 949 | 1 | 1 | See Cope Price List PX127-23
9001054 | Laboratory bottle 500 ml, PET, sterile | transparent, moulded graduation | with tamper-evident cap | 498 | 1 | 1 | 3.93
9001075 | Sample bottles, 250 ml | PP, clear, sterile R, | without sodium thiosulfate, pack of 108 | 514 | 1 | 1 | 74.81
9001076 | Sample bottles, 500 ml | PP, clear, sterile R, | without sodium thiosulfate, pack of 84 | 514 | 1 | 1 | 79.34
9001077 | Sample bottles, 1000 ml | PP, clear, sterile R, | without sodium thiosulfate, pack of 30 | 514 | 1 | 1 | 48.48
9001078 | Sample bottles, 250 ml | PP, amber, sterile R, | without sodium thiosulfate, pack of 108 | 514 | 1 | 1 | 81.61
9001079 | Sample bottles, 500 ml | PP, amber, sterile R, | without sodium thiosulfate, pack of 84 | 514 | 1 | 1 | 88.15
9001080 | Sample bottles, 1000 ml | PP, amber, sterile R, | without sodium thiosulfate, pack of 30 | 514 | 1 | 1 | 51.63
9001081 | Sample bottles, 250 ml | PP, clear, sterile R, | with sodium thiosulfate, pack of 108 | 514 | 1 | 1 | 81.61
9001082 | Sample bottles, 500 ml | PP, clear, sterile R, | with sodium thiosulfate, pack of 84 | 514 | 1 | 1 | 88.15
9001083 | Sample bottles, 1000 ml | PP, clear, sterile R, | with sodium thiosulfate, pack of 30 | 514 | 1 | 1 | 50.37
9001084 | Sample bottles, 250 ml | PP, amber, sterile R, | with sodium thiosulfate, pack of 108 | 514 | 1 | 1 | 90.67
9001085 | Sample bottles, 500 ml | PP, amber, sterile R, | with sodium thiosulfate, pack of 84 | 514 | 1 | 1 | 95.21
9001086 | Sample bottles, 1000 ml | PP, amber, sterile R, | with sodium thiosulfate, pack of 30 | 514 | 1 | 1 | 55.41
9001110 | Can/drum pump "Pump it" | PP/viton, 1000mm immersion depth |  | 948 | 1 | 1 | 122.9
9001111 | Thread adapter set | consisting of: # 0600-3002, | -3003, -3004, -1014 and -1016 | 949 | 1 | 1 | 69.85
9001112 | Hand pumps,OTAL,PP,diam. 12 mm | 14 ltrs/min |  | 949 | 1 | 1 | See Cope Price List PX125-13
9001115 | Hand pumps,OTAL,PP,diam. 15 mm | 20 ltrs/min |  | 949 | 1 | 1 | See Cope Price List PX125-20
9001118 | Hand pumps,OTAL,PP,diam. 18 mm | 26 ltrs/min |  | 949 | 1 | 1 | See Cope Price List PX125-23
9001130 | Foot pumps,OTAL,PVDF,diam. 16 mm | 20 ltrs/min |  | 949 | 1 | 1 | 157.67
9001132 | OTAL foot pumps, 18 mm Ø | stainless steel tubing |  | 949 | 1 | 1 | 157.67
9001133 | OTAL foot pump, 12 mm | PVC dispensing tube |  | 949 | 1 | 1 | 105.37
9001134 | Foot pumps for solvent | immersion depth 95cm, 30l/min. |  | 951 | 1 | 1 | 452.99
9001135 | Hand pumps,OTAL,PVDF,diam. 16 mm | 20 ltrs/min |  | 949 | 1 | 1 | 149.55
9001137 | OTAL hand pump, 18 mm Ø | stainless steel |  | 949 | 1 | 1 | 149.55
9001138 | OTAL hand pump 12 mm dia. | PP/PVC |  | 949 | 1 | 1 | 96.59
9001210 | Miniature pump,OTAL,PP,diam. 10 mm | 4 ltrs/min |  | 949 | 1 | 1 | 67.33
9001260 | Barrel pump Ultrarein from PTFE | immersion depth 600 mm, | dip tube-Ø 32 mm | 950 | 1 | 1 | Refer to Cope
9001335 | Screwthread connection R2 |  |  | 950 | 1 | 1 | See Cope Price List PX118-60
9001336 | Drum stopper for 40-70mm dia. |  |  | 950 | 1 | 1 | See Cope Price List PX118-75
9001337 | Screwthread connections R2, mauser 2 |  |  | 950 | 1 | 1 | See Cope Price List PX118-65
9001338 | Drum screwthread connections | PP, Tri-Sure |  | 950 | 1 | 1 | 51.02
9001340 | Drum hand pump, stainless steel, PTFE | immersion depth 570 mm, diam. 32 mm |  | 949 | 1 | 1 | See Cope Price List PX118-15
9001341 | Drum hand pump, stainless steel, PTFE | immersion depth 910 mm, diam. 32 mm |  | 949 | 1 | 1 | See Cope Price List PX118-20
9001345 | Drum hand pumps,drum screw thread 2" |  |  | 950 | 1 | 1 | 55.45
9001346 | Antistatic set, complete | in plastic case |  | 951 | 1 | 1 | See Cope Price List PX120-10
9001347 | Drum screwthread connection 2" | PP, counternut |  | 950 | 1 | 1 | 44.81
9001349 | Hand pumps for selvent | immersion depth max.600mm |  | 951 | 1 | 1 | 435.88
9001351 | Hand pump MINI for solvents | stainless steel/PTFE, GL 45 thread, | 40 cm PTFE suction hose, | 951 | 1 | 1 | Refer to Cope
9001352 | PTFE thread adapter GL45/S40 | for hand pump MINI |  | 951 | 1 | 1 | Refer to Cope
9001353 | ETFE thread adapter GL45/GL38 | for hand pump MINI |  | 951 | 1 | 1 | Refer to Cope
9001354 | ETFE thread adapter GL45/GL32 | for hand pump MINI |  | 951 | 1 | 1 | Refer to Cope
9001355 | Siphoning pumps,with stopcock | immersion tube length 100 mm,diam. 15 mm |  | 949 | 1 | 1 | 56.06
9001356 | Drum pumps, PP, 500mm | with rigid discharge |  | 950 | 1 | 1 | See Cope Price List PX115-10
9001357 | Drum pumps, PP, 650mm | with rigid discharge |  | 950 | 1 | 1 | See Cope Price List PX115-14
9001358 | Drum pumps, PP, 800mm | with rigid discharge |  | 950 | 1 | 1 | See Cope Price List PX115-18
9001359 | Drum pumps, PP 1000mm | with rigid discharge |  | 950 | 1 | 1 | See Cope Price List PX115-22
9001362 | Drum hand pump, stainless steel | 570 mm immersion depth | with tubing and stopcock | 949 | 1 | 1 | 380.91
9001363 | Drum hand pump, stainless steel | 910 mm immersion depth | with tubing and stopcock | 949 | 1 | 1 | 392.56
9001364 | Drum pumps, PP, 1250mm | with rigid discharge |  | 950 | 1 | 1 | 188.55
9001365 | Drum pumps, PP, 1500mm | with rigid discharge |  | 950 | 1 | 1 | 198.13
9001366 | Drum pumps, PP 500mm | with outlet tubing and stopcock |  | 950 | 1 | 1 | 158.79
9001367 | Drum pumps, PP 650mm | with outlet tubing and stopcock |  | 950 | 1 | 1 | 158.79
9001368 | Drum pumps, PP 800mm | with outlet tubing and stopcock |  | 950 | 1 | 1 | 164.4
9001369 | Drum pumps, PP 1000mm | with outlet tubing and stopcock |  | 950 | 1 | 1 | 172.94
9001370 | Drum pumps, PP 1250mm | with outlet tubing and stopcock |  | 950 | 1 | 1 | 188.55
9001371 | Drum pumps, PP 1500mm | with outlet tubing and stopcock |  | 950 | 1 | 1 | 198.13
9001400 | Motor for barrel pump GLP25 | 230 V |  | 953 | 1 | 1 | See Cope Price List PX144-72
9001401 | Pump station barrel pump GLP25 | length 500 mm, 0 - 30 l/min, | adapter IG 3/4", with angled tube | 953 | 1 | 1 | See Cope Price List PX144-74
9001402 | Pump station barrel pump GLP25 | length 700 mm, 0 - 30 l/min, | adapter IG 3/4", with angled tube | 953 | 1 | 1 | See Cope Price List PX144-76
9001403 | Pump station barrel pump GLP25 | length 1000 mm, 0 - 30 l/min, | adapter IG 3/4" | 953 | 1 | 1 | See Cope Price List PX144-78
9001404 | angled tube PP | AG 3/4", length 250 mm |  | 953 | 1 | 1 | See Cope Price List PX144-82
9001405 | Stopper PP | D= 65-70 mm |  | 953 | 1 | 1 | See Cope Price List PX144-84
9001406 | Pump nozzle, PP | with 1.5 m PVC tube, | DN 19 | 953 | 1 | 1 | See Cope Price List PX144-86
9001410 | Barrel pump Set GLP25 | length 500 mm, 0 - 30 l/min, adapter IG 3/4" | with angled tube + stopper | 953 | 1 | 1 | See Cope Price List PX144-10
9001411 | Barrel pump Set GLP25 | length 700 mm, 0 - 30 l/min, adapter IG 3/4" | with angled tube + stopper | 953 | 1 | 1 | See Cope Price List PX144-20
9001412 | Barrel pump Set GLP25 | length 1000 mm, 0 - 30 l/min, adapter IG 3/4" | with angled tube + stopper | 953 | 1 | 1 | See Cope Price List PX144-30
9001420 | Barrel pump AccuOne | with rechargeable accu and charger, | rigid discharge tube (Immersion pipe 50 cm) | 952 | 1 | 1 | See Cope Price List PX138-10
9001421 | Barrel pump AccuOne | with rechargeable accu and charger, | rigid discharge tube (Immersion pipe 70 cm) | 952 | 1 | 1 | See Cope Price List PX138-25
9001422 | Barrel pump AccuOne | with rechargeable accu and charger, | rigid discharge tube (Immersion pipe 100 cm) | 952 | 1 | 1 | See Cope Price List PX138-40
9001423 | Barrel pump EnergyOne | with power supply unit, | rigid discharge tube (immersion pipe 50 cm) | 952 | 1 | 1 | 410.18
9001424 | Barrel pump EnergyOne | with power supply unit, | rigid discharge tube (immersion pipe 70 cm) | 952 | 1 | 1 | 424.17
9001425 | Barrelpump EnergyOne | with power supply unit, | rigid discharge tube (immersion pipe 100 cm) | 952 | 1 | 1 | 438.04
9001426 | AccuPack | without charger | for AccuOne / EnergyOne | 952 | 1 | 1 | See Cope Price List PX138-64
9001427 | Charger | for AccuOne / EnergyOne |  | 952 | 1 | 1 | 78.79
9001428 | Mains adapter | for AccuOne / EnergyOne |  | 952 | 1 | 1 | 145.86
9001429 | Drive | for AccuOne / EnergyOne |  | 952 | 1 | 1 | 217.54
9001430 | Outlet elbow | for AccuOne / EnergyOne |  | 952 | 1 | 1 | See Cope Price List PX138-68
9001431 | Pump nozzle | for AccuOne / EnergyOne |  | 952 | 1 | 1 | See Cope Price List PX138-84
9001432 | Pump station 500 mm | for AccuOne / EnergyOne |  | 952 | 1 | 1 | See Cope Price List PX138-72
9001433 | Pump station 700 mm | for AccuOne / EnergyOne |  | 952 | 1 | 1 | See Cope Price List PX138-76
9001434 | Pump station 1000 mm | for AccuOne / EnergyOne |  | 952 | 1 | 1 | See Cope Price List PX138-80
9002601 | Aspirator bottle, PE, 5 L, natural, | with carrying handle, w/o stopcock, | UV protection, w/o scale | 54 | 1 | 1 | 24.86
9002602 | Aspirator bottle, PE, 10 L, natural | with carrying handle, w/o stopcock, | UV protection, w/o scale | 54 | 1 | 1 | 24.89
9002603 | Aspirator bottlee, PE, 25 L, natural, | with carrying handle, w/o stopcock, | UV protection, w/o scale | 54 | 1 | 1 | 36.23
9002606 | Aspirator bottle, PE, 5 L, natural | with carrying handle, w/o stopcock, | UV protection, with printed scale | 54 | 1 | 1 | 26.26
9002607 | Aspirator bottle, PE, 10 L, natural | with carrying handle, w/o stopcock, | UV-protection, with printed scale | 54 | 1 | 1 | 32.53
9002608 | Aspirator bottle PE, 25 L, natural | with carrying handle, w/o stopcock, | UV-protection, with printed scale | 54 | 1 | 1 | 41.71
9002611 | Water canister "PROFI" 10 ltr. | HDPE, natural, with UV-protection, | with stopper and integrated stopcock | 58 | 1 | 1 | 22.08
9002612 | Water canister "PROFI" 20 ltr. | HDPE, natural, with UV protection, | with stopper and integrated stopcock | 58 | 1 | 1 | 27.62
9002670 | Angled stopcock, straight, thread 22mm | natural, blue rotary handle, | sleeve connection 12mm (1/2") | 54 | 1 | 1 | 10.96
9002671 | Stopcock curved, handle above | with beak connection 12mm | wide thread | 54 | 1 | 1 | 10.96
9002721 | Aspirator bottles,PP,with stopcock | cap. 10 ltrs |  | 55 | 1 | 1 | Refer to Cope
9002722 | Aspirator bottles,PP,with stopcock | cap. 20 ltrs |  | 55 | 1 | 1 | Refer to Cope
9002723 | Aspirator bottles PP | 50l with stop cock |  | 55 | 1 | 1 | Refer to Cope
9003032 | Small pegs for draining rack | PS, pack of 11 |  | 1074 | 1 | 1 | 11.99
9003033 | Pegs for draining rack PS | pack of 72 |  | 1074 | 1 | 1 | 34.61
9003240 | Draining rack, PS, 72 pegs | 450 x 650 mm |  | 1074 | 1 | 1 | 88.78
9003301 | BEL-Art Draining stand | ABS, 19 pegs, single-sided |  | 1075 | 1 | 1 | 125.54
9003302 | BEL-Art Draining stand | ABS, 38 pegs, single-sided |  | 1075 | 1 | 1 | 224.51
9003303 | BEL-Art Draining stand | ABS, 57 pegs, wallmount |  | 1075 | 1 | 1 | 217.05
9003304 | BEL-Art Draining stand | ABS, 38 pegs, wallmount |  | 1075 | 1 | 1 | 162.41
9003305 | Draining racks,PE-coated wire | for 60 test tubes and 5 flasks |  | 1074 | 1 | 1 | 63.05
9003306 | BEL-Art Draining stand | ABS, 57 pegs, single-sided |  | 1075 | 1 | 1 | 284.79
9003320 | Draining racks,PE-coated wire | for 24 test tubes and 20 flasks |  | 1074 | 1 | 1 | 66.47
9003367 | LLG-Opening pliers N 11 OE | for aluminium caps 11 mm Ø |  | 1348 | 1 | 1 | 179.45
9003368 | LLG-Opening pliers N 13 OE | for aluminium caps 13 mm Ø |  | 1348 | 1 | 1 | 179.45
9003369 | LLG-Opening pliers N 20 OE | for aluminium caps 20 mm Ø |  | 1348 | 1 | 1 | 179.45
9003374 | Draining boards,PVC,400x400 mm |  |  | 1074 | 1 | 1 | See Cope Price List DY116-40
9003375 | Draining boards,500x500 mm |  |  | 1074 | 1 | 1 | See Cope Price List DY116-50
9003376 | Draining boards,600x600 mm |  |  | 1074 | 1 | 1 | See Cope Price List DY116-60
9003425 | LLG-Ampules,with rolled rim,cap. 5 ml | pack of 100 |  | 1345 | 1 | 1 | 21.05
9003426 | LLG-Ampules,with rolled rim,cap. 10 ml | pack of 100 |  | 1345 | 1 | 1 | 22.46
9003430 | LLG-Aluminium crimp cap N 20, silver, center hole, | Butyl dark grey/centrical PTFE-lamination grey, | Hardness: 50° shore A, Thickness: 3 mm | 1345 | 1 | 1 | 30.27
9003434 | LLG-Alu crimp cap N 20, silver | hole, silicone blue transparent/PTFE colourless, | hardness 40° shore A, septa thick.3mm, pack of 100 | 1345 | 1 | 1 | 41.71
9003441 | LLG-Aluminium crimp cap N 11, silver, center hole, | Natural Rubber/Butyl red-orange/TEF colourless, | Hardness: 45° shore A, Thickness: 1.3 mm | 1339 | 1 | 1 | 8.56
9003442 | LLG-Aluminium Center Tear Off Cap N 13, gold, | Butyl dark grey/centrical PTFE-lamination grey, | Hardness: 50° shore A, Thickness: 2.0 mm | 1341 | 1 | 1 | 45.23
9003443 | LLG-Vials closure N8 TB/oA, 1,3mm | pack of 100, alu, seal butyl rubber, PTFE |  | 1333 | 1 | 1 | 9.14
9003444 | LLG-Aluminium crimp cap N 8, silver, center hole, | Silicone white/PTFE red, Hardness: 40° shore A, | Thickness: 1.0 mm, pack of 100 | 1333 | 1 | 1 | 23.47
9003445 | LLG-Aluminium crimp cap, Center Tear Off Cap N 20, | gold, Hardness: 50° shore A, Thickness: 3 mm, | Butyl dark grey/centrical PTFof 100nation grey, | 1345 | 1 | 1 | 33.56
9003446 | LLG-Aluminium crimp cap N 11, silver, center hole, | Silicone white/PTFE red, Hardness: 40° shore A, | Thickness: 1.3 mm, pack of 100 | 1339 | 1 | 1 | 21.41
9003448 | LLG-Screw Neck Vial N 9, 1,5ml | O.D.: 11,6mm, outer height: 32 mm, clear, | flat bottom, wide opening, pack of 100 | 1335 | 1 | 1 | 9.8
9003451 | LLG-Screw caps N 9, blue | with centre hole 5.5 mm, sealing discs: | silicone rubber/PTFE white/red pack of 100 | 1336 | 1 | 1 | 21.11
9003452 | LLG-Headspace Crimp Neck Vial N 20-20, 20ml | 22,5x75,5mm, clear, flat bottom, | flat DIN neck, pack of 100 | 1345 | 1 | 1 | 23.65
9003453 | LLG-Headspace Crimp Neck Vial N 20-20, 20ml | 22,5x75.5 mm, clear, rounded bottom, | rounded bottom, flat DIN neck, pack of 100 | 1345 | 1 | 1 | 25.35
9003454 | LLG-Aluminium crimp cap N 20, silver, center hole, | Butyl red/PTFE grey, Hardness: 50° shore A, | Thickness: 3 mm pack of 100pcs | 1345 | 1 | 1 | 25.23
9003455 | LLG-Aluminium pressure release safety cap N 20, | silver, center hole, Butyl red/PTFE grey, | Hardness: 50° shore A, Thickness: 3 mm pack of | 1346 | 1 | 1 | 26.32
9003456 | LLG-Aluminium pressure release safety cap N 20, | silver, center hole, Silicone beige/PTFE grey, | Hardness: 60° shore A, Thickness: 3 mm pack of | 1346 | 1 | 1 | 46.97
9003457 | LLG-Bimetal crimp cap N 20, red/silver, center | hole, Butyl light grey/PTFE dark grey, Hardness: | 50 ° shore A, Thickness: 3 mm pack of 100pcs | 1346 | 1 | 1 | 42.17
9003458 | LLG-Bimetal crimp cap N 20, red/silver, center | hole, Silicone beige/PTFE grey, Hardness: 60° | shore A, Thickness: 3 mm pack of 100pcs | 1346 | 1 | 1 | 61.62
9003460 | LLG-Aluminium crimp cap N 20, | silver hole, silicone white /PTFE beige, | hardness 40° shore A, septa thick.3mm, pack of 100 | 1345 | 1 | 1 | 46.03
9003465 | ALUGRAM Xtra sheets SIL G 200x200mm | pack of 25 pieces |  | 1391 | 1 | 1 | 152.45
9003466 | LLG-Headspace screw-neck bottle N 18 10ml | O.D.: 22,5 mm, outer height 46 mm, | clear, round bottom, pack of 100 | 1344 | 1 | 1 | 25.35
9003470 | LLG-Ampule crimper | for 8 mm aluminium caps |  | 1348 | 1 | 1 | 185.3
9003471 | LLG-Ampule crimper | for 11 mm aluminium caps |  | 1348 | 1 | 1 | 185.3
9003473 | LLG-Ampule crimper | for 13 mm aluminium caps |  | 1348 | 1 | 1 | 185.3
9003474 | TLC precoated plates SIL G-25 UV 254 | size: 10x10 cm pack of 25 |  | 1391 | 1 | 1 | 92.56
9003475 | LLG-Ampule crimper | for 20 mm aluminium caps |  | 1348 | 1 | 1 | 175.27
9003476 | POLYGRAM sheets SIL G/UV254 | size: 5 x 20 cm pack of 50 |  | 1391 | 1 | 1 | 94.03
9003477 | ALUGRAM-Sheets SIL G/UV254 | thickness: 0,2 mm, size: 5 x 10 cm | pack of 50 | 1391 | 1 | 1 | 70.96
9003478 | ALUGRAM sheets SIL G/UV254 | size: 5 x 20 cm, pack of 50 |  | 1391 | 1 | 1 | 94.03
9003479 | CHROMABOND Vacuum manifold | complete for 12 positions |  | 1363 | 1 | 1 | 983.47
9003480 | LLG-Ampoules N 8-1, amber, 1,5ml | with screw thread, pack of 100 |  | 1333 | 1 | 1 | 12.39
9003481 | LLG-Screw Neck Vial 1,5 ml N 8 | O.D.:11,6 mm, outer height: 32 mm, clear, | flat bottom, small opening, pack of 100 | 1333 | 1 | 1 | 11.64
9003482 | LLG-Screw Neck Vial N 13, 4ml, O.D.: 14.75mm, | outer height: 45 mm, clear, flat bottom pack | of 100pcs | 1342 | 1 | 1 | 13.37
9003484 | LLG-Sscrew cap N 8, PP, black, center hole | Silicone white/PTFE red, Hardness: 40° shore A, | Thickness: 1.3 mm, pack of 100 | 1334 | 1 | 1 | 22.27
9003487 | CHROMABOND Columns C18 | volume: 3 ml, content of sorbent: 200 mg, | PP, with PE-filterelements pack of 50 | 1360 | 1 | 1 | 195.44
9003488 | CHROMABOND Columns C18 | volume: 3 ml, content of sorbent: 500 mg, | PP, with PE-filterelements pack of 50 | 1360 | 1 | 1 | 199.31
9003491 | TLC precoated plates SIL G-25 | size: 20x20 cm pack of 25 |  | 1391 | 1 | 1 | See Cope Price List CK580-60
9003492 | TLC precoated plates SIL G-25 UV 254 | size: 20x20 cm pack of 25 |  | 1391 | 1 | 1 | See Cope Price List CK585-60
9003493 | Polygram S/L G/UV 254 | pack of 50, 4x8cm |  | 1391 | 1 | 1 | 46.87
9003494 | TLC plates Polygram S/L G/UV 254 | pack of 25, 20x20cm |  | 1391 | 1 | 1 | See Cope Price List CK565-25
9003495 | TLC plates Polygram ALOX N/UV 254 | pack of 25, 20x20cm |  | 1392 | 1 | 1 | 159.08
9003496 | ALUGRAM sheets SIL G/UV254 | size: 4 x 8 cm, pack of 50 |  | 1391 | 1 | 1 | 46.87
9003497 | ALUGRAM sheets SIL G/UV 254 | size: 20 x 20 cm, pack of 25 |  | 1391 | 1 | 1 | See Cope Price List CK567-25
9003498 | ALUGRAM-sheets ALOX N/UV254 | thickness: 0,2 mm, size: 20 x 20 cm | pack of 25 | 1392 | 1 | 1 | 159.08
9003500 | DC simultaneous chamber | 20x20cm |  | 1394 | 1 | 1 | 352.46
9003511 | LLG-Opening pliers N 8 OE | for aluminium caps 8 mm Ø |  | 1348 | 1 | 1 | 179.45
9003535 | LLG-Thread bottles 4ml, clear | 45 x 14,7mm, pack of 1000 |  | 1341 | 1 | 1 | 202.78
9003536 | Septa 12mm, Butyl red/PTFE | grey, 55° shore A, 1.3mm | pack of 1000 | 1342 | 1 | 1 | 103.56
9003537 | Septa 13mm, Butyl red/PTFE | grey, 55° shore A, 1.6mm | pack of 1000 | 1343 | 1 | 1 | 150.44
9003538 | Septa 16mm, Butyl red/PTFE | grey, 55° shore A, 1.6mm | pack of 1000 | 1343 | 1 | 1 | 150.44
9003540 | LLG-Plug ND 15, PE | transparent, for shell vials | pack of 1000 | 1343 | 1 | 1 | 24.81
9003541 | LLG-Screw cap PP, white mounted closed, | silicone nature/PTFE beige | 45° shore A, EPA-quality, pack of 1000 | 1348 | 1 | 1 | 425.75
9003542 | LLG-Septum 22 mm, butyl ret/PTFE | grey, shore A, 2.5 mm | pack of 1000 | 1348 | 1 | 1 | 216.6
9003543 | LLG-Closure 22 mm, PE, height 8,4mm | cautchouc red-orange/TEF transparent, | 60° shore A, 1,3 mm, pack of 1000 | 1347 | 1 | 1 | 204.12
9003544 | LLG-Closure 22 mm, PE, height 8.4mm | Butyl red/PTFE grey, | 55° shore A, 1.3 mm, pack of 1000 | 1347 | 1 | 1 | 221.89
9003545 | LLG-Closure 22 mm, PE | butyl red/PTFE grey | 55° shore A, 1,3 mm, pack of 1000 | 1347 | 1 | 1 | 221.89
9003548 | LLG-Aluminum Flange Closure | 13mm, Pharma-Fix-disc (Butyl/PTFE) | 50° shore A, 2.0mm, pack of 1000 | 1341 | 1 | 1 | #N/A
9003549 | LLG-Crimp neck vial 4 ml, amber | 45 x 14.7 mm, labelling field and file line | pack of 1000 | 1342 | 1 | 1 | 138
9003557 | LLG-2in1 KIT: Thread bottles 1.5 ml brown | + UltraClean closure black, consisting of: | 11 09 0259 + 08 15 0293, pack of 100 | 1334 | 1 | 1 | 33.46
9003558 | LLG-2in1 KIT: Thread bottles 1.5 ml brown, | labeling field, + UltraClean closure black, | consisting of:11 09 0382 + 08 15 0293, pack of 100 | 1334 | 1 | 1 | 34.15
9003559 | LLG-2in1 KIT: Thread bottles 1.5 ml clear, | labeling field, + UltraClean closure black, | consisting of:11 09 0419 + 08 15 0293, pack of 100 | 1334 | 1 | 1 | 33.67
9003560 | LLG-2in1 KIT: 1,5ml Short Thread vial ND9 clear | +KGW-cap blue, consisting of: | 11 09 0500 + 09 15 0838, pack of 100 | 1337 | 1 | 1 | 30.98
9003561 | LLG-2in1 KIT: 1,5ml Short Thread vial ND9 clear | +KGW-cap transparent, consisting of: | 11 09 0500 + 09 15 0481, pack of 100 | 1337 | 1 | 1 | 30.08
9003562 | LLG-2in1 KIT: 1,5ml Short Thread vial ND9 clear, | labeling field, +KGW-cap blue, consisting of: | 11 09 0519 + 09 15 0869, pack of 100 | 1337 | 1 | 1 | 41.66
9003563 | LLG-2in1 KIT: 1,5ml Short Thread vial ND9 brown, | labeling field, +UltraBond KGW-cap blue, cons.of: | 11 09 0520 + 09 04 1534, pack of 100 | 1337 | 1 | 1 | 39.38
9003564 | LLG-2in1 KIT: 1.5ml crimp neck vials, clear | + Crimp cap, silver, 11 mm, consisting of: | 11 09 0356 + 11 03 0300, pack of 100 | 1340 | 1 | 1 | 21.28
9003565 | LLG-2in1 KIT: 1.5ml crimp neck vials, clear, | labeling field + Crimp cap, silver, 11 mm, | consisting of:11 09 0476 + 11 03 0300, pack of 100 | 1340 | 1 | 1 | 22.79
9003566 | LLG-2in1 KIT: 1.5ml crimp neck vials, brown, | labeling field + Crimp cap, silver, 11 mm, | consisting of:11 09 0477 + 11 03 0209, pack of 100 | 1340 | 1 | 1 | 23.93
9003567 | Liner PE 4 mm ID TAPFOCUS | pack of 5 |  | 1389 | 1 | 1 | 275.62
9003568 | Liner PE PSS 2 mm ID FOCUS | pack of 5 |  | 1389 | 1 | 1 | 228.06
9003569 | Liner PE 1 mm ID PTV GN | pack of 5 |  | 1389 | 1 | 1 | 108.7
9003572 | Liner AG 4 mm ID TAPFOCUS | pack of 25 |  | 1387 | 1 | 1 | 833.09
9003576 | Liner AG 4 mm ID QW | pack of 5 |  | 1387 | 1 | 1 | 139.19
9003579 | Liner AG 4 mm ID TAPER | pack of 5 |  | 1387 | 1 | 1 | 176.31
9003586 | Liner AG 2.3 mm ID FOCUS | pack of 5 |  | 1387 | 1 | 1 | 237.82
9003587 | Liner AG 4 mm CONNECTITE BOT HOLE | pack of 5 |  | 1387 | 1 | 1 | 409.78
9003588 | Liner AG 4mm ID GN QW | pack of 5 |  | 1387 | 1 | 1 | 174.98
9003590 | Septa 5,0 mm GP | pack of 50 |  | 1388 | 1 | 1 | 67.69
9003591 | Septa 5,0 mm MN | pack of 50 |  | 1388 | 1 | 1 | 132.23
9003592 | Septa 9,5 mm EC | pack of 25 |  | 1388 | 1 | 1 | 72.41
9003593 | Septa 9,5 mm HT | pack of 25 |  | 1388 | 1 | 1 | 78.71
9003594 | Septa 11,0 mm EC | pack of 25 |  | 1388 | 1 | 1 | 72.41
9003595 | Septa 11,0 mm HT | pack of 25 |  | 1388 | 1 | 1 | 78.71
9003596 | Septa 12,5 mm HT | pack of 25 |  | 1388 | 1 | 1 | 78.71
9003597 | Septa 12,5 mm EC | pack of 25 |  | 1388 | 1 | 1 | 72.41
9003657 | Capillary column OPTIMA-1 | ID: 0.25 mm, film thickness: 0.10 µm | length 25 m | 1382 | 1 | 1 | 679.64
9003658 | Capillary column OPTIMA-1 | ID: 0.25 mm, film thickness: 0.10 µm | length 30 m | 1382 | 1 | 1 | 679.64
9003659 | Capillary column OPTIMA-1 | ID: 0.25 mm, film thickness: 0.10 µm | length 60 m | 1382 | 1 | 1 | 1116.04
9003662 | Capillary column OPTIMA-1 | ID: 0.25 mm, film thickness: 0.25 µm | length 25 m | 1382 | 1 | 1 | 679.64
9003663 | Capillary column OPTIMA-1 | ID: 0.25 mm, film thickness: 0.25 µm | length 30 m | 1382 | 1 | 1 | 679.64
9003664 | Capillary column OPTIMA-1 | ID: 0.25 mm, film thickness: 0.25 µm | length 50 m | 1382 | 1 | 1 | 1066.65
9003665 | Capillary column OPTIMA-1 | ID: 0.25 mm, film thickness: 0.25 µm | length 60 m | 1382 | 1 | 1 | 1116.04
9003667 | Capillary column OPTIMA-1 | ID: 0.25 mm, film thickness: 0.50 µm | length 25 m | 1382 | 1 | 1 | 679.64
9003668 | Capillary column OPTIMA-1 | ID: 0.25 mm, film thickness: 0.50 µm | length 30 m | 1382 | 1 | 1 | 679.64
9003669 | Capillary column OPTIMA-1 | ID: 0.25 mm, film thickness: 0.50 µm | length 50 m | 1382 | 1 | 1 | 1066.65
9003670 | Capillary column OPTIMA-1 | ID: 0.25 mm, film thickness: 0.50 µm | length 60 m | 1382 | 1 | 1 | 1116.04
9003671 | Capillary column OPTIMA-1 | ID: 0.25 mm, film thickness: 1.00 µm | length 25 m | 1382 | 1 | 1 | 679.64
9003672 | Capillary column OPTIMA-1 | ID: 0.25 mm, film thickness: 1.00 µm | length 30 m | 1382 | 1 | 1 | 679.64
9003673 | Capillary column OPTIMA-1 | ID: 0.25 mm, film thickness: 1.00 µm | length 50 m | 1382 | 1 | 1 | 1066.65
9003674 | Capillary column OPTIMA-1 | ID: 0.25 mm, film thickness: 1.00 µm | length 60 m | 1382 | 1 | 1 | 1116.04
9003676 | Capillary column OPTIMA-1 | ID: 0.32 mm, film thickness: 0.10 µm | length 25 m | 1382 | 1 | 1 | 728.01
9003677 | Capillary column OPTIMA-1 | ID: 0.32 mm, film thickness: 0.10 µm | length 30 m | 1382 | 1 | 1 | 728.01
9003678 | Capillary column OPTIMA-1 | ID: 0.32 mm, film thickness: 0.10 µm | length 50 m | 1382 | 1 | 1 | 1153.67
9003679 | Capillary column OPTIMA-1 | ID: 0.32 mm, film thickness: 0.10 µm | length 60 m | 1382 | 1 | 1 | 1233.64
9003682 | Capillary column OPTIMA-1 | ID: 0.32 mm, film thickness: 0.25 µm | length 25 m | 1382 | 1 | 1 | 728.01
9003683 | Capillary column OPTIMA-1 | ID: 0.32 mm, film thickness: 0.25 µm | length 30 m | 1382 | 1 | 1 | 728.01
9003684 | Capillary column OPTIMA-1 | ID: 0.32 mm, film thickness: 0.25 µm | length 50 m | 1382 | 1 | 1 | 1153.67
9003685 | Capillary column OPTIMA-1 | ID: 0.32 mm, film thickness: 0.25 µm | length 60 m | 1382 | 1 | 1 | 1233.64
9003686 | Capillary column OPTIMA-1 | ID: 0.32 mm, film thickness: 0.35 µm | length 25 m | 1382 | 1 | 1 | 728.01
9003687 | Capillary column OPTIMA-1 | ID: 0.32 mm, film thickness: 0.35 µm | length 30 m | 1382 | 1 | 1 | 728.01
9003688 | Capillary column OPTIMA-1 | ID: 0.32 mm, film thickness: 0.35 µm | length 50 m | 1382 | 1 | 1 | 1153.67
9003689 | Capillary column OPTIMA-1 | ID: 0.32 mm, film thickness: 0.35 µm | length 60 m | 1382 | 1 | 1 | 1233.64
9003691 | Capillary column OPTIMA-1 | ID: 0.32 mm, film thickness: 0.50 µm | length 25 m | 1382 | 1 | 1 | 728.01
9003692 | Capillary column OPTIMA-1 | ID: 0.32 mm, film thickness: 0.50 µm | length 30 m | 1382 | 1 | 1 | 728.01
9003693 | Capillary column OPTIMA-1 | ID: 0.32 mm, film thickness: 0.50 µm | length 50 m | 1382 | 1 | 1 | 1153.67
9003694 | Capillary column OPTIMA-1 | ID: 0.32 mm, film thickness: 0.50 µm | length 60 m | 1382 | 1 | 1 | 1233.64
9003697 | Capillary column OPTIMA-1 | ID: 0.32 mm, film thickness: 1.00 µm | length 25 m | 1382 | 1 | 1 | 728.01
9003698 | Capillary column OPTIMA-1 | ID: 0.32 mm, film thickness: 1.00 µm | length 30 m | 1382 | 1 | 1 | 728.01
9003699 | Capillary column OPTIMA-1 | ID: 0.32 mm, film thickness: 1.00 µm | length 50 m | 1382 | 1 | 1 | 1153.67
9003700 | Capillary column OPTIMA-1 | ID: 0.32 mm, film thickness: 1.00 µm | length 60 m | 1382 | 1 | 1 | 1233.64
9003701 | Capillary column OPTIMA-1 | ID: 0.32 mm, film thickness: 3.00 µm | length 25 m | 1382 | 1 | 1 | 728.01
9003702 | Capillary column OPTIMA-1 | ID: 0.32 mm, film thickness: 3.00 µm | length 30 m | 1382 | 1 | 1 | 728.01
9003703 | Capillary column OPTIMA-1 | ID: 0.32 mm, film thickness: 3.00 µm | length 50 m | 1382 | 1 | 1 | 1153.67
9003704 | Capillary column OPTIMA-1 | ID: 0.32 mm, film thickness: 3.00 µm | length 60 m | 1382 | 1 | 1 | 1233.64
9003706 | Capillary column OPTIMA-1 | ID: 0.32 mm, film thickness: 5.00 µm | length 25 m | 1382 | 1 | 1 | 728.01
9003707 | Capillary column OPTIMA-1 | ID: 0.32 mm, film thickness: 5.00 µm | length 30 m | 1382 | 1 | 1 | 728.01
9003708 | Capillary column OPTIMA-1 |  |  | 1382 | 1 | 1 | 1153.67
9003709 | Capillary column OPTIMA-5 | ID: 0.25 mm, film thickness: 0.10 µm | length 25 m | 1383 | 1 | 1 | 679.64
9003710 | Capillary column OPTIMA-5 | ID: 0.25 mm, film thickness: 0.10 µm | length 30 m | 1383 | 1 | 1 | 679.64
9003715 | Capillary column OPTIMA-5 | ID: 0.25 mm, film thickness: 0.25 µm | length 25 m | 1383 | 1 | 1 | 679.64
9003716 | Capillary column OPTIMA-5 | ID: 0.25 mm, film thickness: 0.25 µm | length 30 m | 1383 | 1 | 1 | 679.64
9003719 | Capillary column OPTIMA-5 | ID: 0.25 mm, film thickness: 0.35 µm | length 25 m | 1383 | 1 | 1 | 679.64
9003720 | Capillary column OPTIMA-5 | ID: 0.25 mm, film thickness: 0.35 µm | length 30 m | 1383 | 1 | 1 | 679.64
9003723 | Capillary column OPTIMA-5 | ID: 0.25 mm, film thickness: 0.50 µm | length 25 m | 1383 | 1 | 1 | 679.64
9003724 | Capillary column OPTIMA-5 | ID: 0.25 mm, film thickness: 0.50 µm | length 30 m | 1383 | 1 | 1 | 679.64
9003727 | Capillary column OPTIMA-5 | ID: 0.25 mm, film thickness: 1.00 µm | length 25 m | 1383 | 1 | 1 | 679.64
9003728 | Capillary column OPTIMA-5 | ID: 0.25 mm, film thickness: 1.00 µm | length 30 m | 1383 | 1 | 1 | 679.64
9003733 | Capillary column OPTIMA-5 | ID: 0.32 mm, film thickness: 0.10 µm | length 25 m | 1383 | 1 | 1 | 728.01
9003734 | Capillary column OPTIMA-5 | ID: 0.32 mm, film thickness: 0.10 µm | length 30 m | 1383 | 1 | 1 | 728.01
9003738 | Capillary column OPTIMA-5 | ID: 0.32 mm, film thickness: 0.25 µm | length 25 m | 1383 | 1 | 1 | 728.01
9003739 | Capillary column OPTIMA-5 | ID: 0.32 mm, film thickness: 0.25 µm | length 30 m | 1383 | 1 | 1 | 728.01
9003742 | Capillary column OPTIMA-5 | ID: 0.32 mm, film thickness: 0.35 µm | length 25 m | 1383 | 1 | 1 | 728.01
9003743 | Capillary column OPTIMA-5 | ID: 0.32 mm, film thickness: 0.35 µm | length 30 m | 1383 | 1 | 1 | 728.01
9003746 | Capillary column OPTIMA-5 | ID: 0.32 mm, film thickness: 0.50 µm | length 25 m | 1383 | 1 | 1 | 728.01
9003747 | Capillary column OPTIMA-5 | ID: 0.32 mm, film thickness: 0.50 µm | length 50 m | 1383 | 1 | 1 | 728.01
9003751 | Capillary column OPTIMA-5 | ID: 0.32 mm, film thickness: 1.00 µm | length 25 m | 1383 | 1 | 1 | 728.01
9003752 | Capillary column OPTIMA-5 | ID: 0.32 mm, film thickness: 1.00 µm | length 30 m | 1383 | 1 | 1 | 728.01
9003755 | Capillary column OPTIMA-5 | ID: 0.32 mm, film thickness: 3.00 µm | length 25 m | 1383 | 1 | 1 | 728.01
9003756 | Capillary column OPTIMA-5 | ID: 0.32 mm, film thickness: 3.00 µm | length 30 m | 1383 | 1 | 1 | 728.01
9003760 | Capillary column OPTIMA-5 | ID: 0.32 mm, film thickness: 5.00 µm | length 25 m | 1383 | 1 | 1 | 728.01
9003761 | Capillary column OPTIMA-5 | ID: 0.32 mm, film thickness: 5.00 µm | length 30 m | 1383 | 1 | 1 | 728.01
9003890 | Flow monitor,for fume cupboards. |  |  | 263 | 1 | 1 | 2.95
9003901 | Flow controller, plastic |  |  | 145 | 1 | 1 | 17.18
9003906 | Aquaria,soda-lime glass,roughly ground rim | 100x100x100 mm |  | 48 | 1 | 1 | 9.42
9003910 | Flow indicators LaboPlast | LiquiMobil/San blue |  | 145 | 1 | 1 | 14.48
9003911 | Flow indicators | Liquid Mobil/SAN red |  | 145 | 1 | 1 | See Cope Price List FR200-12
9003912 | Flow indicators, black | LiquiMobil SAN |  | 145 | 1 | 1 | 14.48
9003913 | Flow indicator | CheMobi PMP blue |  | 145 | 1 | 1 | See Cope Price List FR200-15
9003914 | Flow indicators | CheMobi/PMP black |  | 145 | 1 | 1 | 17.18
9003920 | Aquaria 150x100x150mm | rough ground rim |  | 48 | 1 | 1 | See Cope Price List TB350-15
9003932 | Aquaria 180x130x180mm | rough ground rim |  | 48 | 1 | 1 | See Cope Price List TB350-20
9003941 | Aquaria 200x150x200mm | rough ground rim |  | 48 | 1 | 1 | #N/A
9003951 | Aquaria 250x180x220mm | rough ground rim |  | 48 | 1 | 1 | See Cope Price List TB350-25
9003954 | Aquaria 300x220x240mm | rough ground rim |  | 48 | 1 | 1 | #N/A
9003964 | Aquaria 360x220x260mm | rough ground rim |  | 48 | 1 | 1 | #N/A
9004006 | Density hydrometers, without thermometer | 0,600-0,800, 280mm |  | 400 | 1 | 1 | 22.11
9004008 | Density hydrometers,without thermometer | 0.800-1.000 g/ml : 0.002,280 mm |  | 400 | 1 | 1 | 15.79
9004010 | Density hydrometers,without thermometer | 1.000-1.200 g/ml : 0.002,280 mm |  | 400 | 1 | 1 | 16.04
9004012 | Density hydrometers,without thermometer | 1.200-1.400 g/ml : 0.002,280 mm |  | 400 | 1 | 1 | 17.63
9004014 | Density hydrometers,without thermometer | 1.400-1.600 g/ml : 0.002,280 mm |  | 400 | 1 | 1 | 18.49
9004016 | Density hydrometers,without thermometer | 1.600-1.800 g/ml : 0.002,280 mm |  | 400 | 1 | 1 | 20.33
9004057 | Density hydrometers,without thermometer | 0.700-1.000 g/ml : 0.005,280 mm |  | 400 | 1 | 1 | 25.84
9004060 | Density hydrometers,without thermometer | 1.000-1.500 g/ml : 0.005,300 mm |  | 400 | 1 | 1 | 18.51
9004065 | Density hydrometers,without thermometer | 1.500-2.000 g/ml : 0.005,280 mm |  | 400 | 1 | 1 | 26.65
9004108 | Density hydrometers,suitable for calibration | without thermometer | 0.800-0.900 g/ml : 0.002,250 mm | 400 | 1 | 1 | 18.46
9004109 | Density hydrometers,suitable for calibration | without thermometer | 0.900-1.000 g/ml : 0.002,250 mm | 400 | 1 | 1 | 18.46
9004110 | Density hydrometers,suitable for calibration | without thermometer | 1.000-1.100 g/ml: 0.002,250 mm | 400 | 1 | 1 | 20.88
9004111 | Density hydrometers,suitable for calibration | without thermometer | 1.100-1.200 g/ml : 0.002,250 mm | 400 | 1 | 1 | 20.88
9004112 | Density hydrometers,suitable for calibration | without thermometer | 1.200-1.300 g/ml : 0.002,250 mm | 400 | 1 | 1 | 20.88
9004113 | Density hydrometers,suitable for calibration | without thermometer | 1.300-1.400 g/ml : 0.002,250 mm | 400 | 1 | 1 | 24.48
9004114 | Density hydrometers,suitable for calibration | without thermometer | 1.400-1.500 g/ml : 0.002,250 mm | 400 | 1 | 1 | 22.44
9004115 | Density hydrometers,suitable for calibration | without thermometer | 1.500-1.600 g/ml : 0.002,250 mm | 400 | 1 | 1 | 24.47
9004153 | Density hydrometers,without thermometer | 0.760-0.820 g/ml : 0.001,160 mm |  | 400 | 1 | 1 | 15.49
9004154 | Density hydrometers,without thermometer | 0.820-0.880 g/ml : 0.001,160 mm |  | 400 | 1 | 1 | 15.49
9004155 | Density hydrometers,without thermometer | 0.880-0.940 g/ml : 0.001,160 mm |  | 400 | 1 | 1 | 15.49
9004156 | Density hydrometers,without thermometer | 0.940-1.000 g/ml : 0.001,160 mm |  | 400 | 1 | 1 | 12.92
9004157 | Density hydrometers,without thermometer | 1.000-1.060 g/ml : 0.001,160 mm |  | 400 | 1 | 1 | 14.03
9004158 | Density hydrometers,without thermometer | 1.060-1.120 g/ml : 0.001,160 mm |  | 400 | 1 | 1 | 14.03
9004159 | Density hydrometers,without thermometer | 1.120-1.180 g/ml : 0.001,160 mm |  | 400 | 1 | 1 | 15.41
9004160 | Density hydrometers,without thermometer | 1.180-1.240 g/ml : 0.001,160 mm |  | 400 | 1 | 1 | 16.82
9004161 | Density hydrometers,without thermometer | 1.240-1.300 g/ml : 0.001,160 mm |  | 400 | 1 | 1 | 19.65
9004162 | Density hydrometers,without thermometer | 1.300-1.360 g/ml : 0.001,160 mm |  | 400 | 1 | 1 | 21.23
9004163 | Density hydrometers,without thermometer | 1.360-1.420 g/ml : 0.001,160 mm |  | 400 | 1 | 1 | 21.23
9004305 | Hydrometers,Beaumé,without thermometer | 0 - 5 Be : 0,1 Be,260 mm |  | 400 | 1 | 1 | 23.57
9004310 | Hydrometers,Beaumé,without thermometer | 0 - 10 Be : 1,0 Be,220 mm |  | 400 | 1 | 1 | 12.57
9004315 | Hydrometers,Beaumé,without thermometer | 0 - 15 Be : 1,0 Be, 230 mm |  | 400 | 1 | 1 | 17.73
9004320 | Hydrometers,Beaumé,without thermometer | - 20 Be : 1,0 Be,230 mm |  | 400 | 1 | 1 | 15.39
9004330 | Hydrometers,Beaumé,without thermometer | 0 - 30 Be : 1,0 Be,250 mm |  | 400 | 1 | 1 | 10.91
9004340 | Hydrometers,Beaumé,without thermometer | 0 - 40 Be : 1,0 Be, 250 mm |  | 400 | 1 | 1 | 18.46
9004350 | Hydrometers,Beaumé,without thermometer | 0 - 50 Be : 1,0 Be,280 mm |  | 400 | 1 | 1 | 10.43
9004370 | Hydrometers,Beaumé,without thermometer | 0 - 70 Be : 1,0 Be,300 mm |  | 400 | 1 | 1 | 15.16
9004400 | Alcoholometer 0 - 100 % | Tp.20°C, Richter-Tralles | without thermometer | 401 | 1 | 1 | 12.11
9004561 | Hydrometers, mineral oil, adjustable | 0,610-0,700 with thermometer |  | 401 | 1 | 1 | 50.92
9004568 | Hydrometers, mineral oil, adjustable | 0,680-0,770 with thermometer |  | 401 | 1 | 1 | 50.92
9004575 | Hydrometers for mineral oils,with thermometer | 0,750-0,840 g/ml : 0,001,Tp.15°C,390 mm |  | 401 | 1 | 1 | 50.92
9004582 | Hydrometers for mineral oils,with thermometer | 0,820-0,910 g/ml : 0,001,Tp.15°C,390 mm |  | 401 | 1 | 1 | 50.92
9004589 | Hydrometers, mineral oil, adujustable | 0,890-0,990 with thermometer |  | 401 | 1 | 1 | 50.92
9004640 | Hydrometer,for Ca(OH)²,without thermometer | 0-340 g/ltr,300 mm |  | 401 | 1 | 1 | 18.68
9004650 | Hydrometer,Bischoff,for brine,without thermometer | 0-27 , 240 mm |  | 401 | 1 | 1 | 17.28
9004651 | Hydrometers 0-35% without thermometer | 250mm, for ammonia |  | 401 | 1 | 1 | 25.46
9004652 | Hydrometers 0-27% without thermometer | 250mm, for caustic soda solution |  | 401 | 1 | 1 | 24.18
9004653 | Hydrometers 0-10% without thermometer | 250mm, for causic soda solution |  | 401 | 1 | 1 | 23.42
9004654 | Hydrometers 0-47% without thermometer | 250mm, for nitrid acid |  | 401 | 1 | 1 | 24.18
9004655 | Hydrometers 0-39% without thermometer | 250mm, for hydrochric acid |  | 401 | 1 | 1 | 24.18
9004656 | Hydrometers 0-45% without thermometer | 250mm, for sulfuric acid |  | 401 | 1 | 1 | 24.18
9004657 | Hydrometers 0-30% without thermometer | 250mm, for hydrogen peroxide |  | 401 | 1 | 1 | 24.18
9004710 | Acid tester for batteries,1.10-1.30 |  |  | 402 | 1 | 1 | 22.34
9004900 | Hydrometer cylinder,PP,cap. 500 ml,50x350 mm |  |  | 402 | 1 | 1 | 25.54
9005001 | oculav NIT® 250 ml bottle | sterile eye wash solution |  | 235 | 1 | 1 | 18.36
9005002 | Eye Wash Station oculav NIT® | 4x 250 ml Sterile Solution |  | 235 | 1 | 1 | 108.3
9005008 | Eye rinsing bottles | mini Barikos KS,filled | acc. to DIN EN 15154-4 | 235 | 1 | 1 | 23.52
9005009 | Eye rinsing bottles,Barikos KS,filled | acc. to DIN EN 15154-4 |  | 235 | 1 | 1 | 24.03
9005011 | Eye-wash bottle BARIKOS | 620ml, red head, empty |  | 235 | 1 | 1 | 16.3
9005014 | Eye rinsing bottles,Barikos K,red,unfilled |  |  | 235 | 1 | 1 | #N/A
9005015 | Wall holder for eye rinsing bottles Barikos |  |  | 235 | 1 | 1 | 6.6
9005017 | Wall container for 2 | eye-wash bottles |  | 235 | 1 | 1 | 61.41
9005020 | Eye-wash bottle Mini BARIKOS | 175ml, red head, empty |  | 235 | 1 | 1 | 11.64
9005046 | Ear plugs, without strap | pack of 200 pair |  | 201 | 1 | 1 | 36.4
9005047 | Ear plugs, with strip | pack of 100 pair |  | 201 | 1 | 1 | 50.31
9005048 | Ear protector, pack of 10 |  |  | 201 | 1 | 1 | 59.63
9005049 | Ear protectors replacement plugs | pack of 20 pair |  | 201 | 1 | 1 | 41.33
9005061 | Ear defender uvex2 | blue, SNR 107 dB(A) |  | 201 | 1 | 1 | #N/A
9005065 | Safety spectacles Armamax AX1H |  |  | 190 | 1 | 1 | 8.87
9005066 | Face protection shield Clearways CV83 P | polycarbonate shield, clear, | for CB14 and CB20 | 192 | 1 | 1 | 10.93
9005067 | Browguard Clearways CB14 | with elastic band, | for face protector | 192 | 1 | 1 | 14.53
9005073 | Safety spectacles (eyeshield) frame black | disk transparent PULLSAFE MILLENIA |  | 186 | 1 | 1 | 9.82
9005074 | Safety spectacles (eyeshield) frame black | disc grey PULLSAFE MILLENIA |  | 186 | 1 | 1 | 12.69
9005075 | Safety eyeshields "Pulsafe Millenia" | frame blue, disc transparent, non misting |  | 186 | 1 | 1 | 9.82
9005078 | Protecting lenses skyguard 9175 | coulour:blue/grey, disc:colourless/UV, 2-1.2 | supravision HC-AF | 188 | 1 | 1 | 22.37
9005079 | Spectacles carbonvision 9307 | black/grey, disc colorless/UV 2-1.2 | supravision extreme | 189 | 1 | 1 | 25.16
9005090 | Panoramic eyeshield 9405 | color: transparent grey, | lens: transparent/UV 2-1.2, non-fogging | 189 | 1 | 1 | 16.22
9005100 | Protection spectacles astrospec 9168 | Colour: yellow/black, lenses: grey/ | 5-2,5 optidur NC | 188 | 1 | 1 | 18.34
9005101 | Eye glasses station, complete |  |  | 191 | 1 | 1 | 83.35
9005102 | Paper, silicon free | for eye glasses station 9.005 101 | pack of 700 sheets | 191 | 1 | 1 | 14.94
9005103 | Cleaning fluid 0.5 l | for eye glasses station 9.005 101 |  | 191 | 1 | 1 | 13.85
9005104 | Plastic pump | for eye glasses station 9.005 101 |  | 191 | 1 | 1 | 7.46
9005105 | Protection spectacles Astrospec 9168 | colour:silver grey, lenses: colourless/UV 2-1,2 | optidur NC | 188 | 1 | 1 | #N/A
9005106 | Protection spectacles astrospec 9168 | colour:yellow/black, lenses:colourless/UV 2-1,2 | optidur NC | 188 | 1 | 1 | 16.22
9005107 | Safety spectacles, Optidur 2002 UV, transparent |  |  | 190 | 1 | 1 | 15.14
9005109 | Protection spectacles astrospec 9168 | colour:blue, lenses:colourless/UV 2-1,2 | optidur 4C PLUS | 188 | 1 | 1 | 17.05
9005115 | Spectacles ultrasonic 9302 | orange/grey, disc colorless/UV 2-1.2 | supravision HC-AF | 189 | 1 | 1 | 24.94
9005116 | Spectacles UVEX i-vo 9160, blue/grey, | disc colorless/UV 2-1,2, supravision HC-AF |  | 187 | 1 | 1 | 24.1
9005117 | Spectacles UVEX i-vo 9160, black/grey, | disc grey/UV 5-2,5, optidur NC |  | 187 | 1 | 1 | 24.1
9005118 | Spectacles astroflex 9163 | blue, disc colorless/UV 2-1,2 | supravision HC-AF | 188 | 1 | 1 | #N/A
9005123 | Spectacles skyper 9195 | blue, disc colorless/UV 2-1,2 | supravision HC-AF | 186 | 1 | 1 | 21.96
9005124 | Spectacles skyper S 9196 | blue, disc colorless/UV 2-1,2 | supravision HC-AF | 186 | 1 | 1 | 21.96
9005125 | Safety spectacles skyper 9195 | blue UVEX, clear lens |  | 186 | 1 | 1 | 19.82
9005126 | Uvex Skyper S 9196 blue | safety eyeshield (spectacle) |  | 186 | 1 | 1 | 19.82
9005127 | Safety eyeshield UVEX | 9174 skylite red |  | 186 | 1 | 1 | 15.14
9005128 | Safety eyeshields, skylite 9174, red | lens:transparent, UV 2-1.2 ultradura |  | 186 | 1 | 1 | 13
9005131 | Case for protective glasses |  |  | 191 | 1 | 1 | 17.33
9005134 | Spectacles racer MT 9153 | color: titan, lens: PC transparent/UV 2-1.2, | scratch-resistant, non-fogging | 187 | 1 | 1 | 25.04
9005147 | Protection lenses x-trend 9177 | coulour: black, disc: PC clear/UV, 2-1,2 | ultradura | 185 | 1 | 1 | 14.48
9005149 | Protection lenses x-trend 9177 | coulour: black, disc: PC grey/UV, 5-2,5 | ultradura | 185 | 1 | 1 | 16.62
9005157 | Protection spectacles astrospec 9168 | colour:violet/green, lenses:colourless/UV 2-1,2 | optidur NC | 188 | 1 | 1 | #N/A
9005164 | Protection lenses super g 9172 | coulour: titanum, disc: PC clear/UV, 2-1,2 | optidur NC | 186 | 1 | 1 | 20.25
9005166 | Eyeshield 9161 | colorless UV 2-1,2 |  | 190 | 1 | 1 | 9.57
9005169 | Protection lenses super g 9172 | coulour: navy blue, disc: PC clear/UV, 2-1,2 | optidur NC | 186 | 1 | 1 | #N/A
9005170 | Ultranitril protective gloves,size 7 |  |  | 219 | 1 | 1 | 4.53
9005171 | Protection lenses JACKSON SAFETY* V60 Nemesis RX | lens PC shock proof, with reading fiels +1,0 | incl.carrying band | 188 | 1 | 1 | #N/A
9005172 | Protection lenses JACKSON SAFETY* V60 Nemesis RX | lens PC shock proof, with reading field +1,5 | incl.carrying band | 188 | 1 | 1 | #N/A
9005173 | Protection lenses JACKSON SAFETY* V60 Nemesis RX | lens PC shock proof, with reading field +2,0 | incl.carrying band | 188 | 1 | 1 | #N/A
9005174 | Protection lenses JACKSON SAFETY* V60 Nemesis RX | lens PC shock proof, with reading field +2,5 | incl.carrying band | 188 | 1 | 1 | #N/A
9005175 | Protection lenses JACKSON SAFETY* V60 Nemesis RX | lens PC shock proof, with reading field +3,0 | incl.carrying band | 188 | 1 | 1 | #N/A
9005176 | KIMTECH® Science* Nitrile gloves size XS | green, 24cm, powder free, pack of 250 |  | 212 | 1 | 1 | 24.79
9005177 | KIMTECH® Science* Nitrile gloves size XL | green, 24cm, powder free, pack of 225 |  | 212 | 1 | 1 | 24.79
9005180 | Ultranitril protective gloves,size 8 |  |  | 219 | 1 | 1 | 4.53
9005190 | Ultranitril protective gloves,size 9 |  |  | 219 | 1 | 1 | 4.53
9005199 | Gloves Stansolv AK-22 381 | nitrile, size 11-11.5 | per pair | 220 | 1 | 1 | 15.31
9005200 | Ultranitril protective gloves,size 10 |  |  | 219 | 1 | 1 | 4.53
9005201 | Protective gloves,natural latex,size 6-6 1/2 |  |  | 1066 | 1 | 1 | 1.11
9005202 | Protective gloves,natural latex,size 7-7 1/2 |  |  | 1066 | 1 | 1 | 1.11
9005203 | Protective gloves,natural latex,size 8-8 1/2 |  |  | 1066 | 1 | 1 | 1.11
9005204 | Protective gloves,natural latex,size 8-9 1/2 |  |  | 1066 | 1 | 1 | 1.11
9005205 | Protective gloves,natural latex,size 10-10 1/2 |  |  | 1066 | 1 | 1 | 1.11
9005206 | Gloves Stansolv AK-22 381 | nitrile, size 7-7.5 | per pair | 220 | 1 | 1 | 15.31
9005207 | Gloves Stansolv AK-22 381 | nitrile, size 8-8.5 | per pair | 220 | 1 | 1 | 15.31
9005208 | Gloves Stansolv AK-22 381 | nitrile, size 9-9.5 | per pair | 220 | 1 | 1 | 15.31
9005209 | Gloves Stansolv AK-22 381 | nitrile, size 10-10.5 | per pair | 220 | 1 | 1 | 15.31
9005222 | Gloves, size 8, 250 mm | cotton jersey, monofilament, | 1 pair per pack | 222 | 1 | 1 | 0.88
9005223 | Gloves, size 12, 250 mm | cotton jersey, monofilament, | 1 pair per pack | 222 | 1 | 1 | 0.88
9005246 | Five-finger glove size 7/8 | yellow, pair, Kevlar® with 0.06 mm | steel thread | 223 | 1 | 1 | #N/A
9005247 | Five-finger glove size 9/10 | yellow, pair, Kevlar® with 0.06 mm | steel thread | 223 | 1 | 1 | #N/A
9005250 | Temperature protective glove Nomex® | temperature resistant to 250 °C, w/o closure, | knitted, normal gloves, size 9/10, per pair | 224 | 1 | 1 | 21.83
9005260 | Temperature protective gloves,long cuff Nomex® | Temperature resistant to 250 °C |  | 224 | 1 | 1 | 34.21
9005266 | KLEENGUARD® G10 Nitril gloves, | size XS (5-6), arctic blue, powder free, | bilateral wearable, pack of 200 | 213 | 1 | 1 | 25.54
9005267 | KLEENGUARD® G10 Nitril gloves | size S (6-7), arctic blue, powder free, | bilateral wearable, pack of 200 | 213 | 1 | 1 | See Cope Price List SA638-10
9005268 | KLEENGUARD® G10 Nitril gloves | size M (7-8), arctic blue, powder free, | bilateral wearable, pack of 200 | 213 | 1 | 1 | See Cope Price List SA638-20
9005269 | KLEENGUARD® G10 Nitril gloves | size L (8-9), arctic blue, powder free, | bilateral wearable, pack of 200 | 213 | 1 | 1 | See Cope Price List SA638-30
9005270 | KLEENGUARD® G10 Nitril gloves | size XL (9-10), arctic blue, powder free, | bilateral wearable, pack of 180 | 213 | 1 | 1 | See Cope Price List SA638-40
9005271 | Autoclave gloves,uncut cotton,330 mm |  |  | 223 | 1 | 1 | See Cope Price List SA710-12
9005272 | Autoclave gloves,uncut cotton,470 mm |  |  | 223 | 1 | 1 | See Cope Price List SA710-15
9005275 | KIMTECH® Science* gloves size XS 5-6 | "STERLING", nitrile, latex free, | powder free, with beaded cuff, pack of 150 | 211 | 1 | 1 | 23.27
9005276 | KIMTECH® Science* gloves size S 6-7 | "STERLING", nitrile, latex free, | powder free, with beaded cuff, pack of 150 | 211 | 1 | 1 | 23.27
9005277 | KIMTECH® Science* gloves size M 7-8 | "STERLING", nitrile, latex free, | powder free, with beaded cuff, pack of 150 | 211 | 1 | 1 | 23.27
9005278 | KIMTECH® Science* gloves size L 8-9 | "STERLING", nitrile, latex free, | powder free, with beaded cuff, pack of 150 | 211 | 1 | 1 | 23.27
9005279 | KIMTECH® Science* gloves size XL 9-10 | "STERLING", nitrile, latex free, | powder free, with beaded cuff, pack of 140 | 211 | 1 | 1 | 23.27
9005307 | Protective gloves, Duo-Mix 405, | size 6, natural latex and neoprene, pair |  | 217 | 1 | 1 | #N/A
9005308 | Protective gloves, Duo-Mix 405, | size 7, natural latex and neoprene, pair |  | 217 | 1 | 1 | 4.26
9005309 | Protective gloves, Duo-Mix 405, | size 8, natural latex and neoprene, pair |  | 217 | 1 | 1 | 4.26
9005310 | Protective gloves, Duo-Mix 405, | size 9, natural latex and neoprene, pair |  | 217 | 1 | 1 | 4.26
9005311 | Protective gloves, Duo-Mix 405, | size 10, natural latex and neoprene, pair |  | 217 | 1 | 1 | 4.26
9005312 | Soft Nitrile gloves size S 6-7 | "SOFT NITRIL BLUE", blue, non-sterile, | poder-free, rolling edges, pack of 100 | 208 | 1 | 1 | 9.07
9005313 | Soft Nitrile gloves size M 7-8 | "SOFT NITRIL BLUE", blue, non-sterile, | poder-free, rolling edges, pack of 100 | 208 | 1 | 1 | 9.07
9005314 | Soft Nitrile gloves size L 8-9 | "SOFT NITRIL BLUE", blue, non-sterile, | poder-free, rolling edges, pack of 100 | 208 | 1 | 1 | 9.07
9005315 | Soft Nitrile gloves size XL 9-10 | "SOFT NITRIL BLUE", blue, non-sterile, | poder-free, rolling edges, pack of 100 | 208 | 1 | 1 | 9.07
9005339 | Examination gloves, size XS 5-6 | UNIGLOVES "SELECT PLUS", Latex | non-sterile, powder free, pack of 100 | 205 | 1 | 1 | 9.45
9005340 | Examination gloves size S 6-7 | UNIGLOVES "SELECT PLUS", Latex | non-sterile, powder free, pack of 100 | 205 | 1 | 1 | See Cope Price List SA537-14
9005341 | Examination gloves size M 7-8 | UNIGLOVES "SELECT PLUS", Latex | non-sterile, powder free, pack of 100 | 205 | 1 | 1 | See Cope Price List SA537-19
9005342 | Examination gloves size L 8-9 | UNIGLOVES "SELECT PLUS", Latex | non-sterile, powder free, pack of 100 | 205 | 1 | 1 | See Cope Price List SA537-24
9005343 | Examination gloves size XL 9-10 | UNIGLOVES "SELECT PLUS", Latex | non-sterile, powder free, pack of 100 | 205 | 1 | 1 | 9.45
9005344 | Nitrile gloves, size XS 5-6 | UNIGLOVES "FORMAT", white, non-sterile | powder free, beaded cuff, pack of 100 | 209 | 1 | 1 | 11.96
9005345 | Nitrile gloves, size S 6-7 | UNIGLOVES "FORMAT", white, non-sterile | powder free, beaded cuff, pack of 100 | 209 | 1 | 1 | 11.96
9005346 | Nitrile gloves, size M 7-8 | UNIGLOVES "FORMAT", white, non-sterile | powder free, beaded cuff, pack of 100 | 209 | 1 | 1 | 11.71
9005347 | Nitrile gloves, size L 8-9 | UNIGLOVES "FORMAT", white, non-sterile | powder free, beaded cuff, pack of 100 | 209 | 1 | 1 | 11.71
9005348 | Nitrile gloves, size XL 9-10 | UNIGLOVES "FORMAT", white, non-sterile | powder free, beaded cuff, pack of 100 | 209 | 1 | 1 | 11.96
9005349 | Vinyl gloves, size XS 5-6 | UNIGLOVES "PREMIUM" | pack of 100, powder free, non-sterile | 203 | 1 | 1 | 5.54
9005350 | Vinyl gloves size S 6-7 | UNIGLOVES "PREMIUM" | pack of 100, non-sterile, powder free | 203 | 1 | 1 | See Cope Price List SA592-15
9005351 | Vinyl gloves size M 7-8 | UNIGLOVES "PREMIUM" | pack of 100, non-sterile, powder free | 203 | 1 | 1 | See Cope Price List SA592-20
9005352 | Vinyl gloves size L 8-9 | UNIGLOVES "PREMIUM" | pack of 100, non-sterile, powder free | 203 | 1 | 1 | See Cope Price List SA592-30
9005353 | Vinyl gloves size XL 9-10 | UNIGLOVES "PREMIUM" | pack of 100, non-sterile, powder free | 203 | 1 | 1 | See Cope Price List SA592-40
9005362 | Soft Nitrile gloves size S 6-7 | "SOFT NITRIL WHITE", white, non-sterile, | poder-free, rolling edges, pack of 100 | 208 | 1 | 1 | 9.07
9005363 | Soft Nitrile gloves size M 7-8 | "SOFT NITRIL WHITE", white, non-sterile, | poder-free, rolling edges, pack of 100 | 208 | 1 | 1 | 9.07
9005364 | Soft Nitrile gloves size L 8-9 | "SOFT NITRIL WHITE", white, non-sterile, | poder-free, rolling edges, pack of 100 | 208 | 1 | 1 | 9.07
9005365 | Soft Nitrile gloves size XL 9-10 | "SOFT NITRIL WHITE", white, non-sterile, | poder-free, rolling edges, pack of 100 | 208 | 1 | 1 | 9.07
9005390 | KIMTECH® Science*Satin plus gloves latex | size 5-6(XS) powder free | pack of 100 | 206 | 1 | 1 | 15.67
9005391 | KIMTECH® Science*Satin plus gloves latex | size 6-7 (S), powder free | pack of 100 | 206 | 1 | 1 | 15.67
9005392 | KIMTECH® Science*Satin plus gloves latex | size 7-8(M) powder free | pack of 100 | 206 | 1 | 1 | 15.67
9005393 | KIMTECH® Science*Satin plus gloves, latex | size 8-9 (L), powder free | pack of 100 | 206 | 1 | 1 | 15.67
9005394 | KIMTECH® Science*Satin plus gloves, latex | size 9-10 (XL), powder free | pack of 90 | 206 | 1 | 1 | 15.67
9005395 | Nitrile gloves, size S 6-7 | UNIGLOVES "FORMAT", blue, non-sterile | powder free, beaded cuff, pack of 100 | 209 | 1 | 1 | 11.96
9005396 | Nitrile gloves, size M 7-8 | UNIGLOVES "FORMAT", blue, non-sterile | powder free, beaded cuff, pack of 100 | 209 | 1 | 1 | 11.96
9005397 | Nitrile gloves, size L 8-9 | UNIGLOVES "FORMAT", blue, non-sterile | powder free, beaded cuff, pack of 100 | 209 | 1 | 1 | 11.96
9005398 | Nitrile gloves, size XL 9-10 | UNIGLOVES "FORMAT", blue, non-sterile | powder free, beaded cuff, pack of 100 | 209 | 1 | 1 | 11.96
9005400 | Disposable gloves,Touch N Tuff | pack of 100, size S (6½-7) | non powdered, green, nitrile | 209 | 1 | 1 | 21.84
9005401 | Disposable gloves,Touch N Tuff | pack of 100, size m (7½-8) | non powdered, green, nitrile | 209 | 1 | 1 | 21.84
9005402 | Disposable gloves,Touch N Tuff | pack of 100, size L (8½-9) | non powdered, green, nitrile | 209 | 1 | 1 | 21.84
9005403 | Disposable gloves,Touch N Tuff | pack of 100, size XL (9½-10) | non powdered, green, nitrile | 209 | 1 | 1 | 21.84
9005405 | KIMTECH® Science*PFE gloves | size 5-6 (XS), powder free | pack of 100 | 206 | 1 | 1 | 17.05
9005406 | KIMTECH® Science*PFE gloves | size 6-7 (S) powder free | pack of 100 | 206 | 1 | 1 | 17.05
9005407 | KIMTECH® Science*PFE gloves | size 7-8 (M) powder free | pack of 100 | 206 | 1 | 1 | 17.05
9005408 | KIMTECH® Science*PFE gloves | size 8-9 (L) powder free | pack of 100 | 206 | 1 | 1 | 17.05
9005409 | KIMTECH® Science*PFE gloves | size 9-10 (XL) powder free | pack of 90 | 206 | 1 | 1 | 17.05
9005420 | KIMTECH® Science* gloves size XS (5-6) | "Purple Nitrile" nitrile, 240 mm, | powder free, non sterile, pack of 100 | 212 | 1 | 1 | 21.95
9005421 | KIMTECH® Science* gloves size S (6-7) | "Purple Nitrile" nitrile, 240 mm, | powder free, non sterile, pack of 100 | 212 | 1 | 1 | See Cope Price List SA646-15
9005422 | KIMTECH® Science* gloves size M (7-8) | "Purple Nitrile" nitrile, 240 mm, | powder free, non sterile, pack of 100 | 212 | 1 | 1 | See Cope Price List SA646-20
9005423 | KIMTECH® Science* gloves size L (8-9) | "Purple Nitrile" nitrile, 250 mm, | powder free, non sterile, pack of 100 | 212 | 1 | 1 | See Cope Price List SA646-30
9005424 | KIMTECH® Science* gloves size XL (9-10) | "Purple Nitrile" nitrile, 250 mm, | powder free, non sterile, pack of 90 | 212 | 1 | 1 | 21.95
9005427 | Wall holder for glove dispenser boxes | anti-microbial, blue |  | 215 | 1 | 1 | 35.43
9005446 | Cryo gloves 9-9,5 M | 400mm length |  | 226 | 1 | 1 | 201.53
9005447 | Cryo gloves 10-10,5 L | 400mm length |  | 226 | 1 | 1 | 201.53
9005451 | Cryo gloves 9-9,5 M | 500mm length |  | 226 | 1 | 1 | 262.47
9005452 | Cryo gloves 10-10,5 L | 500mm length |  | 226 | 1 | 1 | 262.47
9005456 | Fine dust mask, protection level FFP 2SL | pack of 5 |  | 196 | 1 | 1 | See Cope Price List SA815-14
9005458 | Fine dust mask, protection level FFP 3SL | large, pack of 5 |  | 196 | 1 | 1 | #N/A
9005500 | Secu Box Midi, 23,6x22,5x12,5cm | blue "eye protection" | without insert | 201 | 1 | 1 | 28.78
9005501 | Secu-Box Midi, 23,6x22,5x12,5cm | transparent "eye protection" | without insert | 201 | 1 | 1 | 33.5
9005502 | Secu-Box Midi, 23,6x22,5x12,5cm | blue "ear protection" |  | 201 | 1 | 1 | 28.78
9005503 | Secu-Box Midi, 23,6x22,5x12,5cm | transparent "ear protection" |  | 201 | 1 | 1 | 33.5
9005504 | Secu-Box Midi, 23,6x22,5x12,5cm | blue "eye/ear protection" |  | 201 | 1 | 1 | 28.78
9005505 | Secu-Box Midi, 23,6x22,5x12,5cm | transparent "ear/eye protection" |  | 201 | 1 | 1 | 33.5
9005506 | Secu-Box Midi, 23,6x22,5x12,5cm | blue "mouth protection" |  | 201 | 1 | 1 | 28.78
9005507 | Secu-Box Midi, 23,6x22,5x12,5cm | transparent "mouth protection" |  | 201 | 1 | 1 | 33.5
9005508 | Secu-Box Midi, 23,6x22,5x12,5cm | blue "protective gloves" |  | 201 | 1 | 1 | 28.78
9005509 | Secu-Box Midi, 23,6x22,5x12,5cm | transparent "protective gloves" |  | 201 | 1 | 1 | 33.5
9005511 | SecuBox Midi 23,6x22,5x12,5cm | blue "protection gloves long" |  | 201 | 1 | 1 | 28.78
9005512 | SecuBox Midi 23,6x22,5x12,5cm | transparent "protection gloves, long" |  | 201 | 1 | 1 | 33.5
9005513 | SecuBox Midi 23,6x22,5x12,5cm | blue "hair protection" |  | 201 | 1 | 1 | 28.78
9005514 | SecuBox Midi 23,6x22,5x12,5cm | transparent "hair protection" |  | 201 | 1 | 1 | 33.5
9005515 | SecuBox Midi 23,6x22,5x12,5cm | blue "protectve overall" |  | 201 | 1 | 1 | 28.78
9005516 | SecuBox Midi 23,6x22,5x12,5cm | transparent "protective overall" |  | 201 | 1 | 1 | 33.5
9005531 | Insert/interior life | for SecoBox Midi |  | 201 | 1 | 1 | 29.32
9005541 | Secu Box Maxi 23,6x31,5x20cm | blue "helmet" |  | 201 | 1 | 1 | 38.1
9005542 | Secu Box Maxi 23,6x31,5x20cm | blue "helmet and eye protection" |  | 201 | 1 | 1 | 38.1
9005543 | Secu Box Maxi 23,6x31,5x20cm | blue "helmed and ear protection" |  | 201 | 1 | 1 | 38.1
9005544 | Secu Box Maxi 23,6x31,5x20cm | blue "eye and ear protection" |  | 201 | 1 | 1 | 38.1
9005545 | Secu-Box Maxi | blue "mouth protection" |  | 201 | 1 | 1 | 38.1
9005546 | Secu Box Maxi 23,6x31,5x20cm | blue "helmet or full face mask" |  | 201 | 1 | 1 | 38.1
9005547 | Secu Box Maxi 23,6x31,5x20cm | blue "face shield" |  | 201 | 1 | 1 | 38.1
9005549 | Secu Box Maxi12, 23,6x31,5x20,0cm | blue "eye protection" | for 12 visitors safety spectacles | 201 | 1 | 1 | 110.15
9005555 | Full mask BRK 820 | without filters | ***Export control*** | 200 | 1 | 1 | 124.61
9005558 | Screw-type filters,gas filter 66 A | Protection class : A2 |  | 200 | 1 | 1 | 20.98
9005559 | Screw-type filters,gas filter 66 B | Protection class : B2 |  | 200 | 1 | 1 | 18.95
9005561 | Screw-type filters,gas filter 66 K | Protection class : K2 |  | 200 | 1 | 1 | 18.95
9005563 | Screw-type filters,gas filter 66 ABEK | Protection class : A2-B2-E2-K1 |  | 200 | 1 | 1 | 19.25
9005565 | Screw-type filters,combination filter 80 ASt | Protection class: A2-P2 R D |  | 200 | 1 | 1 | 26.3
9005566 | Screw-type filters,combination filter 80 BSt | Protection class: B2-P2 R D |  | 200 | 1 | 1 | 26.45
9005570 | Screw-type filters,combination filter 86 ABEKSt | Protection class: A2-B2-E2-K2-P3 R D |  | 200 | 1 | 1 | 35.85
9005575 | Half mask 620 S,without filters |  |  | 197 | 1 | 1 | 72.73
9005577 | Plug-in filters,Prefilters 35/70 | pack of 20 |  | 197 | 1 | 1 | 7.76
9005580 | Plug-in filters,gas filter 19 A | Protection class : A1 |  | 197 | 1 | 1 | 7.73
9005581 | Plug-in filters,gas filter 19 B | Protection class : B1 |  | 197 | 1 | 1 | 9.9
9005585 | Plug-in filtersparticle filter 25 P 3 | Protection class : P3 |  | 197 | 1 | 1 | 7.73
9005586 | Plug-in filtersfilter mount 5570/35 | or filters 19A,19B,25P3 |  | 197 | 1 | 1 | 8.54
9005587 | Plug-in filters,filter mount 5570/70 | for filters 34 ABEK |  | 197 | 1 | 1 | 9.07
9005590 | Half mask, without filter |  |  | 198 | 1 | 1 | 29.8
9005592 | Filters 203, protection class: A2 | pack of 4 |  | 198 | 1 | 1 | 31.29
9005593 | Filters 203, protection class: P3R | pack of 4 |  | 198 | 1 | 1 | 31.59
9005594 | Filters 203, protection class: A1-B1-E1-K1 | pack of 4 |  | 198 | 1 | 1 | 39.96
9005595 | Filters 205, protection class: A2-P3 | pack of 4 |  | 198 | 1 | 1 | 47.02
9005596 | Filters 205, protection class: A1-B1-E1-K1-P3 | pack of 4 |  | 198 | 1 | 1 | 54.07
9005617 | Combination filter X-plore® Bajonett | A1B1E1K1Hg-P3, pack of 2 |  | 197 | 1 | 1 | 24.87
9005670 | Breath protection masks series Aura 9300+ | FFP1 NR D, pack of 20 |  | 195 | 1 | 1 | See Cope Price List SA842-20
9005671 | Breath protecting mask series Aura 9312+ | FFP1 NR D, with Cool Flow exhaust valve, | pack of 10 | 195 | 1 | 1 | See Cope Price List SA842-30
9005672 | Breath protecting mask series Aura 9320+ | FFP2 NR D, pack of 20 |  | 195 | 1 | 1 | See Cope Price List SA842-25
9005673 | Breath protecting mask series Aura 9322+ | FFP2 NR D, with Cool Flow exhaust valve, | pack of 10 | 195 | 1 | 1 | See Cope Price List SA842-35
9005674 | Breath protecting mask series Aura 9330+ | FFP3 NR D, pack of 20 |  | 195 | 1 | 1 | 133.62
9005675 | Breath protecting mask series Aura 9332+ | FFP3 NR D, with Cool Flow exhaust valve, | pack of 10 | 195 | 1 | 1 | See Cope Price List SA842-40
9005681 | Breath protecting mas series Aura 1883+ | FFP3 NR D, 2-way-breath protection, pack of 8 |  | 195 | 1 | 1 | 74.85
9005695 | Respirator mask ClassicLine | FFP1, filter class P1, | without exhalation filter, pack of 10 | 194 | 1 | 1 | 9.37
9005696 | Respirator mask ClassicLine | FFP2, filter class P2, | without exhalation filter, pack of 10 | 194 | 1 | 1 | 11.76
9005697 | Respirator mask ClassicLine | FFP1, filter class P1, | with exhalation filter, pack of 10 | 194 | 1 | 1 | 12.04
9005698 | Respirator mask ClassicLine | FFP2, filter class P2, | with exhalation filter, pack of 10 | 194 | 1 | 1 | 14.1
9005699 | Respirator mask ClassicLine | FFP3, filter class P3, | with exhalation filter, pack of 10 | 194 | 1 | 1 | 22.71
9005731 | Breath protection mask ClassicLine | FFP1, folding mask, | w/o exhaust valve, pack of 10 | 194 | 1 | 1 | 8.82
9005732 | Breath protection mask ClassicLine | FFP2, folding mask, | w/o exhaust valve, pack of 10 | 194 | 1 | 1 | 10.35
9005733 | Breath protection mask ClassicLine | FFP1, folding mask, | with exhaust valve, pack of 10 | 194 | 1 | 1 | 11.76
9005750 | Breath protecting mask silv-Air classic 2100 | FFP 1, w/o valve, white, pack of 20 |  | 195 | 1 | 1 | 28.48
9005751 | Breath protecting mask silv-Air classic 2110 | FFP 1, with valve, white, pack of 15 |  | 195 | 1 | 1 | 32.58
9005752 | Breath protecting mask silv-Air classic 2200 | FFP 2, w/o valve, white, pack of 20 |  | 195 | 1 | 1 | 34.46
9005753 | Breath protecting mask silv-Air classic 2210 | FFP 2, with valve, white, pack of 15 |  | 195 | 1 | 1 | 34.84
9005754 | Breath protecting mask silv-Air classic 2220 | FFP 2, with valve and active carbon filter, | silver, pack of 15 | 195 | 1 | 1 | 51.7
9005755 | Breath protecting mask silv-Air classic 2310 | FFP 3, with valve, white, pack of 15 |  | 195 | 1 | 1 | 80.93
9005993 | Disposable gloves size XS (5-6) | Sempercare® nitrile aloe, Nitrile, | lavender-blue,powder-free,non-sterile, pack of 200 | 213 | 1 | 1 | 15.84
9005994 | Disposable gloves size S (6-7) | Sempercare® nitrile aloe, Nitrile, | lavender-blue,powder-free,non-sterile, pack of 200 | 213 | 1 | 1 | 15.84
9005995 | Disposable gloves size M (7-8) | Sempercare® nitrile aloe, Nitrile, | lavender-blue,powder-free,non-sterile, pack of 200 | 213 | 1 | 1 | 15.84
9005996 | Disposable gloves size L (8-9) | Sempercare® nitrile aloe, Nitrile, | lavender-blue,powder-free,non-sterile, pack of 200 | 213 | 1 | 1 | 15.84
9005997 | Disposable gloves size XL (9-10) | Sempercare® nitrile aloe, Nitrile, | lavender-blue,powder-free,non-sterile, pack of 180 | 213 | 1 | 1 | 15.84
9006000 | LLG-Protection Lenses "Evolution+" | black/green frame, smoke FM lenses, | 2C-3/5-3.1 U 1 FT N CE, | 184 | 1 | 1 | 11.56
9006001 | LLG-Protection spectacle "Classic" | blue frame, clear lenses, | 2C-1.2 U 1 F CE, anti-scratch | 184 | 1 | 1 | 3.95
9006002 | LLG-Protection spectacles "Basic" | clear frame, clear lenses, | uncoated, 2-1.2 U 1 F CE, pack of 10 | 184 | 1 | 1 | 23.88
9006007 | LLG-Protection spectacle "Lady" | white-green frame, clear lenses, | 2C-1.2 U 1 FT KN CE, anti-scratch | 185 | 1 | 1 | 11.33
9006008 | LLG-Protection spectacle "Lady" | white-pink frame, clear lenses, | 2C-1.2 U 1 FT KN CE, anti-scratch | 185 | 1 | 1 | 11.33
9006009 | LLG-Protection spectacle "Lady" | black-green frame, clear lenses, | 2C-1.2 U 1 FT CE, anti-scratch | 185 | 1 | 1 | 10.02
9006010 | LLG-Protection spectacles "Evolution" | black/green frame, clear lenses, | 2C-1.2 U 1 FT CE, scratch-proof, anti-fog | 184 | 1 | 1 | 9.67
9006011 | LLG-Protection spectacles "Classic light" | light blue, clear lenses, | scratch-proof, fog resistant | 184 | 1 | 1 | 8.36
9006012 | LLG-Protection spectacles "blue" | blue/silver, clear lenses, | scratch-proof | 184 | 1 | 1 | 10.1
9006020 | Bail spectacles i-3 9190 | colour: anthracite/olive, lenses: PC colourless | optidur NCH | 187 | 1 | 1 | 21.76
9006120 | Protection glasses 2720 | AS/AF/UV, lenses: PC clear |  | 185 | 1 | 1 | #N/A
9006127 | Protection spectacle SecureFit | AS/AF, UV, lenses: PC clear |  | 185 | 1 | 1 | 8.99
9006128 | Protection spectacle SecureFit | AS, UV, lenses: PC clear |  | 185 | 1 | 1 | 7.56
9006129 | Protection spectacles SecureFit | AS/AF, UV, lenses: PC grey |  | 185 | 1 | 1 | 9.29
9006130 | Protection spectacles SecureFit | AS/AF, UV, lenses: PC yellow |  | 185 | 1 | 1 | 9.29
9006131 | Ribbon for spectacles | Nylon, black |  | 190 | 1 | 1 | 1.21
9006306 | DermaShield®, size 6 | Neopren glove, powderfree, | 310 mm, green, per pair | 217 | 1 | 1 | 5.24
9006307 | DermaShield®, size 7½ | Neopren glove, powderfree, | 310 mm, green, per pair | 217 | 1 | 1 | 5.24
9006308 | DermaShield®, size 8½ | Neopren glove, powderfree, | 310 mm, green, per pair | 217 | 1 | 1 | 5.24
9006371 | LLG-Disposable gloves, ERGO, Nitrile, size S | blue, fingers textured, | powder free, 240mm, pack of 200 | 207 | 1 | 1 | See Cope Price List SA615-10
9006372 | LLG-Disposable gloves, ERGO, Nitrile, size M | blue, fingers textured, | powder free, 240mm, pack of 200 | 207 | 1 | 1 | See Cope Price List SA615-20
9006373 | LLG-Disposable gloves, ERGO, Nitrile, size L | blue, fingers textured, | powder free, 240mm, pack of 200 | 207 | 1 | 1 | See Cope Price List SA615-30
9006374 | LLG-Disposable gloves, ERGO, Nitrile, size XL | blue, fingers textured, | powder free, 240mm, pack of 180 | 207 | 1 | 1 | See Cope Price List SA615-40
9006375 | LLG-Disposable gloves, Standard, Nitrile, size S | blue, textured, | powder free, 240mm, pack of 100 | 207 | 1 | 1 | See Cope Price List SA617-10
9006376 | LLG-Disposable gloves, Standard, Nitrile, size M | blue, textured, | powder free, 240mm, pack of 100 | 207 | 1 | 1 | See Cope Price List SA617-20
9006377 | LLG-Disposable gloves, Standard, Nitrile, size L | blue, textured, | powder free, 240mm, pack of 100 | 207 | 1 | 1 | See Cope Price List SA617-30
9006378 | LLG-Disposable gloves, Standard, Nitrile, size XL | blue, textured, | powder free, 240mm, pack of 90 | 207 | 1 | 1 | See Cope Price List SA617-40
9006379 | LLG-Disposable gloves, Strong, Nitrile, size S | blue, textured, | powder free, 240mm, pack of 100 | 208 | 1 | 1 | See Cope Price List SA619-10
9006380 | LLG-Disposable gloves, Strong, Nitrile, size M | blue, textured, | powder free, 240mm, pack of 100 | 208 | 1 | 1 | See Cope Price List SA619-20
9006381 | LLG-Disposable gloves, Strong, Nitrile, size L | blue, textured, | powder free, 240mm, pack of 100 | 208 | 1 | 1 | See Cope Price List SA619-30
9006382 | LLG-Disposable gloves, Strong, Nitrile, size XL | blue, textured, | powder free, 240mm, pack of 90 | 208 | 1 | 1 | See Cope Price List SA619-40
9006891 | Arm protector HSA042KV | length ca.420mm, with elastic, | aramid netting, JT600KV, with nettle chuck | 225 | 1 | 1 | 82.91
9006892 | Fist glove H111B140 | up to 500°C, aramid netting with | special insulation, length ca.400mm | 225 | 1 | 1 | 46.6
9006893 | 5 finger glove H115B140 | up to 500°C, aramid netting with | special insulation, length ca.400mm, 1 pair | 224 | 1 | 1 | 61.92
9006902 | Fire blanket 1800x1600mm | glass fiber fabric | DIN EN 1869 | 242 | 1 | 1 | 37.57
9006903 | Fire blanket container | steel, red, with screenprint, | 300x200x240 mm | 242 | 1 | 1 | 41.35
9010012 | Culture tubes,DURAN®,with screw cap,100x12 mm | pack of 50 |  | 1257 | 1 | 1 | 175.34
9010013 | Culture tubes 13x100mm | with thread and cap, DURAN | pack of 50 | 1257 | 1 | 1 | 175.34
9010014 | Culture tubes 16x150mm | with thread and cap, DURAN | pack of 50 | 1257 | 1 | 1 | 175.34
9010016 | Culture tubes,DURAN®,with screw cap,160x16 mm | pack of 50 |  | 1257 | 1 | 1 | 209.1
9010018 | Culture tubes 18X180mm | pack of 50 with thread and screw cap |  | 1257 | 1 | 1 | 228.03
9010019 | Culture tubes 20x150mm | with thread and cap, DURAN | pack of 50 | 1257 | 1 | 1 | 238.13
9010032 | Culture tubes 12x100 mm, AR-glass | with PP screw cap, | pack of 100 | 1255 | 1 | 1 | Refer to Cope
9010036 | Culture tubes 16x100 mm, AR-glass | with PP screw cap, | pack of 100 | 1255 | 1 | 1 | Refer to Cope
9010037 | Culture tubes 16x160 mm, AR-glass | with PP screw cap, | pack of 100 | 1255 | 1 | 1 | Refer to Cope
9010039 | Culture tubes 18 x 180 mm | AR-glass, with even border | pack of 121 | 1255 | 1 | 1 | Refer to Cope
9010040 | Culture tubes 10 x 75 mm | AR-glass, with even border | pack of 250 | 1255 | 1 | 1 | Refer to Cope
9010041 | Culture tubes 12 x 75 mm | AR-glass, with even border | pack of 250 | 1255 | 1 | 1 | Refer to Cope
9010042 | Culture tubes 12 x 100 mm | AR-glass, with even border | pack of 250 | 1255 | 1 | 1 | Refer to Cope
9010043 | Culture tubes 16 x 100 mm | AR-glass, with even border | pack of 78 | 1255 | 1 | 1 | Refer to Cope
9010044 | Culture tubes 16 x 125 mm | AR-glass, with even border | pack of 105 | 1255 | 1 | 1 | Refer to Cope
9010045 | Culture tubes 16 x 160 mm | AR-glass, with even border | pack of 100 | 1255 | 1 | 1 | Refer to Cope
9010046 | Culture tubes,DURAN®,straight rim,for Kapsenberg | caps,160 x 16 mm,pack of 100 |  | 1257 | 1 | 1 | 95.65
9010048 | Culture tubes,DURAN®,straight rim,for Kapsenberg | caps,180x18 mm,pack of 100 |  | 1257 | 1 | 1 | 109.35
9010050 | Culture bottles,DURAN®,straight rim,for | Kapsenberg cap,cap.50 ml |  | 1250 | 1 | 1 | 18.01
9010060 | Culture bottles,DURAN®,straight rim,for | Kapsenberg cap,cap. 100 ml |  | 1250 | 1 | 1 | 20.12
9010070 | Culture bottles,DURAN®,straight rim,for | Kapsenberg cap,cap. 200 ml |  | 1250 | 1 | 1 | 25.36
9010080 | Erlenmeyer flasks,DURAN®,straight rim,for | Kapsenberg cap,cap. 100 ml |  | 1251 | 1 | 1 | 32.64
9010116 | Kapsenberg caps,Aluminum,for neck diam.16 mm |  |  | 1250 | 1 | 1 | 5.69
9010118 | Kapsenberg caps,Aluminum,for neck diam.18 mm |  |  | 1250 | 1 | 1 | 5.69
9010120 | Culture flask "Biogen" 100 ml | erlenmeyer shape, three baffles, straight neck for | metal caps,flask d.64mm,height 112mm,neck d.38mm | 1252 | 1 | 1 | 31.59
9010121 | Culture flask "Biogen" 250 ml | erlenmeyer shape, three baffles, straight neck for | metal caps,flask d.85mm,height 145mm,neck d.38mm | 1252 | 1 | 1 | 35.93
9010122 | Culture flask "Biogen" 500 ml | erlenmeyer shape, three baffles, straight neck for | metal caps,flask d.105mm,height 183mm,neck d.38mm | 1252 | 1 | 1 | 38.31
9010123 | Culture flask "Biogen" 1000 ml | erlenmeyer shape, three baffles, straight neck for | metal caps,flask d.131mm,height 232mm,neck d.38mm | 1252 | 1 | 1 | 49.18
9010125 | Culture flask "Biogen" 250 ml | erlenmeyer shape, three baffles, neck with rim, | flask dia. 85 mm, height 140 mm, neck dia. 34 mm | 1252 | 1 | 1 | 34.82
9010126 | Culture flask "Biogen" 300 ml | erlenmeyer shape, three baffles, neck with rim, | flask dia. 87 mm, height 156 mm, neck dia. 34 mm | 1252 | 1 | 1 | 34.82
9010127 | Culture flask "Biogen" 500 ml | erlenmeyer shape, three baffles, neck with rim, | flask dia. 105 mm, height 175 mm, neck dia. 34 mm | 1252 | 1 | 1 | 37.15
9010128 | Culture flask "Biogen" 1000 ml | erlenmeyer shape, three baffles, neck with rim, | flask dia. 131 mm, height 220 mm, neck dia. 42 mm | 1252 | 1 | 1 | 47.88
9010130 | Culture media bottle 300 ml | with straight neck, neck dia. 31 mm | for glass caps, DURAN® | 1250 | 1 | 1 | 24.73
9010135 | Culture media bottle 500 ml | with straight neck, neck dia. 46 mm | for glass caps, DURAN® | 1250 | 1 | 1 | 30.94
9010140 | Culture media bottle 1000 ml | with straight neck, neck dia. 46 mm | for glass caps, DURAN® | 1250 | 1 | 1 | 41.68
9010150 | Culture media bottle 100 ml | with straight neck, neck dia. 38 mm | for metal caps, DURAN® | 1250 | 1 | 1 | 37.8
9010151 | Culture media bottle 300 ml | with straight neck, neck dia. 38 mm | for metal caps, DURAN® | 1250 | 1 | 1 | 41.45
9010152 | Culture media bottle 500 ml | with straight neck, neck dia. 38 mm | for metal caps, DURAN® | 1250 | 1 | 1 | 48.65
9010153 | Culture media bottle 1000 ml | with straight neck, neck dia. 38 mm | for metal caps, DURAN® | 1250 | 1 | 1 | 62.76
9010180 | Glass caps,DURAN®,for neck diam. 31 mm |  |  | 1250 | 1 | 1 | 17.78
9010185 | Glass caps,DURAN®,for neck diam. 46 mm |  |  | 1250 | 1 | 1 | 22.19
9010224 | Nutrient media bottles,DURAN®,with beaded rim, | cap. 100 ml |  | 1251 | 1 | 1 | 21.76
9010239 | Nutrient media bottles,DURAN®,with beaded rim, | cap. 300 ml |  | 1251 | 1 | 1 | 24.1
9010244 | Nutrient media bottles,DURAN®,with beaded rim, | cap. 500 ml |  | 1251 | 1 | 1 | 30.46
9010254 | Nutrient media bottles,DURAN®,with beaded rim, | cap. 1000 ml |  | 1251 | 1 | 1 | 37.61
9010266 | Nutrient media bottles,DURAN®,with beaded rim, | cap. 2500 ml |  | 1251 | 1 | 1 | 74.3
9010273 | Nutrient media bottles,DURAN®,with beaded rim, | cap. 5000 ml |  | 1251 | 1 | 1 | 120.25
9010472 | Culture flasks,DURAN®,Erlenmeyer shape, | cap. 100 ml,straight neck diam. 38 mm |  | 1251 | 1 | 1 | 21.74
9010473 | Culture flasks,DURAN®,Erlenmeyer shape, | cap. 200 ml,straight neck diam. 38 mm |  | 1251 | 1 | 1 | 23.4
9010474 | Culture flasks,DURAN®,Erlenmeyer shape, | cap. 250 ml,straight neck diam. 38 mm |  | 1251 | 1 | 1 | 23.85
9010475 | Culture flasks,DURAN®,Erlenmeyer shape, | cap. 300 ml,straight neck diam. 38 mm |  | 1251 | 1 | 1 | 11.84
9010476 | Culture flasks,DURAN®,Erlenmeyer shape, | cap. 500 ml,straight neck diam. 38 mm |  | 1251 | 1 | 1 | 14.84
9010477 | Culture flasks,DURAN®,Erlenmeyer shape, | cap. 1000 ml, straight neck diam. 38 mm |  | 1251 | 1 | 1 | 25.92
9010478 | Culture flasks,DURAN®,Erlenmeyer shape, | cap. 2000 ml,straight neck diam.38 mm |  | 1251 | 1 | 1 | 31.53
9010481 | Metal caps,for culture flasks and media bottles | stainless steel,for neck diam. 38 mm |  | 1257 | 1 | 1 | 18.41
9010482 | Metal caps,for culture flasks and media bottles, | Aluminium,for neck diam. 38 mm |  | 1257 | 1 | 1 | 6.55
9010512 | Culture flask,DURAN®,Roux,conical neck,excentric, | cap. 1200 ml |  | 1251 | 1 | 1 | 48.51
9010601 | Culture bottles with plastic screw cap, | cap. 30 ml,27 x 75 mm height,pack of 100 |  | 27 | 1 | 1 | 130.23
9010602 | Culture bottles with aluminium screw cap, | cap. 5 ml,14 x 50 mm height,pack of 100 |  | 27 | 1 | 1 | 155.8
9010603 | Culture bottles with plastic screw cap, | cap. 5 ml,14 x 50 mm height,pack of 100 |  | 27 | 1 | 1 | 97.6
9010605 | Storage case from wood | for 100 culture tubes 50x14 mm |  | 27 | 1 | 1 | 98.57
9010606 | Storage case "Box" from PP | for 49 culture tubes 50x14 mm | black, with snap-on lid, stackable | 27 | 1 | 1 | 61.39
9010608 | Culture bottles with aluminium screw cap, | cap. 3 ml,12 x 35 mm height,pack of 100 |  | 27 | 1 | 1 | 62.48
9010609 | Storage case from Polystyrene | for 50 culture tubes 35x12 mm, | transparent | 27 | 1 | 1 | 3.63
9010610 | Culture bottles with plastic screw cap, | cap. 15 ml,27 x 45 mm height,pack of 100 |  | 27 | 1 | 1 | 110.22
9010611 | Culture bottles with plastic screw cap, | cap. 20 ml,27 x 50 mm height,pack of 100 |  | 27 | 1 | 1 | 123.42
9010612 | Test tubes with aluminium screw cap,boro-glass | cap. 15 ml,16x98 mm,pack of 100 |  | 26 | 1 | 1 | 177.96
9010613 | Test tubes with plastic screw cap,boro-glass, | cap. 15 ml,16 x 98 mm, pack of 100 |  | 26 | 1 | 1 | 125.84
9010614 | Storage case from polypropylene | for 50 culture tubes 35x12 mm, | whitely, autoclavable | 27 | 1 | 1 | 10
9010620 | Test tubes with plastic screw cap,boro-glass, | cap. 50 ml,25 x 150 mm,pack of 100 |  | 26 | 1 | 1 | 229.31
9010632 | Mini Icepan Magic Touch 2, 1.0 ltr. | with lid, blue, | 13.5 x 18.3 x 18.3 cm (HxWxL) | 731 | 1 | 1 | 71.59
9010633 | Mini Icepan Magic Touch 2, 1.0 ltr. | with lid, red, | 13.5 x 18.3 x 18.3 cm (HxWxL) | 731 | 1 | 1 | 74.39
9010634 | Icepan Magic Touch 2, 2.5 ltr. | with lid, blue, | height 17.9 x Ø 26.8 cm | 731 | 1 | 1 | 101.75
9010635 | Icepan Magic Touch 2, 2.5 ltr. | with lid, red, | height 17.9 x Ø 26.8 cm | 731 | 1 | 1 | 104.93
9010636 | Icepan Magic Touch 2, 4.0 ltr. | with lid, blue, no dan. goods | height 22.7 x Ø 26.8 cm | 731 | 1 | 1 | 106.45
9010637 | Icepan Magic Touch 2, 4.0 ltr. | with lid, red, | height 22.7 x Ø 26.8 cm | 731 | 1 | 1 | 106.45
9010638 | Midi Icepan Magic Touch 2, 4.0 ltr. | with lid, blue, | 21.8 x 22.9 x 30.4 cm (HxWxL) | 731 | 1 | 1 | 106.45
9010639 | Midi Icepan Magic Touch 2, 4.0 ltr. | with lid, red, | 21.8 x 22.9 x 30.4 cm (HxWxL) | 731 | 1 | 1 | 106.45
9010640 | Maxi Icepan Magic Touch 2, 9.0 ltr. | without lid, blue, | 20.0 x 30.3 x 42.0 cm (HxWxL) | 731 | 1 | 1 | 117.81
9010641 | Maxi Icepan Magic Touch 2, 9.0 ltr. | without lid, red, | 20.0 x 30.3 x 42.0 cm (HxWxL) | 731 | 1 | 1 | 117.81
9010691 | Cool container True North® | 4 ltr., bucket, onyx, | 181x234 mm, with spout and lid | 730 | 1 | 1 | 88.55
9010692 | Cool container True North® | 1 ltr., emerald green, | with spout and lid, 267x195.5x114 mm | 730 | 1 | 1 | 63.95
9010693 | Cool container True North® | 4 ltr., arctic blue, | with spout and lid, 381x254x182 mm | 730 | 1 | 1 | 102.8
9010694 | Cool container True North® | 9 ltr., ruby red, | with spout and lid, 521x292x163 mm | 730 | 1 | 1 | 124.31
9010770 | Silicone insert R | for pipette container |  | 861 | 1 | 1 | 5.64
9010781 | Pipette box square 210 x 70 x 70 mm | 18/10 steel |  | 861 | 1 | 1 | 113.4
9010782 | Pipette box square, 290 x 70 x 70 mm | 18/10 steel |  | 861 | 1 | 1 | 120.25
9010783 | Pipette box square, 340 x 70 x 70 mm | 18/10 steel |  | 861 | 1 | 1 | 137.9
9010784 | Pipette box square, 430 x 70 x 70 mm | 18/10 steel |  | 861 | 1 | 1 | 146.67
9010793 | Pipette box, round, 450 x 65 mm | 18/8 steel |  | 861 | 1 | 1 | 111.07
9010794 | Pipette box, round, 380 x 80 mm | 18/8 steel |  | 861 | 1 | 1 | 103.1
9010795 | Pipette box, round, 500 x 80 mm | 18/8 steel |  | 861 | 1 | 1 | 116.77
9010800 | Variable pipet containers,aluminium, | 280-420 mm x 60 mm diam., |  | 861 | 1 | 1 | 27.87
9010801 | Variable pipet containers,aluminium | 145-235 mm x 60 mm diam., |  | 861 | 1 | 1 | 23.35
9011009 | Carboys,PE-HD,cap. 5 ltrs,with handle, | without base thread |  | 54 | 1 | 1 | 26.22
9011010 | Carboys,PE-HD,cap. 10 ltrs,with handle, | without base thread |  | 54 | 1 | 1 | 31.9
9011025 | Carboys,PE-HD,cap. 25 ltrs,with handle, | without base thread |  | 54 | 1 | 1 | 80.58
9011060 | Carboys,PE-HD,cap. 60 ltrs,with handle, | without base thread |  | 54 | 1 | 1 | 123.64
9011069 | Carboys,PE-HD,cap. 5 ltrs,with handle, | with base thread |  | 54 | 1 | 1 | 32.76
9011071 | Carboys,PE-HD,cap. 10 ltrs,with handle, | with base thread |  | 54 | 1 | 1 | 31.9
9011072 | Carboys,PE-HD,cap. 25 ltrs,with handle, | with base thread |  | 54 | 1 | 1 | 64.46
9011076 | Carboys,PE-HD,cap. 60 ltrs,with handle, | with base thread |  | 54 | 1 | 1 | 109.65
9011078 | Adapter, LDPE, blue | with seal 6.303 821 | for barrel stopcock 9.139 997 | 54 | 1 | 1 | 7.33
9011102 | Carboys,PP,cap. 10 ltrs |  |  | 55 | 1 | 1 | Refer to Cope
9011103 | Carboys,PP,cap. 20 ltrs |  |  | 55 | 1 | 1 | See Cope Price List BR914-20
9011104 | Carboys,PP,cap. 50 ltrs |  |  | 55 | 1 | 1 | See Cope Price List BR914-40
9011170 | Closure for stopcock opening | with sealing 6.303 821 |  | 54 | 1 | 1 | 8.24
9011181 | Stopcock, plastic, blau |  |  | 54 | 1 | 1 | 17.58
9011316 | Sleeves, disposable NS 7/16, PTFE |  |  | 611 | 1 | 1 | Refer to Cope
9011317 | Sleeves, disposable, NS 10/19, PTFE |  |  | 611 | 1 | 1 | Refer to Cope
9011318 | Disposable sleeves for NS 12/21,PTFE |  |  | 611 | 1 | 1 | Refer to Cope
9011319 | Disposable sleeves for NS 14/23,PTFE |  |  | 611 | 1 | 1 | Refer to Cope
9011320 | Disposable sleeves for NS 19/26,PTFE |  |  | 611 | 1 | 1 | Refer to Cope
9011321 | Disposable sleeves for NS 24/29,PTFE |  |  | 611 | 1 | 1 | Refer to Cope
9011322 | Disposable sleeves for NS 29/32,PTFE |  |  | 611 | 1 | 1 | Refer to Cope
9011323 | Sleeves, disposable, NS 34/35, PTFE |  |  | 611 | 1 | 1 | Refer to Cope
9011324 | Disposable sleeves for NS 45/40,PTFE |  |  | 611 | 1 | 1 | Refer to Cope
9011325 | Sleeves, disposable, NS 50/42, PTFE |  |  | 611 | 1 | 1 | Refer to Cope
9011326 | Sleeves, disposable, NS 55/44, PTFE |  |  | 611 | 1 | 1 | Refer to Cope
9011327 | Disposable sleeves for NS 60/46,PTFE |  |  | 611 | 1 | 1 | Refer to Cope
9011330 | Disposable sleeves for NS 40/38,PTFE,pack of 10 |  |  | 611 | 1 | 1 | Refer to Cope
9011400 | Ground joint clamps NS 10 | for conical joints, pack of 5 | type Clipox® NS | 610 | 1 | 1 | 15.59
9011401 | Ground joint clamps NS 12 | for conical joints, pack of 5 | type Clipox® NS | 610 | 1 | 1 | 16.27
9011402 | Ground joint clamps NS 14 | for conical joints, pack of 5 | type Clipox® NS | 610 | 1 | 1 | 17.66
9011403 | Ground joint clamps NS 19 | for conical joints, pack of 5 | type Clipox® NS | 610 | 1 | 1 | 18.36
9011404 | Ground joint clamps NS 24 | for conical joints, pack of 5 | type Clipox® NS | 610 | 1 | 1 | 19.04
9011405 | Ground joint clamps NS 29 | for conical joints, pack of 5 | type Clipox® NS | 610 | 1 | 1 | 20.43
9011406 | Ground joint clamps NS 34 | for conical joints, pack of 5 | type Clipox® NS | 610 | 1 | 1 | 21.81
9011407 | Ground joint clamps NS 40 | for conical joints, pack of 5 | type Clipox® NS | 610 | 1 | 1 | 24.58
9011408 | Ground joint clamps NS 45 | for conical joints, pakc of 5 | type Clipox® NS | 610 | 1 | 1 | 21.64
9011409 | Ground joint clamps NS 60 | for conical joints, pack of 5 | type Clipox® NS | 610 | 1 | 1 | 22.79
9011504 | Cones, NS 12/21 |  |  | 613 | 1 | 1 | 2.92
9011505 | Cones, NS 14/23 |  |  | 613 | 1 | 1 | 2.12
9011506 | Cones, NS 19/26 |  |  | 613 | 1 | 1 | 2.59
9011508 | Cones, NS 29/32 |  |  | 613 | 1 | 1 | 3.32
9011510 | Cones, NS 45/40 |  |  | 613 | 1 | 1 | 8.19
9011521 | Sockets, NS 5/13 |  |  | 613 | 1 | 1 | 5.42
9011525 | Sockets, NS 14/23 |  |  | 613 | 1 | 1 | 2.22
9011526 | Sockets, NS 19/26 |  |  | 613 | 1 | 1 | 2.49
9011528 | Sockets, NS 29/32 |  |  | 613 | 1 | 1 | 3.35
9011530 | Sockets, NS 45/40 |  |  | 613 | 1 | 1 | 9.32
9011532 | Sockets, NS 71/51 |  |  | 613 | 1 | 1 | 52.64
9011533 | Sockets, NS 85/55 |  |  | 613 | 1 | 1 | 83.2
9011545 | Cones with Cone Tip, NS 14/23 |  |  | 613 | 1 | 1 | 2.19
9011548 | Cones with Cone Tip, NS 29/32 |  |  | 613 | 1 | 1 | 3.5
9011603 | Socket Members, Inch Range, KS 13/5 |  |  | 613 | 1 | 1 | 7.35
9011605 | Socket Members, Inch Range, KS 19 |  |  | 613 | 1 | 1 | 7.81
9011609 | Socket Members, Inch Range, KS 29 |  |  | 613 | 1 | 1 | 8.74
9011613 | Socket Members, Inch Range, KS 35 |  |  | 613 | 1 | 1 | 10.98
9011623 | Ball Members, Inch Range, KS 13/5 |  |  | 613 | 1 | 1 | 7.58
9011625 | Ball Members, Inch Range, KS 19 |  |  | 613 | 1 | 1 | 7.83
9011629 | Ball Members, Inch Range, KS 29 |  |  | 613 | 1 | 1 | 9.92
9011630 | Ball Members, Inch Range, KS 35 |  |  | 613 | 1 | 1 | 11.16
9011642 | Joint sleeves,PTFE,for NS 14/23 |  |  | 611 | 1 | 1 | 5.39
9011643 | Joint sleeves,PTFE,for NS 19/26 |  |  | 611 | 1 | 1 | 5.49
9011644 | Joint sleeves,PTFE,for NS 24/29 |  |  | 611 | 1 | 1 | 8.59
9011645 | Joint sleeves,PTFE,for NS 29/32 |  |  | 611 | 1 | 1 | 5.69
9011647 | Joint sleeves,PTFE,for NS 45/40 |  |  | 611 | 1 | 1 | 20.49
9011653 | Joint sleeves,PTFE,for NS 12/21 |  |  | 611 | 1 | 1 | 5.67
9011655 | Joint sleeves,PTFE,for NS 14/23 |  |  | 611 | 1 | 1 | 1.51
9011656 | Joint sleeves,PTFE,for NS 19/26 |  |  | 611 | 1 | 1 | 1.84
9011657 | Joint sleeves,PTFE,for NS 24/29 |  |  | 611 | 1 | 1 | 2.92
9011658 | Joint sleeves,PTFE,for NS 29/32 |  |  | 611 | 1 | 1 | 2.57
9011660 | Joint sleeves,PTFE,for NS 45/40 |  |  | 611 | 1 | 1 | 6.3
9011663 | Sealing rings for jointed glassware | PTFE, NS 10, pack of 50 |  | 610 | 1 | 1 | 26.24
9011664 | Sealing rings for jointed glassware | PTFE, NS 14, pack of 50 |  | 610 | 1 | 1 | See Cope Price List QZZ27/14
9011665 | Sealing rings for jointed glassware | PTFE, NS 19, pack of 50 |  | 610 | 1 | 1 | See Cope Price List QZZ27/19
9011666 | Sealing rings for jointed glassware | PTFE, NS 24, pack of 50 |  | 610 | 1 | 1 | See Cope Price List QZZ27/29
9011667 | Sealing rings for jointed glassware | PTFE, NS 29, pack of 50 |  | 610 | 1 | 1 | See Cope Price List QZZ27/29
9011668 | Sealing rings for jointed glassware | PTFE, NS 45, pack of 50 |  | 610 | 1 | 1 | See Cope Price List QZZ27/45
9011675 | Forked clamp,chrome-nickel steel,with fixing screw | for NS 14/23 |  | 610 | 1 | 1 | 26.02
9011676 | Forked clamp,chrome-nickel steel,with fixing screw | for NS 19/26 |  | 610 | 1 | 1 | 26.98
9011677 | Forked clamp,chrome-nickel steel,with fixing screw | for NS 24/29 |  | 610 | 1 | 1 | 29.17
9011678 | Forked clamp,chrome-nickel steel,with fixing screw | for NS 29/32 |  | 610 | 1 | 1 | 29.17
9011680 | Forked clamp,chrome-nickel steel,with fixing screw | for NS 45/40 |  | 610 | 1 | 1 | 27.33
9011685 | Forked clamp,chrome-nickel steel,w/o.fixing screw | for NS 14/23 |  | 610 | 1 | 1 | 18.01
9011686 | Forked clamp,chrome-nickel steel,w/o.fixing screw | for NS 19/26 |  | 610 | 1 | 1 | 18.97
9011687 | Forked clamp,chrome-nickel steel,w/o.fixing screw | for NS 24/29 |  | 610 | 1 | 1 | 21.16
9011688 | Forked clamp,chrome-nickel steel,w/o.fixing screw | for NS 29/32 |  | 610 | 1 | 1 | 21.16
9011690 | Forked clamp,chrome-nickel steel,w/o.fixing screw | for NS 45/40 |  | 610 | 1 | 1 | 24.78
9011693 | Fork Clamps for Spherical Joints , KS 13 |  |  | 624 | 1 | 1 | 14.63
9011694 | Fork Clamps for Spherical Joints , KS 19 |  |  | 624 | 1 | 1 | 15.31
9011695 | Fork Clamps for Spherical Joints , KS 29 |  |  | 624 | 1 | 1 | 17.43
9011696 | Fork Clamps for Spherical Joints , KS 40/41 |  |  | 624 | 1 | 1 | 25.24
9011697 | Fork Clamps for Spherical Joints , KS 65 |  |  | 624 | 1 | 1 | 57.09
9011698 | Fork Clamps for Spherical Joints , KS 35 |  |  | 624 | 1 | 1 | 22.74
9011703 | Wire clips,chrome-nickel steel,for NS 10/19 |  |  | 610 | 1 | 1 | 3.12
9011704 | Wire clips,chrome-nickel steel,for NS 12/21 |  |  | 610 | 1 | 1 | 3.12
9011705 | Wire clips,chrome-nickel steel,for NS 14/23 |  |  | 610 | 1 | 1 | 3.12
9011706 | Wire clips,chrome-nickel steel,for NS 19/26 |  |  | 610 | 1 | 1 | 3.12
9011707 | Wire clips,chrome-nickel steel,for NS 24/29 |  |  | 610 | 1 | 1 | 3.73
9011708 | Wire clips,chrome-nickel steel,for NS 29/32 |  |  | 610 | 1 | 1 | 3.9
9011710 | Wire clips,chrome-nickel steel,for NS 45/40 |  |  | 610 | 1 | 1 | 5.92
9011735 | Supporting ring DN 150 | Polyester, with support rod |  | 589 | 1 | 1 | 725.38
9011736 | Supporting ring DN 120 | Polyester, with support rod |  | 589 | 1 | 1 | 463.53
9011740 | Adapter reduction socket 14/32 | cone NS 29/32, boro 3.3 |  | 604 | 1 | 1 | 8.39
9011750 | Reduction and Expansion Adapters with Ground | Joint, Socket NS 29/32 Cone NS 14/23 |  | 604 | 1 | 1 | 11.79
9011755 | Reduction and Expansion Adapters with Ground | Joint, Socket NS 14/23 Cone NS 29/32 |  | 604 | 1 | 1 | 7.93
9011760 | Reduction and Expansion Adapters with Ground | Joint, Socket NS 45/40 Cone NS 29/32 |  | 604 | 1 | 1 | 21.56
9011765 | Reduction and Expansion Adapters with Ground | Joint, Socket NS 29/32 Cone NS 45/40 |  | 604 | 1 | 1 | 20.15
9011766 | Reduction and Expansion Adapters with Ground | Joint, Socket NS 19/26 Cone NS 14/23 |  | 604 | 1 | 1 | 9.55
9011767 | Reduction and Expansion Adapters with Ground | Joint, Socket NS 29/32 Cone NS 19/26 |  | 604 | 1 | 1 | 12.69
9011768 | Adapter, DURAN® | from NS cone NS 14/23 | to spherical joint socket S 19 | 606 | 1 | 1 | 29.7
9011769 | Adapter, DURAN® | from NS cone NS 29/32 | to spherical joint socket S 19 | 606 | 1 | 1 | 32.83
9011770 | Adapter, DURAN® | from NS cone NS 29/32 | to spherical joint ball S 35 | 606 | 1 | 1 | 30.27
9011771 | Adapter, DURAN® | from NS cone NS 29/32 | to spherical joint ball S 35 | 606 | 1 | 1 | 33.96
9011773 | Joint clips,POM,for NS 10 |  |  | 609 | 1 | 1 | 3.25
9011774 | Joint clips,POM,for NS 12 |  |  | 609 | 1 | 1 | 3.35
9011775 | Joint clips,POM,for NS 14 |  |  | 609 | 1 | 1 | 3.07
9011776 | Joint clips,POM,for NS 19 |  |  | 609 | 1 | 1 | 3.2
9011777 | Joint clips,POM,for NS 24 |  |  | 609 | 1 | 1 | 3.38
9011778 | Joint clips,POM,for NS 29 |  |  | 609 | 1 | 1 | 3.5
9011779 | Ground joint clips NS 34 |  |  | 609 | 1 | 1 | 4.03
9011780 | Ground joint clips NS 40 |  |  | 609 | 1 | 1 | 4.56
9011781 | Joint clips,POM,for NS 45 |  |  | 609 | 1 | 1 | 4.84
9011793 | Joint clips,POM,for NS 10 |  |  | 609 | 1 | 1 | 4.68
9011794 | Joint clips,POM,for S 19 |  |  | 609 | 1 | 1 | 4.94
9011795 | Joint clips,POM,for S 29 |  |  | 609 | 1 | 1 | 5.16
9011796 | KECK-Joint clips for S35, POM | orange |  | 609 | 1 | 1 | 5.44
9011801 | Round-bottom Flasks with Conical Joint, Cap. ml 10 | Socket NS 14/23 |  | 570 | 1 | 1 | 4.84
9011802 | Round-bottom Flasks with Conical Joint, Cap. ml 25 | Socket NS 14/23 |  | 570 | 1 | 1 | 5.26
9011805 | Round-bottom Flasks with Conical Joint, Cap. ml 50 | Socket NS 14/23 |  | 570 | 1 | 1 | 6.6
9011810 | Round-bottom Flasks with Conical Joint, Cap. ml | 100 Socket NS 14/23 |  | 570 | 1 | 1 | 7.76
9011815 | Round-bottom Flasks with Conical Joint, Cap. ml | 250 Socket NS 14/23 |  | 570 | 1 | 1 | 17.58
9011827 | Round-bottom Flasks with Conical Joint, Amber, | Cap. ml 100 Socket NS 29/32 |  | 571 | 1 | 1 | 37.13
9011828 | Round-bottom Flasks with Conical Joint, Amber, | Cap. ml 250 Socket NS 29/32 |  | 571 | 1 | 1 | 59.8
9011829 | Round-bottom Flasks with Conical Joint, Amber, | Cap. ml 500 Socket NS 29/32 |  | 571 | 1 | 1 | 61.71
9011835 | Round-bottom Flasks with Conical Joint, Cap. ml 50 | Socket NS 29/32 |  | 570 | 1 | 1 | 6.37
9011840 | Round-bottom Flasks with Conical Joint, Cap. ml | 100 Socket NS 29/32 |  | 570 | 1 | 1 | 7.51
9011845 | Round-bottom Flasks with Conical Joint, Cap. ml | 250 Socket NS 29/32 |  | 570 | 1 | 1 | 13
9011850 | Round-bottom Flasks with Conical Joint, Cap. ml | 500 Socket NS 29/32 |  | 570 | 1 | 1 | 17.35
9011855 | Round-bottom Flasks with Conical Joint, Cap. ml | 1000 Socket NS 29/32 |  | 570 | 1 | 1 | 23.68
9011860 | Round-bottom Flasks with Conical Joint, Cap. ml | 2000 Socket NS 29/32 |  | 570 | 1 | 1 | 37.82
9011864 | Round-bottom Flasks with Conical Joint, Cap. ml | 5000 Socket NS 29/32 |  | 570 | 1 | 1 | 115.95
9011865 | Round-bottom Flasks with Conical Joint, Cap. ml | 4000 Socket NS 29/32 |  | 570 | 1 | 1 | 108.49
9011866 | Round-bottom Flasks with Conical Joint, Cap. ml | 6000 Socket NS 29/32 |  | 570 | 1 | 1 | 129.59
9011867 | Round-bottom Flasks with Conical Joint, Cap. ml | 250 Socket NS 45/40 |  | 570 | 1 | 1 | 28.78
9011868 | Round-bottom Flasks with Conical Joint, Cap. ml | 500 Socket NS 45/40 |  | 570 | 1 | 1 | 24.81
9011869 | Round-bottom Flasks with Conical Joint, Cap. ml | 1000 Socket NS 45/40 |  | 570 | 1 | 1 | 27.96
9011870 | Round-bottom Flasks with Conical Joint, Cap. ml | 2000 Socket NS 45/40 |  | 570 | 1 | 1 | 43.3
9011875 | Round-bottom Flasks with Conical Joint, Cap. ml | 4000 Socket NS 45/40 |  | 570 | 1 | 1 | 109
9011877 | Round-bottom Flasks with Conical Joint, Cap. ml | 5000 Socket NS 45/40 |  | 570 | 1 | 1 | 118.04
9011880 | Round-bottom Flasks with Conical Joint, Cap. ml | 6000 Socket NS 45/40 |  | 570 | 1 | 1 | 135.33
9011885 | Round-bottom Flasks with Conical Joint, Cap. ml | 10000 Socket NS 45/40 |  | 570 | 1 | 1 | 214.21
9011896 | Round bottom flasks,PFA,with NS 29/32,cap. 100 ml |  |  | 1113 | 1 | 1 | 76.44
9011897 | Round bottom flasks,PFA,with NS 29/32,cap. 250 ml |  |  | 1113 | 1 | 1 | 89.35
9011898 | Round bottom flasks,PFA,with NS 29/32,cap. 500 ml |  |  | 1113 | 1 | 1 | 110.78
9011901 | Round-bottom Flasks, Two-neck, Side Neck Angled , | C. Neck NS 14/23 Side Neck NS 14/23 |  | 573 | 1 | 1 | 20.91
9011902 | Round-bottom Flasks, Two-neck, Side Neck Angled , | C. Neck NS 14/23 Side Neck NS 14/23 |  | 573 | 1 | 1 | 21.03
9011903 | Round-bottom Flasks, Two-neck, Side Neck Angled , | C. Neck NS 14/23 Side Neck NS 14/23 |  | 573 | 1 | 1 | 21.21
9011904 | Round-bottom Flasks, Two-neck, Side Neck Angled, | C. Neck NS 29/32 Side Neck NS 14/23 |  | 573 | 1 | 1 | 20.73
9011905 | Round-bottom Flasks, Two-neck, Side Neck Angled , | C. Neck NS 14/23 Side Neck NS 14/23 |  | 573 | 1 | 1 | 36.5
9011906 | Round-bottom Flasks, Two-neck, Side Neck Angled, | C. Neck NS 29/32 Side Neck NS 14/23 |  | 573 | 1 | 1 | 23.47
9011907 | Round-bottom Flasks, Two-neck, Side Neck Angled, | C. Neck NS 29/32 Side Neck NS 29/32 |  | 573 | 1 | 1 | 27.85
9011908 | Round-bottom Flasks, Two-neck, Side Neck Angled, | C. Neck NS 29/32 Side Neck NS 14/23 |  | 573 | 1 | 1 | 27.56
9011910 | Round-bottom Flasks, Two-neck, Side Neck Angled, | C. Neck NS 29/32 Side Neck NS 29/32 |  | 573 | 1 | 1 | 32.11
9011915 | Round-bottom Flasks, Two-neck, Side Neck Angled, | C. Neck NS 29/32 Side Neck NS 14/23 |  | 573 | 1 | 1 | 35.3
9011920 | Round-bottom Flasks, Two-neck, Side Neck Angled, | C. Neck NS 29/32 Side Neck NS 29/32 |  | 573 | 1 | 1 | 40.53
9011933 | Round-bottom Flasks, Three-neck, Side Necks | Parallel, C. Neck NS 29/32 Side Neck NS 14/23 |  | 574 | 1 | 1 | 25.1
9011935 | Round-bottom Flasks, Three-neck, Side Necks | Parallel, C. Neck NS 29/32 Side Neck NS 14/23 |  | 574 | 1 | 1 | 32.85
9011936 | Round-bottom Flasks, Three-neck, Side Necks | Parallel, C. Neck NS 29/32 Side Neck NS 29/32 |  | 574 | 1 | 1 | 39.1
9011938 | Round-bottom Flasks, Three-neck, Side Necks | Parallel, C. Neck NS 29/32 Side Neck NS 14/23 |  | 574 | 1 | 1 | 35.32
9011939 | Round-bottom Flasks, Three-neck, Side Necks | Parallel, C. Neck NS 29/32 Side Neck NS 29/32 |  | 574 | 1 | 1 | 45.17
9011941 | Round-bottom Flasks, Three-neck, Side Necks | Parallel, C. Neck NS 29/32 Side Neck NS 14/23 |  | 574 | 1 | 1 | 42.84
9011942 | Round-bottom Flasks, Three-neck, Side Necks | Parallel, C. Neck NS 29/32 Side Neck NS 29/32 |  | 574 | 1 | 1 | 51.36
9011943 | Round-bottom Flasks, Three-neck, Side Necks | Parallel, C. Neck NS 45/40 Side Neck NS 29/32 | Cap. ml 100 | 574 | 1 | 1 | 59.99
9011945 | Round-bottom Flasks, Three-neck, Side Necks | Parallel, C. Neck NS 29/32 Side Neck NS 14/23 |  | 574 | 1 | 1 | 65.23
9011946 | Round-bottom Flasks, Three-neck, Side Necks | Parallel, C. Neck NS 29/32 Side Neck NS 29/32 |  | 574 | 1 | 1 | 72.71
9011947 | Round-bottom Flasks, Three-neck, Side Necks | Parallel, C. Neck NS 45/40 Side Neck NS 29/32 | Cap. ml 250 | 574 | 1 | 1 | 78.42
9011949 | Round-bottom Flasks, Three-neck, Side Necks | Parallel, C. Neck NS 45/40 Side Neck NS 29/32 | Cap. ml 2000 | 574 | 1 | 1 | 170.21
9011950 | Round-bottom Flasks, Three-neck, Side Necks | Parallel, C. Neck NS 45/40 Side Neck NS 29/32 | Cap. ml 1000 | 574 | 1 | 1 | 156.65
9011951 | Round-bottom Flasks, Three-neck, Side Necks | Parallel, C. Neck NS 45/40 Side Neck NS 29/32 | Cap. ml | 574 | 1 | 1 | 187.35
9011952 | Round-bottom Flasks, Three-neck, Side Necks | Parallel, C. Neck NS 45/40 Side Neck NS 29/32 | Cap. ml 250 | 574 | 1 | 1 | 295.08
9011953 | Round-bottom Flasks, Three-neck, Side Necks | Angled, C. Neck NS 29/32 Side Neck NS 14/23 Cap. | ml 100 | 575 | 1 | 1 | 27.29
9011955 | Round-bottom Flasks, Three-neck, Side Necks | Angled, C. Neck NS 29/32 Side Neck NS 14/23 Cap. | ml 250 | 575 | 1 | 1 | 32.93
9011956 | Round-bottom Flasks, Three-neck, Side Necks | Angled, C. Neck NS 29/32 Side Neck NS 29/32 Cap. | ml 100 | 575 | 1 | 1 | 40.26
9011957 | Round-bottom Flasks, Three-neck, Side Necks | Angled, C. Neck NS 29/32 Side Neck NS 19/26 Cap. | ml 250 | 575 | 1 | 1 | 38.41
9011958 | Round-bottom Flasks, Three-neck, Side Necks | Angled, C. Neck NS 29/32 Side Neck NS 14/23 Cap. | ml | 575 | 1 | 1 | 34.99
9011959 | Round-bottom Flasks, Three-neck, Side Necks | Angled, C. Neck NS 29/32 Side Neck NS 29/32 Cap. | ml 500 | 575 | 1 | 1 | 42.65
9011960 | Round-bottom Flasks, Three-neck, Side Necks | Angled, C. Neck NS 29/32 Side Neck NS 19/26 Cap. | ml 500 | 575 | 1 | 1 | 43.64
9011961 | Round-bottom Flasks, Three-neck, Side Necks | Angled, C. Neck NS 29/32 Side Neck NS 14/23 Cap. | ml 100 | 575 | 1 | 1 | 43.34
9011962 | Round-bottom Flasks, Three-neck, Side Necks | Angled, C. Neck NS 29/32 Side Neck NS 29/32 Cap. | ml 1000 | 575 | 1 | 1 | 49.97
9011963 | Round-bottom Flasks, Three-neck, Side Necks | Angled, C. Neck NS 45/40 Side Neck NS 29/32 Cap. | ml 1000 | 575 | 1 | 1 | 58.87
9011964 | Round-bottom Flasks, Three-neck, Side Necks | Angled, C. Neck NS 29/32 Side Neck NS 19/26 Cap. | ml 1000 | 575 | 1 | 1 | 51.05
9011965 | Round-bottom Flasks, Three-neck, Side Necks | Angled, C. Neck NS 29/32 Side Neck NS 14/23 Cap. | 2000ml | 575 | 1 | 1 | 67.75
9011966 | Round-bottom Flasks, Three-neck, Side Necks | Angled, C. Neck NS 29/32 Side Neck NS 29/32 Cap. | ml 1000 | 575 | 1 | 1 | 73.36
9011967 | Round-bottom Flasks, Three-neck, Side Necks | Angled, C. Neck NS 45/40 Side Neck NS 29/32 Cap. | ml 2000 | 575 | 1 | 1 | 76.78
9011968 | Round-bottom Flasks, Three-neck, Side Necks | Angled, C. Neck NS 45/40 Side Neck NS 29/32 Cap. | ml Cap. ml | 575 | 1 | 1 | 151.82
9011969 | Round-bottom Flasks, Three-neck, Side Necks | Angled, C. Neck NS 45/40 Side Neck NS 29/32 Cap. | ml 50 | 575 | 1 | 1 | 199.73
9011970 | Round-bottom Flasks, Three-neck, Side Necks | Angled, C. Neck NS 45/40 Side Neck NS 29/32 Cap. | ml 100 | 575 | 1 | 1 | 321.83
9011971 | Round-bottom Flasks, Three-neck, Side Necks | Angled, C. Neck NS 45/40 Side Neck NS 29/32 Cap. | ml 5000 | 575 | 1 | 1 | 183.13
9011982 | Flat Bottom Flasks with Conical Joint, Cap. ml 50 | Socket NS 29/32 |  | 576 | 1 | 1 | 6.67
9011983 | Flat Bottom Flasks with Conical Joint, Cap. ml 100 | Socket NS 29/32 |  | 576 | 1 | 1 | 7.51
9011984 | Flat Bottom Flasks with Conical Joint, Cap. ml 250 | Socket NS 29/32 |  | 576 | 1 | 1 | 13.5
9011985 | Flat Bottom Flasks with Conical Joint, Cap. ml 500 | Socket NS 29/32 |  | 576 | 1 | 1 | 19.32
9011986 | Flat Bottom Flasks with Conical Joint, Cap. ml | 1000 Socket NS 29/32 |  | 576 | 1 | 1 | 24.12
9012001 | Erlenmeyer-Flasks with Conical Joint, Cap. ml 25 | Socket NS 14/23 |  | 577 | 1 | 1 | 8.84
9012002 | Erlenmeyer-Flasks with Conical Joint, Cap. ml 50 | Socket NS 14/23 |  | 577 | 1 | 1 | 9.14
9012003 | Erlenmeyer-Flasks with Conical Joint, Cap. ml 100 | Socket NS 14/23 |  | 577 | 1 | 1 | 9.37
9012006 | Erlenmeyer-Flasks with Conical Joint, Cap. ml 250 | Socket NS 45/40 |  | 577 | 1 | 1 | 18.31
9012008 | Erlenmeyer-Flasks with Conical Joint, Cap. ml 500 | Socket NS 45/40 |  | 577 | 1 | 1 | 22.44
9012009 | Erlenmeyer-Flasks with Conical Joint, Cap. ml 1000 | Socket NS 45/40 |  | 577 | 1 | 1 | 26.17
9012010 | Erlenmeyer-Flasks with Conical Joint, Cap. ml 2000 | Socket NS 45/40 |  | 577 | 1 | 1 | 40.66
9012012 | Erlenmeyer-Flasks with Conical Joint, Cap. ml 50 | Socket NS 29/32 |  | 577 | 1 | 1 | 8.97
9012013 | Erlenmeyer-Flasks with Conical Joint, Cap. ml 100 | Socket NS 29/32 |  | 577 | 1 | 1 | 7.96
9012014 | Erlenmeyer-Flasks with Conical Joint, Cap. ml 250 | Socket NS 29/32 |  | 577 | 1 | 1 | 9.22
9012015 | Erlenmeyer-Flasks with Conical Joint, Cap. ml 500 | Socket NS 29/32 |  | 577 | 1 | 1 | 11.43
9012016 | Erlenmeyer-Flasks with Conical Joint, Cap. ml 1000 | Socket NS 29/32 |  | 577 | 1 | 1 | 24.38
9012017 | Erlenmeyer-Flasks with Conical Joint, Cap. ml 200 | Socket NS 29/32 |  | 577 | 1 | 1 | 9.22
9012018 | Erlenmeyer-Flasks with Conical Joint, Cap. ml 300 | Socket NS 29/32 |  | 577 | 1 | 1 | 10.2
9012019 | Erlenmeyer-Flasks with Conical Joint, Cap. ml 2000 | Socket NS 29/32 |  | 577 | 1 | 1 | 37
9012021 | Pear-shape Flasks, Single-neck, Cap. ml 10 Socket | NS 14/23 |  | 572 | 1 | 1 | 5.24
9012022 | Pear-shape Flasks, Single-neck, Cap. ml 25 Socket | NS 14/23 |  | 572 | 1 | 1 | 5.64
9012023 | Pear-shape Flasks, Single-neck, Cap. ml 50 Socket | NS 14/23 |  | 572 | 1 | 1 | 7.13
9012024 | Pear-shape Flasks, Single-neck, Cap. ml 100 Socket | NS 14/23 |  | 572 | 1 | 1 | 8.87
9012101 | Multiple Adapters, 2 Necks , Socket vertical 14/23 | Socket oblique 14/23 |  | 585 | 1 | 1 | 17.25
9012103 | Multiple Adapters, 2 Necks , Socket vertical 29/32 | Socket oblique 29/32 |  | 585 | 1 | 1 | 26.57
9012121 | Multiple Adapters, 2 Necks , Socket NS 14/23 Cone | NS 14/23 |  | 585 | 1 | 1 | 18.64
9012123 | Multiple Adapters, 2 Necks , Socket NS 29/32 Cone | NS 29/32 |  | 585 | 1 | 1 | 26.98
9012138 | Splash Heads to Stutzer, Cone NS 29/32 Socket NS | 29/32 |  | 586 | 1 | 1 | 43.8
9012141 | Bends , Cone NS 14/23 |  |  | 581 | 1 | 1 | 11.69
9012143 | Bends , Cone NS 29/32 |  |  | 581 | 1 | 1 | 13.98
9012153 | Bends , Cone NS 29/32 |  |  | 581 | 1 | 1 | 13.98
9012161 | NS bellow,PTFE K14-H14 | with cone and socket NS 14/23 |  | 586 | 1 | 1 | 39.9
9012163 | NS bellows,PTFE,with cone and socket NS 29/32 |  |  | 586 | 1 | 1 | 44.73
9012173 | Distilling Heads, Cone vertical 29/32 Cone oblique | 29/32 |  | 578 | 1 | 1 | 25.1
9012182 | Claisen Heads, Cone vertical 29/32 Cone oblique | 14/23 |  | 578 | 1 | 1 | 41.58
9012183 | Claisen Heads, Cone vertical 29/32 Cone oblique | 29/32 |  | 578 | 1 | 1 | 27.26
9012184 | Adapter for tubing | without stopcock, socket NS 14/23, | straight, with olive 8 mm, boro 3.3 | 605 | 1 | 1 | 6.62
9012185 | Adapter for tubing | without stopcock, socket NS 29/32, | straight, with olive 10 mm, boro 3.3 | 605 | 1 | 1 | 7.3
9012186 | Adapter for tubing | without stopcock, socket NS 14/23, | bend, with olive 8 mm, boro 3.3 | 605 | 1 | 1 | 7.23
9012187 | Adapter for tubing | without stopcock, socket NS 29/32, | bend, with olive 10 mm, boro 3.3 | 605 | 1 | 1 | 8.11
9012188 | Adapter for tubing | with PTFE-stopcock, cone NS 14/23, | straight, with olive 8 mm, boro 3.3 | 605 | 1 | 1 | 24.2
9012189 | Adapter for tubing | with PTFE-stopcock, cone NS 29/32, | straight, with olive 10 mm, boro 3.3 | 605 | 1 | 1 | 25.39
9012190 | Adapter for tubing | with PTFE-stopcock, socket NS 14/23, | bend, with olive 8 mm, boro 3.3 | 605 | 1 | 1 | 23.85
9012191 | Adapter for tubing | with PTFE-stopcock, socket NS 29/32, | bend, with olive 10 mm, boro 3.3 | 605 | 1 | 1 | 25.39
9012193 | Splash Heads to Stutzer, Cone NS 29/32 Socket NS | 29/32 |  | 586 | 1 | 1 | 40.76
9012203 | Distilling Links , Cone NS 29/32 Jacket L. mm 350 |  |  | 579 | 1 | 1 | 25.36
9012213 | Distilling Links, Cone NS 29/32 Jacket L. mm 350 |  |  | 579 | 1 | 1 | 32.53
9012216 | Distilling link, without condenser | 160 mm and Claisen head, jacked NS 14/23, | for dest.-thermometer, with vacuum adapter, | 580 | 1 | 1 | 43.41
9012217 | Distilling link, without condenser | 250 mm and Claisen head, jacked NS 14/23, | for dest.-thermometer, with vacuum adapter, | 580 | 1 | 1 | 46.32
9012218 | Distilling link, without condenser | 250 mm and Claisen head, jacked NS 14/23, | for dest.-thermometer, with vacuum adapter, | 580 | 1 | 1 | 47.88
9012219 | Distilling link, without condenser | 400 mm and Claisen head, jacked NS 14/23, | for dest.-thermometer, with vacuum adapter, | 580 | 1 | 1 | 54.82
9012247 | Distilling link, without condenser | 160 mm and Claisen head, jacked NS 14/23, | for dest.-thermometer, without vacuum adapter, | 580 | 1 | 1 | 38.33
9012248 | Distilling link, without condenser | 250 mm and Claisen head, jacked NS 14/23, | for dest.-thermometer, without vacuum adapter, | 580 | 1 | 1 | 40.22
9012249 | Distilling link, without condenser | 250 mm and Claisen head, jacked NS 14/23, | for dest.-thermometer, without vacuum adapter, | 580 | 1 | 1 | 42.02
9012250 | Distilling link, without condenser | 400 mm and Claisen head, jacked NS 14/23, | for dest.-thermometer, without vacuum adapter, | 580 | 1 | 1 | 52.35
9012264 | Distilling Links with Liebig Condenser and Vacuum | Receiver Adapter , Cone NS 14/23 Jacket L. 250 mm |  | 579 | 1 | 1 | 110.52
9012266 | Distilling Links with Liebig Condenser and Vacuum | Receiver Adapter , Cone NS 29/32 Jacket L. mm | 250 | 579 | 1 | 1 | 58.77
9012268 | Distilling Links with Liebig Condenser and Vacuum | Receiver Adapter , Cone NS 29/32 Jacket L. mm | 400 | 579 | 1 | 1 | 66.7
9012271 | Distilling Links, Claisen, Cone NS 14/23 Jacket L. | mm 160 |  | 580 | 1 | 1 | 65.93
9012272 | Distilling Links, Claisen, Cone NS 14/23 Jacket L. | Jacket L. 160 mm | water connection GL 14, vacuum connection GL 18 | 580 | 1 | 1 | 111.75
9012274 | Distilling Links, Claisen, Cone NS 14/23 Jacket L. | Jacket L. 250 mm | water connection GL 14, vacuum connection GL 18 | 580 | 1 | 1 | 114.72
9012275 | Distilling Links, Claisen, Cone NS 29/32 Jacket L. | Jacket L. 250 mm | water connection GL 14, vacuum connection GL 18 | 580 | 1 | 1 | 117.32
9012276 | Distilling Links, Claisen, Cone NS 29/32 Jacket L. | mm 250 |  | 580 | 1 | 1 | 72.29
9012279 | Distilling Links, Claisen, Cone NS 29/32 Jacket L. | Jacket L. 400 mm | water connection GL 14, vacuum connection GL 18 | 580 | 1 | 1 | 124.02
9012282 | Distilling Links, Claisen, Cone NS 14/23 Jacket L. | mm 250 |  | 579 | 1 | 1 | 86.5
9012285 | Distilling Links, Claisen, Cone NS 29/32 Jacket L. | mm 250 |  | 579 | 1 | 1 | 63.39
9012287 | Distilling link, without condenser | 150 mm, parallel form, | cone(e) NS 14/23, boro 3.3 | 578 | 1 | 1 | 13.88
9012288 | Distilling link, without condenser | 350 mm, parallel form, | cone(e) NS 29/32, boro 3.3 | 578 | 1 | 1 | 20.58
9012289 | Distilling link, without condenser | 150 mm, parallel form with jacked NS 14/23, | for dest.-thermometer, cone(e) NS 14/23, boro 3.3 | 578 | 1 | 1 | 19.49
9012290 | Distilling link, without condenser | 350 mm, parallel form with jacked NS 14/23, | for dest.-thermometer, cone(e) NS 29/32, boro 3.3 | 578 | 1 | 1 | 28.89
9012291 | Distilling link, without condenser | 160 mm and jacked NS 14/23, for dest.-thermometer, | without vacuum adapter, cone(e) NS 14/23, boro 3.3 | 579 | 1 | 1 | 33.94
9012292 | Distilling link, without condenser | 250 mm and jacked NS 14/23, for dest.-thermometer, | without vacuum adapter, cone(e) NS 14/23, boro 3.3 | 579 | 1 | 1 | 34.55
9012293 | Distilling link, without condenser | 250 mm and jacked NS 14/23, for dest.-thermometer, | without vacuum adapter, cone(e) NS 29/32, boro 3.3 | 579 | 1 | 1 | 35.53
9012294 | Distilling link, without condenser | 400 mm and jacked NS 14/23, for dest.-thermometer, | without vacuum adapter, cone(e) NS 29/32, boro 3.3 | 579 | 1 | 1 | 44.94
9012295 | Distilling link, without condenser | 160 mm and jacked NS 14/23, for dest.-thermometer, | with vacuum adapter, cone(e) NS 14/23, boro 3.3 | 579 | 1 | 1 | 38.37
9012296 | Distilling link, without condenser | 250 mm and jacked NS 14/23, for dest.-thermometer, | with vacuum adapter, cone(e) NS 14/23, boro 3.3 | 579 | 1 | 1 | 39.56
9012297 | Distilling link, without condenser | 400 mm and jacked NS 14/23, for dest.-thermometer, | with vacuum adapter, cone(e) NS 29/32, boro 3.3 | 579 | 1 | 1 | 50.33
9012301 | Gas Inlet Tubes / Air Leak Tubes, Straight, Cone | NS 14/23 |  | 595 | 1 | 1 | 8.26
9012302 | Boiling tube,DURAN®,with bell, 180 x 4 mm |  |  | 595 | 1 | 1 | 5.54
9012303 | Gas Inlet Tubes / Air Leak Tubes, Bent, Cone NS | 14/23 |  | 595 | 1 | 1 | 10.25
9012305 | Gas Inlet Tubes / Air Leak Tubes, Bent, Cone NS | 29/32 |  | 595 | 1 | 1 | 17.13
9012306 | Boiling stones,Type A,pack of 250 g |  |  | 595 | 1 | 1 | 18.36
9012307 | Boiling stones,type B,pack of 200 g |  |  | 596 | 1 | 1 | 14.31
9012308 | Boiling stones,type resistant,pack of 50 g |  |  | 596 | 1 | 1 | 23.23
9012310 | Boiling stones Chemware® PTFE | pack of 450 g |  | 1118 | 1 | 1 | 19.12
9012311 | Adapters, Bent, Cone NS 14/23 |  |  | 605 | 1 | 1 | 7.03
9012312 | Adapters, Straight, Cone NS 14/23 |  |  | 605 | 1 | 1 | 7.03
9012313 | Adapters, Bent, Cone NS 29/32 |  |  | 605 | 1 | 1 | 9.39
9012314 | Adapters, Straight, Cone NS 29/32 |  |  | 605 | 1 | 1 | 9.12
9012315 | Adapters with NS-Stopcock, Bent, Cone NS 14/23 |  |  | 605 | 1 | 1 | 22.95
9012316 | Adapters with NS-Stopcock, Straight, Cone NS | 14/23 |  | 605 | 1 | 1 | 22.95
9012317 | Adapters with NS-Stopcock, Bent, Cone NS 29/32 |  |  | 605 | 1 | 1 | 23.57
9012319 | Adapters with NS-Stopcock, Straight, Cone NS | 29/32 |  | 605 | 1 | 1 | 23.57
9012321 | Columns to Hempel without Jacket, Eff. L. mm 300 | Socket/Cone NS 14/23 |  | 583 | 1 | 1 | 25.26
9012322 | Columns to Hempel without Jacket, Eff. L. mm 300 | Socket/Cone NS 29/32 |  | 583 | 1 | 1 | 28.25
9012326 | Columns to Hempel without Jacket, Eff. L. mm 800 | Socket/Cone NS 29/32 |  | 583 | 1 | 1 | 67.42
9012327 | Columns to Hempel with Vacuum Jacket, Eff. L. mm | 300 Socket/Cone NS 29/32 |  | 583 | 1 | 1 | 176.44
9012328 | Columns to Hempel with Vacuum Jacket, Eff. L. mm | 500 Socket/Cone NS 29/32 |  | 583 | 1 | 1 | 185.93
9012329 | Columns to Hempel with Vacuum Jacket, Eff. L. mm | 800 Socket/Cone NS 29/32 |  | 583 | 1 | 1 | 207.69
9012330 | Columns to Vigreux with Removable Glass Jacket, | Eff.L. mm 300 Socket/Cone NS 29/32 |  | 584 | 1 | 1 | 67.98
9012333 | Columns to Vigreux with Fixed Vacuum Jacket, | Eff.L. mm 300 Socket/Cone NS 14/23 |  | 584 | 1 | 1 | 144.42
9012336 | Columns to Vigreux without Jacket, Eff.L. mm 300 | Socket/Cone NS 29/32 |  | 584 | 1 | 1 | 42.23
9012337 | Columns to Vigreux without Jacket, Eff.L. mm 600 | Socket/Cone NS 29/32 |  | 584 | 1 | 1 | 81.23
9012402 | Glass beads type M diam. 1.5-2 mm | 1kg pack, soda-lime-glass |  | 583 | 1 | 1 | See Cope Price List DT984-02
9012403 | Glass beads type M diam. 3 mm | 1kg pack, soda-lime-glass |  | 583 | 1 | 1 | See Cope Price List DT984-03
9012404 | Glass beads type M diam. 4 mm | 1kg pack, soda-lime-glass |  | 583 | 1 | 1 | See Cope Price List DT984-04
9012405 | Glass beads type M diam. 5 mm | 1kg pack, soda-lime-glass |  | 583 | 1 | 1 | See Cope Price List DT984-05
9012406 | Glass beads type M diam. 6 mm | 1kg pack, soda-lime-glass |  | 583 | 1 | 1 | See Cope Price List DT984-06
9012407 | Glass beads type M diam. 8 mm | 1kg pack, soda-lime-glass |  | 583 | 1 | 1 | See Cope Price List DT984-08
9012408 | Glass beads type M diam. 10 mm | 1kg pack, soda-lime-glass |  | 583 | 1 | 1 | See Cope Price List DT984-10
9012410 | Glass beads type M diam. 14 mm | 1kg pack, soda-lime-glass |  | 583 | 1 | 1 | 13.1
9012413 | Raschig rings 3x3, 1000g | glass |  | 583 | 1 | 1 | 119.7
9012414 | Raschig rings,soda-lime glass,4x4 mm,pack of 1 kg |  |  | 583 | 1 | 1 | 67.9
9012415 | Raschig rings,soda-lime glass,5x5 mm,pack of 1 kg |  |  | 583 | 1 | 1 | 61.69
9012416 | Raschig rings, 6x6 mm | 1000 g |  | 583 | 1 | 1 | 46.62
9012417 | Raschig rings 8x8, 1000g | glass |  | 583 | 1 | 1 | 37.89
9012453 | PTFE balls 3mm | pack of 100 |  | 1118 | 1 | 1 | 19.55
9012456 | PTFE balls 6mm | pack of 100 |  | 1118 | 1 | 1 | 29.22
9012459 | PTFE balls 9mm | pack of 100 |  | 1118 | 1 | 1 | 53.82
9012470 | Air Condensers without Jacket, Cone NS 14/23 L.mm | 700 |  | 592 | 1 | 1 | 13.88
9012471 | Air Condensers without Jacket, Cone NS 29/32 L.mm | 1000 |  | 592 | 1 | 1 | 21.16
9012473 | Raschig ring PTFE 3x3mm | pack of 500 |  | 1118 | 1 | 1 | 33.39
9012476 | Raschig ring PTFE 6x6mm |  |  | 1118 | 1 | 1 | 40.7
9012501 | Liebig condensers, Socket/Cone NS 19/26 Jacket | L.mm 160 |  | 594 | 1 | 1 | 30.2
9012502 | Liebig condensers, Socket/Cone NS 14/23 Jacket | L.mm 160 |  | 594 | 1 | 1 | 29.76
9012505 | Liebig condensers, Socket/Cone NS 29/32 Jacket | L.mm 250 |  | 594 | 1 | 1 | 33.18
9012506 | Liebig condensers, Socket/Cone NS 29/32 Jacket | L.mm 400 |  | 594 | 1 | 1 | 37.23
9012507 | Allihn condenser 160 mm, NS 14/23 | glass olive, boro 3.3 |  | 592 | 1 | 1 | 27.05
9012509 | Allihn condenser 250 mm, NS 14/23 | glass olive, boro 3.3 |  | 592 | 1 | 1 | 33.88
9012510 | Allihn condenser 400 mm, NS 14/23 | glass olive, boro 3.3 |  | 592 | 1 | 1 | 35.91
9012511 | Allihn Condenser 150 mm, NS 14/23 | with glass thread and 2 plastic olives |  | 593 | 1 | 1 | 43.2
9012515 | Allihn Condenser 400 mm, NS 29/32 | with glass thread and 2 plastic olives |  | 593 | 1 | 1 | 53.86
9012516 | Allihn Condenser 160 mm, NS 19/26 | with glass thread and 2 plastic olives |  | 593 | 1 | 1 | 43.53
9012517 | Allihn Condenser 250 mm, NS 29/32 | with glass thread and 2 plastic olives |  | 593 | 1 | 1 | 45.71
9012518 | Allihn Condenser 160 mm, NS 29/32 | with glass thread and 2 plastic olives |  | 593 | 1 | 1 | 67.92
9012522 | Spiral-condensers, Socket/Cone NS 14/23 Jacket | L.mm 160 |  | 593 | 1 | 1 | 61.41
9012523 | Spiral-condensers, Socket/Cone NS 29/32 Jacket | L.mm 250 |  | 593 | 1 | 1 | 65.23
9012524 | Spiral-condensers, Socket/Cone NS 29/32 Jacket | L.mm 500 |  | 593 | 1 | 1 | 115.71
9012525 | Dimroth condenser 160 mm, NS 14/23 | glass olive, boro 3.3 |  | 592 | 1 | 1 | 41.33
9012526 | Dimroth condenser 160 mm, NS 29/32 | glass olive, boro 3.3 |  | 592 | 1 | 1 | 41.33
9012527 | Dimroth condenser 250 mm, NS 14/23 | glass olive, boro 3.3 |  | 592 | 1 | 1 | 41.66
9012528 | Dimroth condenser 400 mm, NS 14/23 | glass olive, boro 3.3 |  | 592 | 1 | 1 | 52.12
9012530 | Dimroth Condensers, Socket/Cone NS 14/23 Jacket | L.mm 160 |  | 592 | 1 | 1 | 57.87
9012533 | Dimroth Condensers, Socket/Cone NS 29/32 Jacket | L.mm 250 |  | 592 | 1 | 1 | 58.58
9012534 | Dimroth Condensers, Socket/Cone NS 29/32 Jacket | L.mm 400 |  | 592 | 1 | 1 | 74.99
9012535 | Liebig condenser 160 mm, NS 14/23 | glass olive, boro 3.3 |  | 594 | 1 | 1 | 17.02
9012536 | Liebig condenser 250 mm, NS 14/23 | glass olive, boro 3.3 |  | 594 | 1 | 1 | 19.33
9012537 | Liebig condenser 400 mm, NS 14/23 | glass olive, boro 3.3 |  | 594 | 1 | 1 | 25.04
9012538 | Dimroth condenser for Soxhlet | for extractor 30 ml, | NS 29/32, glass olive, boro 3.3 | 600 | 1 | 1 | 35.49
9012539 | Dimroth condenser for Soxhlet | for extractor 70 ml, | NS 34/35, glass olive, boro 3.3 | 600 | 1 | 1 | 42.99
9012540 | Allihn condenser for Soxhlet | for extractor 30 ml, | NS 29/32, glass olive, boro 3.3 | 601 | 1 | 1 | 35.49
9012541 | Allihn condenser for Soxhlet | for extractor 70 ml, | NS 34/35, glass olive, boro 3.3 | 601 | 1 | 1 | 36.92
9012542 | Coil Condensers (double walled), Socket/Cone NS | 29/32 Jacket L. mm 160 |  | 594 | 1 | 1 | 74.55
9012543 | Coil Condensers (double walled), Socket/Cone NS | 29/32 Jacket L. mm 250 |  | 594 | 1 | 1 | 76.02
9012544 | Coil Condensers (double walled), Socket/Cone NS | 29/32 Jacket L. mm 400 |  | 594 | 1 | 1 | 88.85
9012545 | Dimroth condenser 400 mm, NS 29/32 | with PP side arm, Boro 3.3 |  | 592 | 1 | 1 | 48.32
9012546 | Liebig condenser 250 mm, NS 29/32 | PP olive, boro 3.3 |  | 594 | 1 | 1 | 30.4
9012547 | Dimroth condenser 250 mm, NS 29/32 | with PP side arm, Boro 3.3 |  | 592 | 1 | 1 | 48.23
9012548 | Condenser coiled 160 mm, NS 14/23 | with glass side arm, boro 3.3 |  | 593 | 1 | 1 | 22.52
9012603 | Delivery Adapters, Bent, Socket NS 29/32 L.mm 65 |  |  | 580 | 1 | 1 | 13.55
9012606 | Delivery Adapters, Bent , Socket NS 29/32 L.mm | 200 |  | 580 | 1 | 1 | 14.76
9012607 | Receiver adapter bent | with thread GL 18, | socket/cone NS 14/23, DURAN® tubing | 582 | 1 | 1 | 38.91
9012608 | Receiver adapter bent | with thread GL 18, | socket/cone NS 29/32, DURAN® tubing | 582 | 1 | 1 | 43.43
9012611 | Receiver Adapters, Straight, Socket/Cone NS 14/23 |  |  | 582 | 1 | 1 | 16.95
9012613 | Receiver Adapters, Bent, Socket/Cone NS 14/23 |  |  | 582 | 1 | 1 | 20.28
9012621 | Receiver Adapters, Straight, Socket/Cone NS 29/32 |  |  | 582 | 1 | 1 | 20.2
9012623 | Receiver Adapters, Bent , Socket/Cone NS 29/32 |  |  | 582 | 1 | 1 | 24.86
9012625 | Delivery Adapters, Bent, Socket NS 14/23 |  |  | 581 | 1 | 1 | 14.53
9012626 | Delivery Adapters, Bent, Socket NS 29/32 |  |  | 581 | 1 | 1 | 17.81
9012635 | ***no longer available*** | Adapter for distilation acc. Bredt | socket up NS 29/32, socket down NS 29/32 | 582 | 1 | 1 | #N/A
9012653 | Adapter for distilation, cone NS 14/23 | plane & bend 75°, boro 3.3 |  | 581 | 1 | 1 | 8.56
9012654 | Adapter for distilation, cone NS 29/32 | plane & bend 75°, boro 3.3 |  | 581 | 1 | 1 | 10.4
9012655 | Adapter for distilation, cone NS 14/23 | plane & bend 90°, boro 3.3 |  | 581 | 1 | 1 | 8.56
9012656 | Adapter for distilation, cone NS 29/32 | plane & bend 90°, boro 3.3 |  | 581 | 1 | 1 | 10.4
9012657 | Adapter for distilation, NS 14/23 | bend 105°, with vent, | boro 3.3 | 581 | 1 | 1 | 12.44
9012658 | Adapter for distilation, NS 29/32 | bend 105°, with vent, | boro 3.3 | 581 | 1 | 1 | 14.05
9012659 | Adapter for distilation, NS 14/23 | straight, vacuum, boro 3.3 |  | 581 | 1 | 1 | 11.01
9012660 | Adapter for distilation, NS 29/32 | straight, vacuum, boro 3.3 |  | 581 | 1 | 1 | 12.01
9012695 | Distributors for Distilling Receivers to Bredt , | Cone NS 19/26 |  | 582 | 1 | 1 | 83.77
9012696 | Distributors for Distilling Receivers to Bredt , | Cone NS 29/32 |  | 582 | 1 | 1 | 86.98
9012701 | Drying Tubes with Cone, Bent , Cone NS 14/23 |  |  | 584 | 1 | 1 | 20.05
9012703 | Drying Tubes with Cone, Bent , Cone NS 29/32 |  |  | 584 | 1 | 1 | 26.45
9012751 | Dropping Funnels, Cylindrical, with Pressure | Equalizing Tube , Cap. ml 25 Socket/Cone NS 14/23 | Cap. ml | 591 | 1 | 1 | 58.37
9012752 | Dropping Funnels, Cylindrical, with Pressure | Equalizing Tube , Cap. ml 50 Socket/Cone NS 14/23 | Cap. ml 10 | 591 | 1 | 1 | 55.79
9012753 | Dropping Funnels, Cylindrical, with Pressure | Equalizing Tube , Cap. ml 100 Socket/Cone NS | 14/23 Cap. ml 50 | 591 | 1 | 1 | 59.57
9012755 | Dropping Funnels, Cylindrical, with Pressure | Equalizing Tube , Cap. ml 50 Socket/Cone NS | 14/23 | 591 | 1 | 1 | 51.21
9012756 | Dropping Funnels, Cylindrical, with Pressure | Equalizing Tube , Cap. ml 100 Socket/Cone NS | 14/23 | 591 | 1 | 1 | 54.19
9012757 | Dropping funnels,DURAN®,cylindrical,graduated | glass plug,cap. 250 ml |  | 591 | 1 | 1 | 103.9
9012764 | Dropping Funnels, Cylindrical, with Pressure | Equalizing Tube , Cap. ml 250 Socket/Cone NS | 29/32 Cap. ml 250 | 591 | 1 | 1 | 71.09
9012765 | Dropping Funnels, Cylindrical, with Pressure | Equalizing Tube , Cap. ml 500 Socket/Cone NS | 29/32 Cap. ml | 591 | 1 | 1 | 85.28
9012766 | Dropping Funnels, Cylindrical, with Pressure | Equalizing Tube , Cap. ml 1000 Socket/Cone NS | 29/32 Cap. ml 10 | 591 | 1 | 1 | 103.16
9012767 | Dropping Funnels, Cylindrical, with Pressure | Equalizing Tube , Cap. ml 50 Socket/Cone NS | 29/32 | 591 | 1 | 1 | 51.21
9012768 | Dropping Funnels, Cylindrical, with Pressure | Equalizing Tube , Cap. ml 100 Socket/Cone NS | 29/32 | 591 | 1 | 1 | 54.97
9012769 | Dropping Funnels, Cylindrical, with Pressure | Equalizing Tube , Cap. ml 250 Socket/Cone NS | 29/32 | 591 | 1 | 1 | 65.78
9012770 | Dropping Funnels, Cylindrical, with Pressure | Equalizing Tube , Cap. ml 500 Socket/Cone NS | 29/32 | 591 | 1 | 1 | 73.06
9012921 | Alkaline batteries, 1,5 V | pack of 12, LR14/EN93/C, Baby |  | 175 | 1 | 1 | 18.69
9012922 | Alkaline batteries, 1,5 V | pack of 12, LR20/EN95/D, Mono |  | 175 | 1 | 1 | 22.29
9012923 | Alkaline batteries, 9,0 V | pack of 12, 6LR61/EN522, E-Block |  | 175 | 1 | 1 | 28.42
9012925 | NiMH-Akku, 1,2 V, rechargeable | pack of 4, HR6/AA, 2000mAh, Mignon |  | 176 | 1 | 1 | 13.6
9012927 | NiMH-Akku, 9,0 V, rechargeable | HR22, 175mAh, E-Block |  | 176 | 1 | 1 | 16.09
9012932 | Alkaline special battery A76/LR44/13GA, 1,5V | pack of 2 |  | 175 | 1 | 1 | 2.57
9012933 | Alkaline special batteries, 1,5 V | pack of 2, EPX76/SR44 |  | 175 | 1 | 1 | 3.98
9012934 | Alkaline special batteries, 1,5 V | pack of 2, 189/LR54/10GA-1131 |  | 175 | 1 | 1 | 2.07
9012935 | Lithium photo batteries, 3,0 V | EL 123 AP/CR 17345-123A |  | 175 | 1 | 1 | 5.34
9012936 | Lithium photo batteries, 3,0 V | EL CR2 AP |  | 175 | 1 | 1 | 5.99
9012937 | Lithium photo batteries, 6,0 V | EL 223 AP-CRP2 |  | 175 | 1 | 1 | 10.43
9012938 | Lithium photo batteries, 6,0 V | EL 2CR5 AP |  | 175 | 1 | 1 | 10.48
9012939 | Alkaline battery Mignon | LR6/EN91/AA, 1,5 V | pack of 10 | 175 | 1 | 1 | 6.45
9012944 | Alkaline-Battery Micro | LR03/EN92/AAA, 1,5 V | pack of 10 | 175 | 1 | 1 | 6.45
9012945 | Energizer R2U Extreme Accu | HR6 AA Mignon, 2300 mAh, | pack of 2 | 176 | 1 | 1 | 9.52
9012971 | Lithium button cell, CR 2032, 3V |  |  | 175 | 1 | 1 | 1.99
9012972 | Lithium coin cells | CR 2025, 3,0 V |  | 175 | 1 | 1 | 1.99
9012973 | Lithium coin cells | CR 2016, 3,0 V |  | 175 | 1 | 1 | 1.99
9012974 | Lithium buttom cell CR1025, 3,0 V |  |  | 175 | 1 | 1 | 3.58
9012975 | Lithium coin cells | CR 1220, 3,0 V |  | 175 | 1 | 1 | 3.58
9012976 | Lithium coin cells | CR 1620, 3,0 V |  | 175 | 1 | 1 | 3.17
9012977 | Universal charger | to 4 cells AA/AAA/C/D and 2x9V-block |  | 176 | 1 | 1 | 37.38
9013007 | Beakers,DURAN®,low form,cap. 5 ml |  |  | 13 | 1 | 1 | See Cope Price List BN160-10
9013008 | Beakers,DURAN®,low form,cap. 10 ml |  |  | 13 | 1 | 1 | See Cope Price List BN160-15
9013014 | Beakers,DURAN®,low form,cap. 25 ml |  |  | 13 | 1 | 1 | See Cope Price List BN160-20
9013017 | Beakers,DURAN®,low form,cap. 50 ml |  |  | 13 | 1 | 1 | See Cope Price List BN160-25
9013024 | Beakers,DURAN®,low form,cap. 100 ml |  |  | 13 | 1 | 1 | See Cope Price List BN160-30
9013029 | Beakers,DURAN®,low form,cap. 150 ml |  |  | 13 | 1 | 1 | See Cope Price List BN160-35
9013036 | Beakers,DURAN®,low form,cap. 250 ml |  |  | 13 | 1 | 1 | See Cope Price List BN160-40
9013041 | Beakers,DURAN®,low form,cap. 400 ml |  |  | 13 | 1 | 1 | See Cope Price List BN160-45
9013048 | Beakers,DURAN®,low form,cap. 600 ml |  |  | 13 | 1 | 1 | See Cope Price List BN160-50
9013053 | Beakers,DURAN®,low form,cap. 800 ml |  |  | 13 | 1 | 1 | See Cope Price List BN160-60
9013054 | Beakers,DURAN®,low form,cap. 1000 ml |  |  | 13 | 1 | 1 | See Cope Price List BN160-60
9013063 | Beakers,DURAN®,low form,cap. 2000 ml |  |  | 13 | 1 | 1 | See Cope Price List BN160-65
9013068 | Beakers,DURAN®,low form,cap. 3000 ml |  |  | 13 | 1 | 1 | See Cope Price List BN160-70
9013073 | Beakers,DURAN®,low form,cap. 5000 ml |  |  | 13 | 1 | 1 | See Cope Price List BN160-75
9013086 | Beakers,DURAN®,low form,cap. 10000 ml |  |  | 13 | 1 | 1 | See Cope Price List BN160-80
9013117 | Beakers,DURAN®,tall form,cap. 50 ml |  |  | 14 | 1 | 1 | See Cope Price List BN163-25
9013124 | Beakers,DURAN®,tall form,cap. 100 ml |  |  | 14 | 1 | 1 | See Cope Price List BN163-30
9013129 | Beakers,DURAN®,tall form,cap. 150 ml |  |  | 14 | 1 | 1 | See Cope Price List BN163-35
9013136 | Beakers,DURAN®,tall form,cap. 250 ml |  |  | 14 | 1 | 1 | See Cope Price List BN163-40
9013141 | Beakers,DURAN®,tall form,cap. 400 ml |  |  | 14 | 1 | 1 | See Cope Price List BN163-45
9013148 | Beakers,DURAN®,tall form,cap. 600 ml |  |  | 14 | 1 | 1 | See Cope Price List BN163-50
9013153 | Beakers,DURAN®,tall form,cap. 800 ml |  |  | 14 | 1 | 1 | See Cope Price List BN163-55
9013154 | Beakers,DURAN®,tall form,cap. 1000 ml |  |  | 14 | 1 | 1 | See Cope Price List BN163-60
9013163 | Beakers,DURAN®,tall form,cap. 2000 ml |  |  | 14 | 1 | 1 | See Cope Price List BN163-65
9013168 | Beakers,DURAN®,tall form,cap. 3000 ml |  |  | 14 | 1 | 1 | See Cope Price List BN163-70
9013192 | Beakers, 500 ml, ETFE, low form | black printed scale, with spout |  | 1112 | 1 | 1 | 44.22
9013208 | Griffin beaker 10 ml, PP | blue-embossed graduation, | translucent | 15 | 1 | 1 | 1.31
9013209 | Griffin beaker 400 ml, PP | blue-embossed graduation, | translucent | 15 | 1 | 1 | 3.07
9013210 | Griffin beakers,PFA,low form,cap. 25 ml | embossed graduation |  | 1113 | 1 | 1 | 21.86
9013211 | Griffin beakers,PFA,low form,cap. 50 ml | embossed graduation |  | 1113 | 1 | 1 | 22.94
9013212 | Griffin beakers,PFA,low form,cap. 100 ml | embossed graduation |  | 1113 | 1 | 1 | 32.01
9013213 | Griffin beakers,PFA,low form,cap. 250 ml | embossed graduation |  | 1113 | 1 | 1 | 53.94
9013214 | Griffin beakers,PFA,low form,cap. 500 ml | embossed graduation |  | 1113 | 1 | 1 | 83.6
9013215 | Griffin beakers,PFA,low form,cap. 1000 ml | embossed graduation |  | 1113 | 1 | 1 | 134.02
9013220 | Griffin beaker 25 ml, PP | blue-embossed graduation, | translucent | 15 | 1 | 1 | 1.31
9013228 | Griffin beaker 50 ml, PP | blue-embossed graduation, | translucent | 15 | 1 | 1 | 1.46
9013238 | Griffin beaker 100 ml, PP | blue-embossed graduation, | translucent | 15 | 1 | 1 | 1.54
9013244 | Griffin beaker 150 ml, PP | blue-embossed graduation, | translucent | 15 | 1 | 1 | 1.91
9013248 | Griffin beaker 250 ml, PP | blue-embossed graduation, | translucent | 15 | 1 | 1 | 2.19
9013254 | Griffin beaker 500 ml, PP | blue-embossed graduation, | translucent | 15 | 1 | 1 | 3.25
9013256 | Griffin beaker 600 ml, PP | blue-embossed graduation, | translucent | 15 | 1 | 1 | 3.4
9013262 | Griffin beaker 1000 ml, PP | blue-embossed graduation, | translucent | 15 | 1 | 1 | 4.96
9013264 | Griffin beaker 2000 ml, PP | blue-embossed graduation, | translucent | 15 | 1 | 1 | 8.94
9013266 | Griffin beaker 3000 ml, PP | blue-embossed graduation, | translucent | 15 | 1 | 1 | 17.88
9013270 | Griffin beaker 5000 ml, PP | blue-embossed graduation, | translucent | 15 | 1 | 1 | 23.57
9013315 | Griffin beaker 10 ml, PMP (TPX) | red-imprinted graduation, | clear | 16 | 1 | 1 | 1.71
9013320 | Griffin beaker 25 ml, PMP (TPX) | red-imprinted graduation, | clear | 16 | 1 | 1 | 1.89
9013328 | Griffin beaker 50 ml, PMP (TPX) | red-imprinted graduation, | clear | 16 | 1 | 1 | 2.34
9013338 | Griffin beaker 100 ml, PMP (TPX) | red-imprinted graduation, | clear | 16 | 1 | 1 | 2.8
9013344 | Griffin beaker 150 ml, PMP (TPX) | red-imprinted graduation, | clear | 16 | 1 | 1 | 3.6
9013348 | Griffin beaker 250 ml, PMP (TPX) | red-imprinted graduation, | clear | 16 | 1 | 1 | 3.73
9013350 | Griffin beaker 400 ml, PMP (TPX) | red-imprinted graduation, | clear | 16 | 1 | 1 | 5.04
9013354 | Griffin beaker 500 ml, PMP (TPX) | red-imprinted graduation, | clear | 16 | 1 | 1 | 5.74
9013356 | Griffin beaker 600 ml, PMP (TPX) | red-imprinted graduation, | clear | 16 | 1 | 1 | 6.47
9013362 | Griffin beaker 1000 ml, PMP (TPX) | red-imprinted graduation, | clear | 16 | 1 | 1 | 9.47
9013364 | Griffin beaker 2000 ml, PMP (TPX) | red-imprinted graduation, | clear | 16 | 1 | 1 | 15.69
9013366 | Griffin beaker 3000 ml, PMP (TPX) | red-imprinted graduation, | clear | 16 | 1 | 1 | 23.19
9013370 | Griffin beaker 5000 ml, PMP (TPX) | red-imprinted graduation, | clear | 16 | 1 | 1 | 31.21
9013610 | Beaker 100 ml, 18/10 steel | with rim and spout |  | 15 | 1 | 1 | 91.89
9013611 | Beaker 250 ml, 18/10 steel | with rim and spout |  | 15 | 1 | 1 | 95.35
9013612 | Beaker 500 ml, 18/10 steel | with rim and spout |  | 15 | 1 | 1 | 106.33
9013613 | Beaker 1000 ml, 18/10 steel | with rim and spout |  | 15 | 1 | 1 | 125.57
9013614 | Beaker 2000 ml, 18/10 steel | with rim and spout |  | 15 | 1 | 1 | 180.02
9013615 | Beaker 3000 ml, 18/10 steel | with rim and spout |  | 15 | 1 | 1 | 198.53
9013616 | Beaker 5000 ml, 18/10 steel | with rim and spout |  | 15 | 1 | 1 | 253.46
9013670 | LLG-Beaker 25 ml, low form, PP | ISO 7056 - blue scale | pack of 2 | 15 | 1 | 1 | 1.61
9013671 | LLG-Beaker 50 ml, low form, PP | ISO 7056 - blue scale | pack of 2 | 15 | 1 | 1 | 1.81
9013672 | LLG-Beaker 100 ml, low form, PP | ISO 7056 - blue scale | pack of 2 | 15 | 1 | 1 | 2.12
9013673 | LLG-Beaker 250 ml, low form, PP | ISO 7056 - blue scale, pack of 2 |  | 15 | 1 | 1 | 3.93
9013674 | LLG-Beaker 500 ml, low form, PP | ISO 7056 - blue scale | pack of 2 | 15 | 1 | 1 | 6.04
9013675 | LLG-Beaker 1000 ml, low form, PP | ISO 7056 - blue scale | pack of 2 | 15 | 1 | 1 | 10.02
9013676 | LLG-Beaker 2000 ml, low form, PP | ISO 7056 - blue scale |  | 15 | 1 | 1 | 7.71
9013680 | LLG-Beaker 250 ml, PP | ISO 7056, blue scale, | with handle, pack of 2 | 16 | 1 | 1 | 3.98
9013681 | LLG-Beaker 500 ml, PP | ISO 7056, blue scale, | with handle, pack of 2 | 16 | 1 | 1 | 6.04
9013682 | LLG-Beaker 1000 ml, PP | ISO 7056, blue scale, | with handle, pack of 2 | 16 | 1 | 1 | 9.37
9013683 | LLG-Beaker 2000 ml, PP | ISO 7056, blue scale, | with handle | 16 | 1 | 1 | 6.93
9013684 | LLG-Beaker 3000 ml, PP | ISO 7056, blue scale, | with handle | 16 | 1 | 1 | 11.33
9013702 | Beakers,ETFE,low form,cap. 25 ml,graduated |  |  | 1112 | 1 | 1 | 12.06
9013703 | Beakers,ETFE,low form,cap. 50 ml,graduated |  |  | 1112 | 1 | 1 | 12.62
9013704 | Beakers,ETFE,low form,cap. 100 ml,graduated |  |  | 1112 | 1 | 1 | 18.81
9013706 | Beakers,ETFE,low form,cap. 250 ml,graduated |  |  | 1112 | 1 | 1 | 26.97
9013707 | Beakers,ETFE,low form,cap. 400 ml,graduated |  |  | 1112 | 1 | 1 | 37.74
9013708 | Beakers,ETFE,low form,cap. 600 ml,graduated |  |  | 1112 | 1 | 1 | 51.23
9013710 | Beakers,ETFE,low form,cap. 1000 ml,graduated |  |  | 1112 | 1 | 1 | 73.69
9013722 | Beaker 5 ml, PTFE, low form | h. 26 mm x Ø 20 mm, non-graduated, | with reinforced rim and spout | 1112 | 1 | 1 | Refer to Cope
9013723 | Beaker 10 ml, PTFE, low form | h. 33 mm x Ø 24 mm, non-graduated, | with reinforced rim and spout | 1112 | 1 | 1 | Refer to Cope
9013724 | Beaker 25 ml, PTFE, low form | h. 47 mm x Ø 32 mm, non-graduated, | with reinforced rim and spout | 1112 | 1 | 1 | Refer to Cope
9013725 | Beaker 50 ml, PTFE, low form | h. 55 mm x Ø 43 mm, non-graduated, | with reinforced rim and spout | 1112 | 1 | 1 | Refer to Cope
9013726 | Beaker 100 ml, PTFE, low form | h. 68 mm x Ø 54 mm, non-graduated, | with reinforced rim and spout | 1112 | 1 | 1 | Refer to Cope
9013727 | Beaker 150 ml, PTFE, low form | h. 75 mm x Ø 59 mm, non-graduated, | with reinforced rim and spout | 1112 | 1 | 1 | Refer to Cope
9013728 | Beaker 250 ml, PTFE, low form | h. 97 mm x Ø 66 mm, non-graduated, | with reinforced rim and spout | 1112 | 1 | 1 | Refer to Cope
9013729 | Beaker 400 ml, PTFE, low form | h. 125 mm x Ø 80 mm, non-graduated, | with reinforced rim and spout | 1112 | 1 | 1 | Refer to Cope
9013731 | Beaker 500 ml, PTFE, low form | h. 125 mm x Ø 100 mm, non-graduated, | with reinforced rim and spout | 1112 | 1 | 1 | Refer to Cope
9013734 | Beaker 1000 ml, PTFE, low form | h. 155 mm x Ø 100 mm, non-graduated, | with reinforced rim and spout | 1112 | 1 | 1 | Refer to Cope
9013735 | Beaker 2000 ml, PTFE, low form | h. 205 mm x Ø 125 mm, non-graduated, | with reinforced rim and spout | 1112 | 1 | 1 | Refer to Cope
9013773 | Conical measure 100ml | PP, graduated |  | 17 | 1 | 1 | See Cope Price List MD700-10
9013774 | Conical measure 250ml | PP, graduated |  | 17 | 1 | 1 | See Cope Price List MD700-15
9013775 | Conical measure 500ml | PP, graduated |  | 17 | 1 | 1 | See Cope Price List MD700-20
9013776 | Conical measure 1000ml | PP, graduated |  | 17 | 1 | 1 | See Cope Price List MD700-25
9013900 | Beakers,boro-glass,low form,cap.25 ml, | pack of 10 |  | 13 | 1 | 1 | 8.06
9013901 | Beakers,boro-glass,low form,cap.50 ml, | pack of 10 |  | 13 | 1 | 1 | 8.06
9013902 | Beakers,boro-glass,low form,cap.100 ml, | pack of 10 |  | 13 | 1 | 1 | 9.57
9013903 | Beakers,boro-glass,low form,cap.150 ml, | pack of 10 |  | 13 | 1 | 1 | 13.35
9013904 | Beakers,boro-glass,low form,cap.250 ml, | pack of 10 |  | 13 | 1 | 1 | 14.36
9013905 | Beakers,boro-glass,low form,cap.5 ml, | Pack of 10 |  | 13 | 1 | 1 | 9.32
9013906 | Beakers,boro-glass,low form,cap.10 ml, | pack of 10 |  | 13 | 1 | 1 | 9.57
9013910 | Beakers,boro-glass,low form,cap.400 ml, | pack of 10 |  | 13 | 1 | 1 | 17.13
9013911 | Beakers,boro-glass,low form,cap.600 ml | pack of 10 |  | 13 | 1 | 1 | 16.37
9013912 | Beakers,boro-glass,low form,cap.800 ml, | pack of 10 |  | 13 | 1 | 1 | 20.15
9013913 | Beakers,boro-glass,low form,cap.1000 ml, | pack of 10 |  | 13 | 1 | 1 | 27.08
9013914 | Beakers,boro-glass,low form,cap.2000 ml | pack of 4 |  | 13 | 1 | 1 | #N/A
9013915 | Beakers,boro-glass,low form,cap.3000ml | pack of 4 |  | 13 | 1 | 1 | #N/A
9013916 | Beakers,boro-glass,5000 ml, low form | pack of 2 |  | 13 | 1 | 1 | #N/A
9013920 | Beaker HF 100 ml | pack of 10 |  | 13 | 1 | 1 | 10.58
9013921 | Beaker HF 150 ml | pack of 10 |  | 13 | 1 | 1 | 15.62
9013922 | Beaker HF 250 ml | pack of 10 |  | 13 | 1 | 1 | 16.37
9013923 | Beaker HF 400 ml | pack of 10 |  | 13 | 1 | 1 | 20.65
9013924 | Beaker HF 25 ml | pack of 10 |  | 13 | 1 | 1 | 9.07
9013925 | Beaker HF 50 ml | Pack of 10 |  | 13 | 1 | 1 | 9.32
9013930 | Beaker HF 600 ml | pack of 10 |  | 13 | 1 | 1 | 25.44
9013931 | Beaker HF 800 ml | pack of 10 |  | 13 | 1 | 1 | 30.01
9013932 | Beaker HF 1000 ml | pack of 10 |  | 13 | 1 | 1 | 33.79
9013933 | Beaker HF 2000 ml | Pack of 6 |  | 13 | 1 | 1 | #N/A
9013934 | Beaker HF 3000 ml | Pack of 6 |  | 13 | 1 | 1 | 128.37
9014001 | Beaker 50 ml, l.f. | Pyrex® borosilicate glass, graduated, | pack of 10 | 14 | 1 | 1 | Refer to Cope
9014002 | Beaker 150 ml, l.f. | Pyrex® borosilicate glass, graduated, | pack of 10 | 14 | 1 | 1 | See Cope Price List BN100-35
9014003 | Beaker 25 ml, l.f. | Pyrex® borosilicate glass, graduated, | pack of 10 | 14 | 1 | 1 | Refer to Cope
9014004 | Beaker 400 ml, l.f. | Pyrex® borosilicate glass, graduated, | pack of 10 | 14 | 1 | 1 | See Cope Price List BN100-45
9014005 | Beaker 1000 ml, l.f. | Pyrex® borosilicate glass, graduated, | pack of 10 | 14 | 1 | 1 | See Cope Price List BN100-60
9014006 | Beaker 250 ml, t.f. | Pyrex® borosilicate glass, graduated, | pack of 10 | 15 | 1 | 1 | See Cope Price List BN120-40
9014020 | Round flask 100ml, narrow neck | flat bottom, Pyrex®, pack of 10 |  | 21 | 1 | 1 | See Cope Price List FK100-24
9014021 | Round flask 250ml, narrow neck, | flat bottom, Pyrex®, pack of 10 |  | 21 | 1 | 1 | See Cope Price List FK100-30
9014022 | Round flask 1000ml, narrow neck, | flat bottom, Pyrex®, pack of 10 |  | 21 | 1 | 1 | See Cope Price List FK100-40
9014023 | Round flask 250ml, wide neck | flat bottom, Pyrex®, pack of 10 |  | 21 | 1 | 1 | See Cope Price List FK105-30
9014024 | Round flask 500ml, wide neck, | flat bottom, Pyrex®, pack of 10 |  | 21 | 1 | 1 | See Cope Price List FK105-35
9014025 | Round flask 1000ml, wide neck | flat bottom, Pyrex®, pack of 10 |  | 21 | 1 | 1 | See Cope Price List FK105-40
9014026 | Round flask 100ml, narrow neck | Pyrex®, pack of 10 |  | 22 | 1 | 1 | See Cope Price List FK120-24
9014027 | Round flask 250ml, narrow neck, | Pyrex®, pack of 10 |  | 22 | 1 | 1 | See Cope Price List FK120-30
9014028 | Round flask 500ml, narrow neck, | Pyrex®, pack of 10 |  | 22 | 1 | 1 | See Cope Price List FK120-35
9014029 | Round flask 1000ml, narrow neck | Pyrex®, pack of 10 |  | 22 | 1 | 1 | See Cope Price List FK120-40
9014030 | Erlenmeyer flask 50ml | narrow neck, Pyrex®, pack of 10 |  | 18 | 1 | 1 | Refer to Cope
9014031 | Erlenmeyer flask 500ml | narrow neck Pyrex®, pack of 10 |  | 18 | 1 | 1 | See Cope Price List FK200-35
9014032 | Erlenmeyer flask 2000ml | narrow neck, Pyrex®, pack of 10 |  | 18 | 1 | 1 | See Cope Price List FK200-45
9014033 | Erlenmeyer flask 100 ml, wide neck | Pyrex®, graduated, pack of 10 |  | 19 | 1 | 1 | See Cope Price List FK220-24
9014034 | Erlenmeyer flask 500 ml, wide neck | Pyrex®, graduated, pack of 10 |  | 19 | 1 | 1 | See Cope Price List FK220-35
9014100 | Bubble counters,DURAN®,height 100 mm |  |  | 603 | 1 | 1 | 25.19
9018292 | Teclu burner for all gas | max. 1300°C, with stopcock, | air regulator, pilot flame, 0.5-3 KW | 131 | 1 | 1 | 85.7
9018294 | Bunsen burner for all gas | with needle valve and air regulator | with needle valve for gastype | 131 | 1 | 1 | 47.5
9018310 | Teclu burner for natural gas | with needle valve and air regulator |  | 130 | 1 | 1 | 50.25
9018311 | Teclu burner for natural gas | with stopcok, pilot flame and air regulator |  | 130 | 1 | 1 | 70.52
9018312 | Teclu burner for propane gas | with stopcock, pilot flame and air regulator |  | 130 | 1 | 1 | 70.52
9018313 | Bunsen burner for natural gas | with needle valve, pilot flame | and air regulator | 130 | 1 | 1 | 48.11
9018314 | Bunsen burner for propane gas | with needle valve, pilot flame | and air regulator | 130 | 1 | 1 | 48.11
9018315 | Suction foot | for all Juchheim laboratory burners |  | 131 | 1 | 1 | 8.92
9018316 | Bunsen burner for natural gas | with needle valve and air regulator |  | 131 | 1 | 1 | 39.8
9018317 | Bunsen burner for propane gas | with needle valve and air regulator |  | 131 | 1 | 1 | 39.8
9018318 | Bunsen burner for natural gas | with stopcock, pilotflame and air regulator |  | 131 | 1 | 1 | 55.54
9018319 | Bunsen burner for propane gas | with stopcock, pilotflame and air regulator |  | 131 | 1 | 1 | 55.54
9018360 | Foot for burner |  |  | 131 | 1 | 1 | 7.98
9018377 | Teclu burner, natural gas | with needle valve DIN 30665, air regulation, | pilot flame, max. 1300°C, 1.53 KW | 129 | 1 | 1 | 61.16
9018378 | Teclu burner, propane | with needle valve DIN 30665, air regulation, | pilot flame, max. 1300°C, 2.36 KW | 129 | 1 | 1 | 61.16
9018388 | Safety burner, natural gas | with needle valve, air regulation, | pilot flame, max. 1300°C, 1.53 KW | 130 | 1 | 1 | 148.28
9018389 | Safety burner, propane | with needle valve, air regulation, | pilot flame, max. 1300°C, 2.36 KW | 130 | 1 | 1 | 148.28
9018510 | Bunsen burner,For use with gas cartridge C 206 |  |  | 128 | 1 | 1 | 70.86
9018511 | Bunsen burner,for use with gas cartridge CV 470, | without cartridge |  | 128 | 1 | 1 | 70.86
9018512 | Gas-cartouche CV 470 Plus, 450g | receptacles, small, containing gas (gas catrides) | UN 2037, cl.2, code 5F, ADR | 129 | 1 | 1 | 13.6
9018519 | Gas-cartouche CV 360 | receptacles, small, containing gas(gas catridges) | UN 2037, cl.2, code 5F, ADR | 129 | 1 | 1 | 10.83
9018520 | Gas-cartouche C 206 GLS | receptacles, small, containing gas(gas catridges) | UN 2037, 2, code 5F, ADR | 129 | 1 | 1 | 3.6
9018539 | Blowtorch Soudogaz® X 2000 PZ |  |  | 128 | 1 | 1 | 47.56
9018540 | Blowtorch Soudogaz® X 2000 |  |  | 128 | 1 | 1 | 40.49
9018547 | Blowtorch PT 2000 | for gas cartridge C 206 |  | 128 | 1 | 1 | 27.83
9018549 | Spirit burner,soda-lime glass,cap. 100 ml | with tubulature,without wick and socket |  | 129 | 1 | 1 | 17.83
9018553 | Wick for spirit burner |  |  | 129 | 1 | 1 | 0.78
9018554 | Socket for spirit burner |  |  | 129 | 1 | 1 | 1.44
9018560 | Spirit burner,18/8 steel,cap, 60 ml | with wick and cap |  | 129 | 1 | 1 | 21.77
9018584 | Laboratorz gas burner Fuego SCS pro | with tilt sensor, charger function |  | 132 | 1 | 1 | Refer to Cope
9018585 | Foot pedal made of stainless steel | cable length 3m | for Fuego SCS series | 132 | 1 | 1 | See Cope Price List BY344-06
9018601 | Electronic laboratory burner | w.Schuko plug w.trigger switch |  | 135 | 1 | 1 | 359.77
9018602 | Power controller | for electronic laboratory burner |  | 135 | 1 | 1 | 151.95
9018603 | Stand | for electronic laboratory burner |  | 135 | 1 | 1 | 100.26
9018604 | Safety stand | for electronic laboratory burner |  | 135 | 1 | 1 | 131.07
9018691 | Electric Bunsen burner BA 6101 | element temperatures 800-1000°C | without controller, 230V 50/60Hz, 480w | 135 | 1 | 1 | See Cope Price List HE760-10
9018698 | Tripod bracket | for PowerCube |  | 136 | 1 | 1 | 24.28
9018699 | Infrared burner 800W/230V | Power cube IRB 2 |  | 136 | 1 | 1 | 511.07
9018741 | Inculating loop sterilizer schuett solaris | 200-240 V |  | 134 | 1 | 1 | 876.84
9018742 | Quartz tube with bottom | O.D. 17mm, length 100mm | for schuett solaris | 134 | 1 | 1 | 90.67
9018750 | Adapter for gas cartridges CP 250 | with integr.pressure reducer, DVGW-Safety- | Gas tubing 0,5m and block valve | 133 | 1 | 1 | 149.99
9018751 | Adapter for gas cartridges CG 1750 | with integr.pressure reducer, DVGW-Safety- | gas tubing 0,5m and lock valve | 133 | 1 | 1 | 149.99
9018752 | Windshield from stainless steel | for schuett phoenix II |  | 133 | 1 | 1 | 50.37
9018753 | Glass spatter guard | for schuett phoenix II |  | 133 | 1 | 1 | 68.84
9018754 | Gas safety hose | with threaded screw connections | for Propane/Butane 0,5m | 133 | 1 | 1 | 38.62
9018755 | Gas safety hose | with threader srew connections | for Propane/Butane (2,0m) | 133 | 1 | 1 | 48.69
9018756 | Hot-Tray, stainless steel | height optimized | for schuett phoenix II | 133 | 1 | 1 | 63.81
9018758 | Foot-switch, stainless steel | for schuett phoenix II |  | 133 | 1 | 1 | 87.31
9018759 | Pressure reducer | for 5kg/11kg propane gas bottle | for schuett phoenix II | 133 | 1 | 1 | 105.9
9018760 | Schuett phoenix II eco with foot switch | Safety bunsen burner, | 230 Volt, 50/60 Hz | 133 | 1 | 1 | 514.61
9018761 | Schuett phoenix II standard with foot-switch | Safety bunsen burner | 230 Volt, 50/60 Hz | 133 | 1 | 1 | 646.9
9018762 | Schuett phoenix II accu | Safety bunsen burner | 230 Volt, 50/60 Hz | 133 | 1 | 1 | 779.19
9018779 | Blazing carousel incl. 5 | inoculating loops |  | 133 | 1 | 1 | 1285.78
9018794 | Schuett easyflame flame sterilizer | mobile |  | 134 | 1 | 1 | 269
9018798 | Flame sterilization carousel | semi-automated |  | 133 | 1 | 1 | 792.42
9018801 | Gas lighter 155 mm long | for all types of gas, bow-shaped | with flint | 131 | 1 | 1 | 2.32
9018805 | Flints 3 x 20 mm | for gas lighter 9.018 801 |  | 131 | 1 | 1 | 0.33
9018820 | Gas lighter Clipper | wireless, without batteries | and flint | 131 | 1 | 1 | 12.54
9018935 | Gas safety tubing,length 500 mm |  |  | 139 | 1 | 1 | 31.57
9018936 | Gas safety tubing,length 600 mm |  |  | 139 | 1 | 1 | 32.6
9018937 | Gas safety tubing,length 750 mm |  |  | 139 | 1 | 1 | 36.37
9018940 | Gas safety tubing,length 1000 mm |  |  | 139 | 1 | 1 | 42
9018942 | Gas safety tubing,length 1250 mm |  |  | 139 | 1 | 1 | 45.88
9018945 | Gas safety tubing,length 1500 mm |  |  | 139 | 1 | 1 | 51.34
9018950 | Gas safety tubing,length 2000 mm |  |  | 139 | 1 | 1 | 61.41
9018960 | Gas safety tubing,length 3000 mm |  |  | 139 | 1 | 1 | 93.09
9018970 | Tubing for gas burners, | ID 10mm, 2mm wall thickness |  | 139 | 1 | 1 | 9.39
9019002 | Set of brushes,natural hair | consisting of: 9.019 010, 9.019 020, 9.019 030, | 9.019 040, 9.019 050, 9.019 060, 9.019 070, | 1072 | 1 | 1 | 68.21
9019005 | Pipe cleaners,pack of 100 |  |  | 1072 | 1 | 1 | 2.82
9019010 | Pipet brush,nylon,100x5 mm,length 500 mm |  |  | 1072 | 1 | 1 | 1.96
9019020 | Test tube brush dia.10mm, length 190mm | natural hair, w.wool tip |  | 1072 | 1 | 1 | 1.21
9019030 | Test tube brush dia. 10mm, length 250mm | natural hair w. head bundle |  | 1072 | 1 | 1 | 2.12
9019035 | Test tube brush dia.15mm, length 280mm | natural hair with cotton tip |  | 1072 | 1 | 1 | 1.49
9019040 | Test tube brush dia. 30mm, length 270mm | natural hair w. wool tip |  | 1072 | 1 | 1 | 1.76
9019050 |  | Flask-/ Bottle brush dia. 50mm, length 330mm | natural hair w. head bundle | 1072 | 1 | 1 | 3
9019060 | Flask-/ Bottle brush dia. 63mm, length 470mm | natural hair w. head bundle |  | 1072 | 1 | 1 | 4.23
9019070 | Beaker brush dia. 85mm, length 390mm | natural hair with wooden handle |  | 1072 | 1 | 1 | 7.18
9019080 | Beaker brush dia. 85mm, length 430mm | natural hair with wooden handle |  | 1072 | 1 | 1 | 8.03
9019090 | Beaker brush dia. 80mm, length 430mm | natural hair w. wooden handle |  | 1072 | 1 | 1 | 8.21
9019092 | Beaker brush dia. 80mm, length 630mm | natural hair w.extra long wooden handle |  | 1072 | 1 | 1 | 9.97
9019100 | Burette brush dia. 30mm, length 1000mm | natural hair w. long wire handle |  | 1072 | 1 | 1 | 2.01
9019110 | Sieve brush dia. 60mm, length 220mm | Nylon |  | 1066 | 1 | 1 | 2.39
9020131 | Universal application and evaluation guide,TLC | Plexiglas,200 x 200 mm |  | 1396 | 1 | 1 | 111.75
9020134 | Application guides,TLC,100 x 100 mm |  |  | 1396 | 1 | 1 | 86.71
9020135 | Application guides,TLC,50 x 50 mm |  |  | 1396 | 1 | 1 | 65.51
9020136 | Outlining templates | 200x100mm |  | 1396 | 1 | 1 | 98.27
9020137 | Application guides,TLC,200 x 200 mm |  |  | 1396 | 1 | 1 | 104.04
9020160 | Standard separating chamber,TLC,with knob lid |  |  | 1394 | 1 | 1 | 375.86
9020163 | Knob lid for 9.020 160 | standard separation chamber |  | 1394 | 1 | 1 | 115.61
9020173 | Standard separating chamber,TLC,with ground | cover plate |  | 1394 | 1 | 1 | 335.87
9020177 | Glass cover plate for 9020160 |  |  | 1394 | 1 | 1 | 40.47
9020179 | Filter paper for chamber saturation | pack of 25 |  | 1394 | 1 | 1 | 71.3
9020192 | Microcapillaries,cap. 0,5 µl,pack of 100 |  |  | 863 | 1 | 1 | 26.97
9020193 | Microcapillaries,cap. 1,0 µl,pack of 100 |  |  | 863 | 1 | 1 | 26.97
9020194 | Microcapillaries,cap. 2,0 µl,pack of 100 |  |  | 863 | 1 | 1 | 26.97
9020195 | Microcapillaries,cap. 5,0 µl,pack of 100 |  |  | 863 | 1 | 1 | 26.97
9020196 | Microcapillaries,cap. 10,0 µl,pack of 100 |  |  | 863 | 1 | 1 | 26.97
9020210 | TLC separating chambers with knob cover,100x100 mm |  |  | 1394 | 1 | 1 | 217.52
9020211 | Knob cover,100x100 mm |  |  | 1394 | 1 | 1 | 77.07
9020212 | TLC separating chambers with st.steel cover, | 100 x 100 mm |  | 1394 | 1 | 1 | 195.13
9020213 | St.steel cover,100x100 mm |  |  | 1394 | 1 | 1 | 50.1
9020214 | TLC paper for chamber saturation,230x105 mm | pack of 25 |  | 1394 | 1 | 1 | 53.94
9023150 | H-separating chamber,50 x 50 mm |  |  | 1394 | 1 | 1 | 204.71
9023160 | H separation chamber | for 100x100 mm DC-plates |  | 1394 | 1 | 1 | 453.89
9023955 | Frit rods,length 50 mm,pack of 5 |  |  | 1394 | 1 | 1 | 92.48
9023956 | Cover for H-separating chamber,50x50 mm |  |  | 1394 | 1 | 1 | 27.76
9023957 | Cover plate 100x100 mm | for H separation chamber |  | 1394 | 1 | 1 | 38.54
9023990 | Test-tube atomizer,glass,cap. 12 ml |  |  | 1395 | 1 | 1 | 107.9
9024000 | Special atomizer for TLC,with blow rubber ball | cap. 100 ml |  | 1395 | 1 | 1 | 133.87
9025912 | Chromatographic Columns with Frit, PTFE- or Valve | Stopcock, Length mm 200 Column D.mm 10 |  | 1370 | 1 | 1 | 48.88
9025913 | Chromatographic Columns with Frit, PTFE- or Valve | Stopcock, Length mm 300 Column D.mm 10 |  | 1370 | 1 | 1 | 48.93
9025914 | Chromatographic Columns with Frit, PTFE- or Valve | Stopcock, Length mm 200 Column D.mm 15 |  | 1370 | 1 | 1 | 52.16
9025932 | Chromatographic Columns with Indentations and PTFE | Stopcock, Length mm 200 Column D.mm 10 |  | 1370 | 1 | 1 | 39.86
9025934 | Chromatographic Columns with Indentations and PTFE | Stopcock, Length mm 400 Column D.mm 20 |  | 1370 | 1 | 1 | 42.27
9025936 | Chromatographic Columns with Indentations and PTFE | Stopcock, Length mm 600 Column D.mm 30 |  | 1370 | 1 | 1 | 48.69
9031961 | Dewar vessels,PE-HD,cap. 1 ltrs,95x194 mm high |  |  | 716 | 1 | 1 | See Cope Price List DE750-40
9031962 | Dewar vessels,PE-HD,cap. 2 ltrs,121x225 mm high |  |  | 716 | 1 | 1 | See Cope Price List DE750-43
9031964 | Dewar vessels,PE-HD,cap. 4 ltrs,146x287 mm high |  |  | 716 | 1 | 1 | See Cope Price List DE750-46
9031970 | Dewar vessels,PE-HD,cap.10 ltrs,197x394 mm high |  |  | 716 | 1 | 1 | See Cope Price List DE750-49
9031972 | Cork lid for 1 ltr.-Dewar vessel | 9.031 982 |  | 717 | 1 | 1 | 36.21
9031973 | Cork lid for 2 + 1 ltr.-Dewar vessel | 9.031 984 + 9.031 983 |  | 717 | 1 | 1 | 41.03
9031982 | Dewar vessels,chrome steel,cap. 1 ltr, | inner height 206 mm |  | 717 | 1 | 1 | 280.5
9031983 | Dewar vessels,chrome steel,cap. 1 ltr, | inner height 157 mm |  | 717 | 1 | 1 | 260.47
9031984 | Dewar vessels,chrome steel,cap. 2 ltr, | inner height 285 mm |  | 717 | 1 | 1 | 328.59
9032011 | Dewar vessels,aluminium jacket,cap. 100 ml | 40 x 90 mm inner height |  | 717 | 1 | 1 | 75.54
9032012 | Dewar vessels,aluminium jacket,cap. 200 ml | 40 x 170 mm inner height |  | 717 | 1 | 1 | See Cope Price List DE744-10
9032013 | Dewar vessels,aluminium jacket,cap. 300 ml | 47 x 190 mm inner height |  | 717 | 1 | 1 | 102.02
9032015 | Dewar vessels,aluminium jacket,cap. 500 ml | 57 x 210 mm inner height |  | 717 | 1 | 1 | See Cope Price List DE744-25
9032018 | Dewar vessels,aluminium jacket,cap. 800 ml | 67 x 240 mm inner height |  | 717 | 1 | 1 | 122.2
9032019 | Dewar vessels,aluminium jacket,cap. 1200 ml | 67 x 350 mm inner height |  | 717 | 1 | 1 | See Cope Price List DE744-35
9032021 | Dewar vessels,aluminium jacket,cap. 1000 ml | 7 x 235 mm inner height |  | 717 | 1 | 1 | 128.09
9032022 | Dewar vessels,aluminium jacket,cap. 1500 ml | 77 x 345 mm inner height |  | 717 | 1 | 1 | See Cope Price List DE744-45
9032024 | Dewar vessels,aluminium jacket,cap. 1500 ml | 90 x 245 mm inner height |  | 717 | 1 | 1 | 157.2
9032025 | Dewar vessels,aluminium jacket,cap. 2000 ml | 90 x 340 mm inner height |  | 717 | 1 | 1 | 186.86
9032027 | Dewar vessels,aluminium jacket,cap. 1500 ml | 100 x 240 mm inner height |  | 717 | 1 | 1 | 176.4
9032028 | Dewar vessels,aluminium jacket,cap. 2000 ml | 100 x 290 mm inner height |  | 717 | 1 | 1 | See Cope Price List DE744-55
9032030 | Dewar vessels,aluminium jacket,cap. 2500 ml | 10 x 290 mm inner height |  | 717 | 1 | 1 | 202.59
9032033 | Dewar vessels,aluminium jacket,cap. 4000 ml | 138 x 160 mm inner height |  | 717 | 1 | 1 | 286.11
9032065 | Cold trap KF 29-K | complete with dewar flask 12 C | and plastic ring | 984 | 1 | 1 | 418.7
9032066 | Cold trap KF 29-OK | complete with dewar flask 12 C | and plastic ring | 984 | 1 | 1 | 439.34
9032067 | Cold trap KF 29-GL | complete with dewar flask 12 C | and plastic ring | 984 | 1 | 1 | 415.96
9032068 | Cold trap KFL 29-K | complete with dewar flask 18 C | and plastic ring | 984 | 1 | 1 | 460.15
9032069 | Cold trap KFL 29-OK | complete with dewar flask 18 C | and plastic ring | 984 | 1 | 1 | 479.75
9032070 | Cold trap KFL 29-GL | complete with dewar flask 18 C | and plastic ring | 984 | 1 | 1 | 457.56
9032071 | Cold trap KF 29-K-A | complete with dewar flask 12 C | and plastic ring and drain opening | 984 | 1 | 1 | 457.79
9032072 | Cold trap KF 29-OK-A | complete with dewar flask 12 C | and plastic ring and drain opening | 984 | 1 | 1 | 477.38
9032073 | Cold trap KF 29-GL-A | complete with dewar flask 12 C | and plastic ring and drain opening | 984 | 1 | 1 | 452.58
9032074 | Cold trap KFL 29-K-A | complete with dewar flask 18 C | and plastic ring and drain opening | 984 | 1 | 1 | 517.93
9032075 | Cold trap KFL 29-OK-A | complete with dewar flask 18 C | and plastic ring and drain opening | 984 | 1 | 1 | 540.12
9032076 | Cold trap KFL 29-GL-A | complete with dewar flask 18 C | and plastic ring and drain opening | 984 | 1 | 1 | 515.33
9032115 | Dewar flasks 5000ml | with aluminium casing |  | 717 | 1 | 1 | See Cope Price List DE746-27
9032127 | Dewar flask 10.000ml | grade 24 AL |  | 717 | 1 | 1 | See Cope Price List DE746-34
9032131 | Large insulating vessels,with cover and handle | cap. 10 ltrs |  | 716 | 1 | 1 | 527.13
9032132 | Large insulating vessels,with cover and handle | cap. 14 ltrs. |  | 716 | 1 | 1 | 622.75
9032133 | Large insulating vessels,with cover and handle | cap. 21 ltrs. |  | 716 | 1 | 1 | 861.36
9032134 | Large insulating vessels,with cover and handle | ap. 28 ltrs |  | 716 | 1 | 1 | 900.94
9032135 | Dewar flasks with lid and carrying handle | typ 35C, 40l, blue powder-coated alu |  | 716 | 1 | 1 | 1134.53
9032371 | Temperature beaker 250ml | DURAN, 110x55mm |  | 755 | 1 | 1 | 101.71
9032372 | Tempering beaker Type T-GL 250 | 250 ml, GL14, DURAN, 110x55mm |  | 755 | 1 | 1 | 114.78
9032373 | Jacketed beakers,DURAN®,cap. 600 ml |  |  | 755 | 1 | 1 | 116.28
9032374 | Tempering beaker Type T-GL 600 | 600 ml, GL14, DURAN, 135x77mm |  | 755 | 1 | 1 | 132.41
9032376 | Jacketed beakers,DURAN®,cap. 2000 ml |  |  | 755 | 1 | 1 | 204.99
9032377 | Tempering beaker Type T-GL 2000 | 2000 ml, GL18, DURAN, 225x112mm |  | 755 | 1 | 1 | 219.84
9032422 | Dewar vessel, type SCH 9 CAL | bowl form, 77mm, aluminium coat |  | 717 | 1 | 1 | 133.26
9032423 | Dewar vessels,aluminium jacket,hemispherical | cap. 260 ml |  | 717 | 1 | 1 | See Cope Price List DE740-20
9032425 | Dewar vessels,aluminium jacket,hemispherical | cap. 400 ml |  | 717 | 1 | 1 | See Cope Price List DE740-30
9032426 | Dewar vessels,aluminium jacket,hemispherical | cap. 680 ml |  | 717 | 1 | 1 | See Cope Price List DE740-40
9032427 | Dewar vessels,aluminium jacket,hemispherical | cap. 1600 ml |  | 717 | 1 | 1 | See Cope Price List DE740-50
9032726 | Dewar transport vessels,metal jacket, | cap. 1 ltr., 26 B |  | 716 | 1 | 1 | 149.51
9032727 | Dewar transport vessels,metal jacket, | cap. 2 ltrs, 27 B |  | 716 | 1 | 1 | 206.54
9032728 | Dewar transport vessels,metal jacket, | cap. 3 ltrs., 28 B |  | 716 | 1 | 1 | 253.57
9032729 | Dewar transport vessels,metal jacket, | cap. 4 ltrs., 29 B |  | 716 | 1 | 1 | 312.65
9032740 | Dewar vessel type 21AL | 1l spherical shape |  | 717 | 1 | 1 | See Cope Price List DE746-16
9032741 | Dewar flask 3l grede 22AL |  |  | 717 | 1 | 1 | See Cope Price List DE746-22
9032742 | Dewar flasks 10l | 31 CAL, bowl form |  | 716 | 1 | 1 | 527.13
9032743 | Dewar flasks 21l | 33CAL, bowl form |  | 716 | 1 | 1 | 861.36
9032845 | Chemical waste disposal unit | 10.000 ml PE/PP |  | 250 | 1 | 1 | 231.44
9032920 | Glass marker, diamond-tipped | with wooden grip |  | 120 | 1 | 1 | See Cope Price List LA534-12
9032930 | Glass marker,diamond,pen-shaped |  |  | 120 | 1 | 1 | See Cope Price List LA530-10
9032932 | Glass scribe pen | with tungstene carbide tip |  | 120 | 1 | 1 | 35.7
9032940 | Electric diamond marker EDS 20 | incl. one tip size A |  | 120 | 1 | 1 | 468.31
9032945 | Writing tips, type A | for glass, diam. 1.5 mm, pack of 5 |  | 120 | 1 | 1 | 83.96
9032946 | Writing tips, type B | for metal, diam. 2.5 mm, pack of 5 |  | 120 | 1 | 1 | 104.95
9033018 | Jars,DURAN®,low form,with loose cover, | diam. 60 mm x 40 mm height |  | 45 | 1 | 1 | 38.41
9033026 | Jars,DURAN®,low form,with loose cover, | diam. 80 x 50 mm height |  | 45 | 1 | 1 | 46.24
9033029 | Jars,DURAN®,low form,with loose cover, | diam. 100 mm x 60 mm height |  | 45 | 1 | 1 | 57.7
9033034 | Jars,DURAN®,low form,with loose cover, | diam. 150 mm x 80 mm height |  | 45 | 1 | 1 | 104.84
9033121 | Storage bins,PS,red,165/140x100x75 mm |  |  | 48 | 1 | 1 | 2.12
9033123 | Storage bins,PS,blue,165/140/100x75 mm |  |  | 48 | 1 | 1 | 2.12
9033124 | Storage bins,PS,green,165/140x100x75 mm |  |  | 48 | 1 | 1 | 2.12
9033131 | Storage bins,PS,red,230/200x145x125 mm |  |  | 48 | 1 | 1 | 4.43
9033133 | Storage bins,PS,blue,230/200x145x125 mm |  |  | 48 | 1 | 1 | 4.43
9033134 | Storage bins,PS,green,230/200x145x125 mm |  |  | 48 | 1 | 1 | 4.43
9033141 | Storage bins,PS,red,335/300x200x150 mm |  |  | 48 | 1 | 1 | 9.19
9033143 | Storage bins,PS,blue,335/300x200x150 mm |  |  | 48 | 1 | 1 | 9.19
9033144 | Storage bins,PS,green,335/300x200x150 mm |  |  | 48 | 1 | 1 | 9.19
9033201 | Jars,PE,with lid, cap. 200 ml | 98x42 mm |  | 44 | 1 | 1 | 2.19
9033202 | Jars,PE,with lid, cap. 400 ml | 114x55 mm |  | 44 | 1 | 1 | 2.57
9033211 | Jar,PE,with lid, cap. 700 ml | 114x88 mm |  | 44 | 1 | 1 | 2.87
9033212 | Jars,PE,with lid, cap. 1000 ml | 136x110 mm |  | 44 | 1 | 1 | 3.27
9033213 | Jars,PE,with lid, cap. 2000 ml | 169x143 mm |  | 44 | 1 | 1 | 5.26
9033230 | Jars,PP,with screw cap,cap. 15ml | pack of 12 |  | 44 | 1 | 1 | Refer to Cope
9033231 | Jars,PP,with screw cap,cap. 30 ml | pack of 12 |  | 44 | 1 | 1 | Refer to Cope
9033232 | Jars,PP,with screw cap,cap. 60 ml | pack of 12 |  | 44 | 1 | 1 | Refer to Cope
9033233 | Jars,PP,with screw cap,cap. 125 ml | pack of 12 |  | 44 | 1 | 1 | Refer to Cope
9033234 | Jars,PP,with screw cap,cap. 250 ml | pack of 6 |  | 44 | 1 | 1 | Refer to Cope
9033235 | Jars,PP,with screw cap,cap. 500 ml | pack of 6 |  | 44 | 1 | 1 | Refer to Cope
9033236 | Jars,PP,with screw cap,cap. 950 ml | pack of 6 |  | 44 | 1 | 1 | Refer to Cope
9033237 | Jars,PC,with screw cap,cap. 15 ml | pack of 4 |  | 44 | 1 | 1 | Refer to Cope
9033238 | Jars,PC,with screw cap,cap. 30 ml | pack of 4 |  | 44 | 1 | 1 | Refer to Cope
9033239 | Jars,PC,with screw cap, 60 ml | pack of 4 |  | 44 | 1 | 1 | Refer to Cope
9033240 | Jars,PC,with screw cap,cap. 125 ml | pack of 4 |  | 44 | 1 | 1 | Refer to Cope
9033241 | Jars,PC,with screw cap,cap. 250 ml | pack of 4 |  | 44 | 1 | 1 | Refer to Cope
9033242 | Jars,PC,with screw cap,cap. 500 ml | pack of 4 |  | 44 | 1 | 1 | Refer to Cope
9033251 | Freezer bags,Polaren,cap.1 ltr,180x250 mm | roll of 40 bags |  | 180 | 1 | 1 | 4.31
9033252 | Freezer bags,Polaren,cap.3 ltrs,250x320 mm | roll of 30 bags |  | 180 | 1 | 1 | 4.31
9033253 | Freezer bags,Polaren,cap.6 ltr,300x460 mm | roll of 20 bags |  | 180 | 1 | 1 | 4.31
9033270 | Freezer boxes,PP,with lid,cap. 0,5 ltrs | 103x103x64 mm |  | 51 | 1 | 1 | 1.84
9033275 | Freezer boxes,PP,with lid,cap. 1,0 ltrs | 103x103x127 mm |  | 51 | 1 | 1 | 2.92
9033280 | Freezer boxes,PP,with lid,cap. ,10 ltrs | 208x103x64 mm |  | 51 | 1 | 1 | 3.32
9033285 | Freezer boxes,PP,with lid,cap. 1,5 ltrs | 208x103x94 mm |  | 51 | 1 | 1 | 4.58
9033286 | Freezer boxes,PP,with lid,cap. 2,0 ltrs | 103x255x94 mm |  | 51 | 1 | 1 | 5.67
9033287 | Freezer boxes,PP,with lid,cap. 2,0 ltrs | 208x208x64 mm |  | 51 | 1 | 1 | 6.1
9033288 | Freezer boxes,PP,with lid,cap. 3,2 ltrs | 208x208x94 mm |  | 51 | 1 | 1 | 6.75
9033341 | Wire baskets,nylon-coated,100x100x100 mm |  |  | 48 | 1 | 1 | 21.16
9033342 | Wire baskets,nylon-coated,120x120x120 mm |  |  | 48 | 1 | 1 | 21.69
9033344 | Wire baskets,nylon-coated,140x140x140 mm |  |  | 48 | 1 | 1 | 26.19
9033346 | Wire baskets,nylon-coated,160x160x160 mm |  |  | 48 | 1 | 1 | 25.56
9033350 | Wire baskets,nylon-coated,200x200x200 mm |  |  | 48 | 1 | 1 | 31.76
9033410 | Wire baskets,st.steel,100x100x100 mm |  |  | 48 | 1 | 1 | 34.4
9033412 | Wire baskets,st.steel,120x120x120 mm |  |  | 48 | 1 | 1 | 38.47
9033414 | Wire baskets,st.steel,140x140x140 mm |  |  | 48 | 1 | 1 | 44.75
9033416 | Wire baskets,st.steel,160x160x160 mm |  |  | 48 | 1 | 1 | 52.03
9033418 | Wire baskets,st.steel,180x180x180 mm |  |  | 48 | 1 | 1 | 65.15
9033420 | Wire baskets,st.steel,200x200x200 mm |  |  | 48 | 1 | 1 | 69.66
9033430 | Wire baskets,st.steel,300x200x200 mm |  |  | 48 | 1 | 1 | 85.11
9033440 | Wire baskets,st.steel,400x200x200 mm |  |  | 48 | 1 | 1 | 105.72
9033632 | Wire gauzes,with ceramic center,120x120 mm |  |  | 139 | 1 | 1 | 2.59
9033636 | Wire gauzes,with ceramic center,160x160 mm |  |  | 139 | 1 | 1 | 3.3
9033640 | Wire gauzes,with ceramic center,200x200 mm |  |  | 139 | 1 | 1 | 4.16
9033653 |  |  |  | 138 | 1 | 1 | 8.11
9033655 |  |  |  | 138 | 1 | 1 | 9.04
9033657 |  |  |  | 138 | 1 | 1 | 10.15
9033659 |  |  |  | 138 | 1 | 1 | 10.96
9033740 | Triangles 40mm | with piceclay tubes |  | 139 | 1 | 1 | 2.42
9033741 | Triangle 50mm | with piceclay tubes |  | 139 | 1 | 1 | 2.57
9034110 | Tripod Stand 100 x 180 mm high | zinc plated steel |  | 138 | 1 | 1 | 11.38
9034112 | Tripod Stand 120 x 210 mm high | zinc plated steel |  | 138 | 1 | 1 | 12.79
9034114 | Tripod Stand 140 x 220 mm high | zinc plated steel |  | 138 | 1 | 1 | 14.91
9034253 | CERAN protection plates,135x135 mm |  |  | 139 | 1 | 1 | See Cope Price List MB820-10
9034257 | CERAN protection plates,155x155 mm |  |  | 139 | 1 | 1 | See Cope Price List MB820-20
9034258 | CERAN protection plates,175x175 mm |  |  | 139 | 1 | 1 | See Cope Price List MB820-30
9034553 | Supports for CERAN plates 135x135 mm,220 mm high |  |  | 138 | 1 | 1 | 29.7
9034557 | Supports for CERAN plates 155x155 mm,220 mm high |  |  | 138 | 1 | 1 | 33.31
9034558 | Supports for CERAN plates 175x175 mm,220 mm high |  |  | 138 | 1 | 1 | 39
9039921 | container 1 l with lid and handle | 140 x 100 mm, 18/8 steel |  | 52 | 1 | 1 | 124.91
9039922 | container 2 l with lid and handle | 150 x 130 mm, 18/8 steel |  | 52 | 1 | 1 | 140.74
9039923 | container 3 l with lid and handle | 180 x 155 mm, 18/8 steel |  | 52 | 1 | 1 | 150.21
9039925 | container 5 l with lid and handle | 240 x 175 mm, 18/8 steel |  | 52 | 1 | 1 | 190.81
9039926 | container 6 l with lid and handle | 280 x 175 mm, 18/8 steel |  | 52 | 1 | 1 | 196.65
9039928 | container 10 l with lid and handle | 300 x 200 mm, 18/8 steel |  | 52 | 1 | 1 | 228.81
9040006 | Buckets,PE-LD,graduated,with handle,cap. 5 ltrs |  |  | 52 | 1 | 1 | 14.84
9040010 | Buckets,PE-HD,with handle,cap. 10 ltrs,white |  |  | 52 | 1 | 1 | 23.45
9040011 | Buckets,PE-HD,with handle,cap. 10 ltrs,grey |  |  | 52 | 1 | 1 | 13.7
9040012 | Buckets,PE-LD,graduated,with handle,cap. 10 ltrs |  |  | 52 | 1 | 1 | 17.76
9040022 | Buckets,PP,with spout and handle,cap. 12 ltrs |  |  | 52 | 1 | 1 | 25.06
9040025 | Buckets,PP,with spout and handle,cap. 15 ltrs |  |  | 52 | 1 | 1 | 27.45
9040030 | LLG-Packing buckets 1 l | PP, with lid 8-7100-010 |  | 51 | 1 | 1 | 0.78
9040031 | LLG-Packing buckets 2 l | PP, with lid 8-7100-025 |  | 51 | 1 | 1 | 1.39
9040032 | LLG-Packing buckets 3 l | PP, with lid 8-7100-030 |  | 51 | 1 | 1 | 1.41
9040033 | LLG-Packing buckets 5 l | PP, with lid 8-7100-050 |  | 51 | 1 | 1 | 1.64
9040034 | LLG-Packing buckets 10 l | PP, with lid 8-7100-100 |  | 51 | 1 | 1 | 2.85
9040110 | Buckets,PE-HD,with spout and handle,cap. 10 ltrs |  |  | 52 | 1 | 1 | 22.27
9040115 | Buckets,PE-HD,with spout and handle,cap. 15 ltrs |  |  | 52 | 1 | 1 | 30.96
9040206 | Lid for bucket 5l |  |  | 52 | 1 | 1 | 4.16
9040212 | Lids for buckets 10l LDPE |  |  | 52 | 1 | 1 | 4.58
9040216 | LLG-Round plastic bucket, 10 L | white, with metal handel and graduation |  | 51 | 1 | 1 | 3
9040325 | Bucket cap. 6 ltrs | st.steel, graduated, with handle |  | 52 | 1 | 1 | 53.31
9040330 | Bucket cap. 10 ltrs | st.steel, graduated, with handle |  | 52 | 1 | 1 | 63.81
9040332 | Bucket cap. 12 ltrs | st.steel, graduated, with handle |  | 52 | 1 | 1 | 76.61
9040335 | Bucket cap. 15 ltrs | st.steel, graduated, with handle |  | 52 | 1 | 1 | 88.15
9040336 | BEL-ART-Adhesive tapes, red 12.7 mm | length 36.6 m, Write-On |  | 155 | 1 | 1 | See Cope Price List LA310-10
9040337 | BEL-ART-Adhesive tapes, yellow 12.7 mm | length 36.6 m, Write-On |  | 155 | 1 | 1 | See Cope Price List LA310-15
9040338 | BEL-ART-Adhesive tapes, green 12.7 mm | length 36.6 m, Write-On |  | 155 | 1 | 1 | See Cope Price List LA310-20
9040339 | BEL-ART-Adhesive tapes, blue 12.7 mm | length 36.6 m, Write-On |  | 155 | 1 | 1 | See Cope Price List LA310-25
9040340 | BEL-ART-Adhesive tapes, orange 12.7 mm | length 36.6 m, Write-On |  | 155 | 1 | 1 | See Cope Price List LA310-30
9040341 | BEL-ART-Adhesive tapes, red 19 mm | length 36.6 m, Write-On |  | 155 | 1 | 1 | 17.15
9040342 | BEL-ART-Adhesive tapes, yellow 19 mm | length 36.6 m, Write-On |  | 155 | 1 | 1 | 17.15
9040343 | BEL-ART-Adhesive tapes, green 19 mm | length 36.6 m, Write-On |  | 155 | 1 | 1 | 17.15
9040344 | BEL-ART-Adhesive tapes, blue 19 mm | length 36.6 m, Write-On |  | 155 | 1 | 1 | 17.15
9040345 | BEL-ART-Adhesive tapes, orange 19 mm | length 36.6 m, Write-On |  | 155 | 1 | 1 | 17.15
9040346 | BEL-ART-Adhesive tapes, red 25.4 mm | length 36.6 m, Write-On |  | 155 | 1 | 1 | 26.19
9040347 | BEL-ART-Adhesive tapes, yellow 25.4 mm | length 36.6 m, Write-On |  | 155 | 1 | 1 | 20.45
9040348 | BEL-ART-Adhesive tapes, green 25.4 mm | length 36.6 m, Write-On |  | 155 | 1 | 1 | 20.45
9040349 | BEL-ART-Adhesive tapes, blue 25.4 mm | length 36.6 m, Write-On |  | 155 | 1 | 1 | 26.19
9040350 | BEL-ART-Adhesive tapes, orange 25.4 mm | length 36.6 m, Write-On |  | 155 | 1 | 1 | 26.19
9040351 | BEL-ART-Adhesive tapes, white 12.7 mm | length 54.9 m, Write-On |  | 155 | 1 | 1 | 21.41
9040352 | BEL-ART-Adhesive tapes, white 19 mm | length 54.9 m, Write-On |  | 155 | 1 | 1 | 25.77
9040353 | BEL-ART-Adhesive tapes, white 25.4 mm | length 54.9 m, Write-On |  | 155 | 1 | 1 | 27.29
9040379 | BEL-ART-Adhesive tapes, white 12.7 mm | length 36.6 m, Write-On |  | 155 | 1 | 1 | See Cope Price List LA310-05
9040380 | BEL-ART-Adhesive tapes, white 19 mm | length 36.6 m, Write-On |  | 155 | 1 | 1 | 17.15
9040381 | BEL-ART-Adhesive tapes, white 25.4 mm | length 36.6 m, Write-On |  | 155 | 1 | 1 | 20.45
9040388 | Adhesive tape dispenser | built-in cutting edge |  | 155 | 1 | 1 | 123.42
9040389 | BEL-ART Adhesive tape dispenser | Write-On Economy |  | 156 | 1 | 1 | 55.54
9040425 | Adhesive tapes for label protection | width 25 mm, length 33 m |  | 156 | 1 | 1 | 22.52
9040438 | Adhesive tapes for label protection | width 38 mm, length 33 m |  | 156 | 1 | 1 | 33.48
9040450 | Adhesive tapes for label protection | width 51 mm, length 33 m |  | 156 | 1 | 1 | 36.54
9040550 | Label dispenser typ C 31 |  |  | 156 | 1 | 1 | 82.74
9040552 | AC adapter BMP21-AC, 110 V | for label printer BMP21 | 9.040 551 | 159 | 1 | 1 | 69.79
9040553 | AC adapter BMP21-AC EUR, 220 V | for label printer BMP21 | 9.040 551 | 159 | 1 | 1 | 69.79
9040554 | AC adapter BMP21-AC UK, 230 V 3 pins | for label printer BMP21 | 9.040 551 | 159 | 1 | 1 | See Cope Price List LA475-47
9040556 | Magnet BMP21-MAGNET | for label printer BMP21 | 9.040 551 | 159 | 1 | 1 | 21.46
9040557 | Tool BMP21-TOOL | for label printer BMP21 | 9.040 551 | 159 | 1 | 1 | 39.96
9040562 | High performance labels, white | polyester B-461, M21-375-461 | 9.53 mm x 6.4 m roll | 159 | 1 | 1 | See Cope Price List LA476-04
9040574 | High performance labels, white | polyester B-461, M21-500-461 | 12.70 mm x 6.4 m roll | 159 | 1 | 1 | See Cope Price List LA476-11
9040575 | High performance labels, white | polyester B-461, M21-750-461 | 19.05 mm x 6.4 m roll | 159 | 1 | 1 | See Cope Price List LA476-16
9040576 | High performance labels, white | nylon cloth B-499, M21-375-499 | 9.53 mm x 4.8 m roll | 159 | 1 | 1 | See Cope Price List LA476-53
9040577 | High performance labels, white | nylon cloth B-499, M21-500-499 | 12.70 mm x 4.8 m roll | 159 | 1 | 1 | See Cope Price List LA476-57
9040578 | High performance labels, white | nylon cloth B-499, M21-750-499 | 19.05 mm x 4.8 m roll | 159 | 1 | 1 | See Cope Price List LA476-62
9040579 | High performance labels, white | polyester B-488, M21-375-488 | 9.53 mm x 6.4 m roll | 159 | 1 | 1 | See Cope Price List LA476-29
9040580 | High performance labels, white | polyester B-488, M21-500-488 | 12.70 mm x 6.4 m roll | 159 | 1 | 1 | See Cope Price List LA476-36
9040581 | High performance labels, white | polyester B-488, M21-750-488 | 19.05 mm x 6.4 m roll | 159 | 1 | 1 | See Cope Price List LA476-42
9040582 | High performance labels, white | vinyl B-427, M21-750-427 | 19.05 mm x 4.2 m roll | 159 | 1 | 1 | 45.27
9040583 | High performance labels, white | vinyl B-427, M21-1000-427 | 25.40 mm x 4.2 m roll | 159 | 1 | 1 | 54.82
9040584 | High performance labels, white | vinyl B-427, M21-1250-427 | 30.48 mm x 4.2 m roll | 159 | 1 | 1 | 55.85
9040585 | High performance labels, white | vinyl B-427, M21-1500-427 | 38.10 mm x 4.2 m roll | 159 | 1 | 1 | 56.5
9040586 | Label printer BMP21-Plus |  |  | 158 | 1 | 1 | 113.32
9040612 | Self-adhesive labels,12x30 mm,pack of 10000 |  |  | 156 | 1 | 1 | 50.27
9040614 | Self-adhesive labels,13x40 mm,pack of 5000 |  |  | 156 | 1 | 1 | 34.67
9040616 | Self-adhesive labels,16x22 mm,pack of 10000 |  |  | 156 | 1 | 1 | 45.82
9040618 | Self-adhesive labels,19x40 mm,pack of 5000 |  |  | 156 | 1 | 1 | 47.44
9040620 | Self-adhesive labels,20x50 mm,pack of 5000 |  |  | 156 | 1 | 1 | 61.83
9040625 | Self-adhesive labels,25x40 mm,pack of 5000 |  |  | 156 | 1 | 1 | 59.15
9040635 | Self-adhesive labels,24x53 mm,pack of 2500 |  |  | 156 | 1 | 1 | 53.9
9040636 | Self-adhesive labels,34x67 mm,pack of 1000 |  |  | 156 | 1 | 1 | 29.87
9040652 | Self-adhesive labels,52x82 mm,pack of 1000 |  |  | 156 | 1 | 1 | 46.55
9040711 | Tough-Spots, round, Ø 9mm | white, pack of 1000/roll |  | 157 | 1 | 1 | 39.19
9040712 | Tough-Spots, round, Ø 9mm | blue, pack of 1000/roll |  | 157 | 1 | 1 | 39.19
9040713 | Tough-Spots, round, Ø 9mm | green, pack of 1000/roll |  | 157 | 1 | 1 | 39.19
9040714 | Tough-Spots, round, Ø 9mm | red, pack of 1000/roll |  | 157 | 1 | 1 | 39.19
9040715 | Tough-Spots, round, Ø 9mm | yellow, pack of 1000/roll |  | 157 | 1 | 1 | 39.19
9040716 | Tough-Spots, round, Ø 13mm | white, pack of 1000/roll |  | 157 | 1 | 1 | 39.19
9040717 | Tough-Spots, round, Ø 13mm | blue, pack of 1000/roll |  | 157 | 1 | 1 | 39.19
9040718 | Tough-Spots, round, Ø 13mm | green, pack of 1000/roll |  | 157 | 1 | 1 | 39.19
9040719 | Tough-Spots, round, Ø 13mm | red, pack of 1000/roll |  | 157 | 1 | 1 | 39.19
9040720 | Tough-Spots, round, Ø 13mm | yellow, pack of 1000/roll |  | 157 | 1 | 1 | 39.19
9040722 | Technical buffer solutions,pH 4.01, 1 ltr. |  |  | 310 | 1 | 1 | Refer to Cope
9040723 | Technical buffer solutions,pH 7.00, 1 ltr. |  |  | 310 | 1 | 1 | Refer to Cope
9040724 | Technical buffer solutions,pH 10.80, 1 ltr. |  |  | 310 | 1 | 1 | Refer to Cope
9040725 | Technical buffer solutions,pH 10.01, 1 ltr. | TEP 10 Trace |  | 310 | 1 | 1 | Refer to Cope
9040727 | Technical buffer solution 250ml | ph 4, TPL 4 |  | 310 | 1 | 1 | Refer to Cope
9040728 | Technical buffer solutions 250ml | ph 7,00 TPL 7 |  | 310 | 1 | 1 | Refer to Cope
9040729 | Technical buffer solution, 250ml containers | PH 10.00, TPL 10 |  | 310 | 1 | 1 | Refer to Cope
9040734 | Standard (DIN/NBS) buffer solution | 50 ml, pH 4.01 |  | 310 | 1 | 1 | Refer to Cope
9040735 | Standard (DIN/NBS) buffer solution | 50 ml, pH 7.00 |  | 310 | 1 | 1 | Refer to Cope
9040744 | Standard buffer solutions,DIN/BS,pH 4.01,250 ml |  |  | 310 | 1 | 1 | Refer to Cope
9040746 | Standard buffer solutions,DIN/BS,pH 6.87,250 ml |  |  | 310 | 1 | 1 | Refer to Cope
9040749 | Standard buffer solutions,DIN/BS,pH 9.18,250 ml |  |  | 310 | 1 | 1 | Refer to Cope
9040782 | Redox buffer solution,250 ml |  |  | 310 | 1 | 1 | Refer to Cope
9040796 | Pepsin cleaning solution PEP/pH | 3 bottles of 250 ml |  | 312 | 1 | 1 | Refer to Cope
9040840 | pH electrodes,gel electrolyte,built-in temperature | sensor,1 m cable, Sentix 22 |  | 296 | 1 | 1 | Refer to Cope
9040841 | pH electrodes,gel electrolyte,built-in temperature | sensor,1 m cable, Sentix 42 |  | 296 | 1 | 1 | See Cope Price List PH486-09
9040842 | pH electrodes,with liquid electrolyte | Sentix 60 |  | 296 | 1 | 1 | Refer to Cope
9040843 | pH electrodes,with liquid electrolyte | Sentix 62 |  | 296 | 1 | 1 | Refer to Cope
9040844 | pH electrodes,with liquid electrolyte,with | temperature sensor, Sentix 82 |  | 296 | 1 | 1 | See Cope Price List PH486-12
9040845 | pH electrodes,for highly alkaline media | SenTix H |  | 297 | 1 | 1 | Refer to Cope
9040851 | pH electrodes,with plug head | Sentix 20 |  | 296 | 1 | 1 | Refer to Cope
9040861 | LLG-Conductivity solution | 84 µS/cm, 500 ml |  | 325 | 1 | 1 | 20.48
9040862 | LLG-Conductivity solution | 147 µS/cm, 500ml |  | 325 | 1 | 1 | 20.48
9040863 | LLG-Conductivity solution | 1413 µs/cm, 500ml |  | 325 | 1 | 1 | 10.88
9040864 | LLG-Conductivity solution | 12880 µS/cm 500ml |  | 325 | 1 | 1 | 20.48
9040865 | LLG-Buffer solution pH 4.00 | 1 l, pH value at 25°C | color code red | 308 | 1 | 1 | 17.23
9040866 | LLG-Buffer solution pH 7.00 | color code yellow, 1 L | 1 L, pH value at 25°C | 308 | 1 | 1 | 17.23
9040867 | LLG-Buffer solution pH 10.00 | Colour Code blue, 1000 ml |  | 308 | 1 | 1 | 17.23
9040868 | LLG-Buffer solution pH 4.00 | color code red, 250 ml, | pH value at 25°C, tolerance ±0.01 | 308 | 1 | 1 | 5.72
9040869 | LLG-Buffer solution pH 7.00 | color code yellow, 250 ml | pH value at 25°C, tolerance ±0.01 | 308 | 1 | 1 | 5.72
9040870 | Bench stand for pH electrodes |  |  | 298 | 1 | 1 | Refer to Cope
9040871 | LLG-Buffer solution pH 10.00 | color code blue, 250 ml | pH value at 25°C, tolerance ±0.01 | 308 | 1 | 1 | 5.72
9040872 | pH electrodes,with 1 m cable | Sentix 21 |  | 296 | 1 | 1 | Refer to Cope
9040873 | pH electrodes,with 3 m cable | Sentix 21-3 |  | 296 | 1 | 1 | Refer to Cope
9040876 | pH electrodes,with 1 m cable and temperature | sensor, 103635 |  | 296 | 1 | 1 | Refer to Cope
9040877 | pH electrodes,with 3 m cable and temperature | sensor, Sentix 41-3 |  | 296 | 1 | 1 | Refer to Cope
9040881 | pH electrodes with liquid electrolyte | Sentix 61 |  | 296 | 1 | 1 | Refer to Cope
9040886 | pH electrodes with liquid electrolyte and | temperature sensor, SenTix 81 |  | 296 | 1 | 1 | Refer to Cope
9040890 | pH electrodes with plug head for penetration | SenTix Sp |  | 297 | 1 | 1 | Refer to Cope
9040891 | pH electrodes for surface measurements | SenTix Sur |  | 297 | 1 | 1 | Refer to Cope
9040892 | Micro pH combined electrodes |  |  | 297 | 1 | 1 | Refer to Cope
9040895 | Connection cable DIN,1 m |  |  | 298 | 1 | 1 | Refer to Cope
9040896 | Connection cable DIN,3 m |  |  | 298 | 1 | 1 | Refer to Cope
9040897 | Connection cable BNC,1 m |  |  | 298 | 1 | 1 | Refer to Cope
9040904 | Conductivity solution | 84 µS/cm, 500 ml |  | 326 | 1 | 1 | 22.42
9040905 | Conductivity solution | 147 µS/cm, 500ml |  | 326 | 1 | 1 | 22.42
9040906 | Conductivity solution | 1413 µs/cm, 500ml |  | 326 | 1 | 1 | 22.42
9040907 | Conductivity solution | 12880 µS/cm 500ml |  | 326 | 1 | 1 | 22.42
9040911 | Buffer solution pH 4.00 | @ 20°C, 500ml |  | 309 | 1 | 1 | 18.84
9040913 | Buffer solution pH 7.00 | @ 20°C, 500ml |  | 309 | 1 | 1 | 18.84
9040915 | Buffer solution pH 10.00 | @ 20°C, 500ml |  | 309 | 1 | 1 | 18.84
9040916 | ***after clearance sale see item 9041369*** | Buffer Solution pH 10.00 | ± 0.01 @ 20°C 1L | 309 | 1 | 1 | #N/A
9040920 | Buffer solutions pH 4,00 | @ 20°C, red, 500 ml |  | 309 | 1 | 1 | 18.84
9040921 | Buffer solutions pH 4,00 | @ 20°C, red, 1000 ml |  | 309 | 1 | 1 | See Cope Price List PH750-14
9040922 | Buffer solutions pH 4,00 | @ 20°C, red, 5000 ml |  | 309 | 1 | 1 | 80.54
9040923 | Buffer solutions pH 7,00 | @ 20°C, yellow, 500 ml |  | 309 | 1 | 1 | 18.84
9040924 | Buffer solutions pH 7,00 | @ 20°C, yellow, 1000 ml |  | 309 | 1 | 1 | See Cope Price List PH750-19
9040925 | Buffer solutions pH 7,00 | @ 20°C, yellow, 5000 ml |  | 309 | 1 | 1 | 80.54
9040926 | Buffer solutions pH 10.00 | @ 20°C, blue, 500 ml |  | 309 | 1 | 1 | 20.96
9040927 | Buffer solutions pH 10,00 | @ 20°C, blue, 1000 ml |  | 309 | 1 | 1 | See Cope Price List PH750-24
9040928 | Buffer solutions pH 10,00 | @ 20°C, blue, 5000 ml |  | 309 | 1 | 1 | 80.54
9040940 | Pepsin/HCL, for cleaning 500 ml | media containing protein | (no dan. goods) | 311 | 1 | 1 | See Cope Price List PH765-20
9040941 | Thiourea/HCL, for cleaning media 500 ml | containing sulphide |  | 311 | 1 | 1 | 24.83
9040942 | Organic cleaning solution 500 ml |  |  | 311 | 1 | 1 | 24.83
9040943 | Regeneration solution 100 ml |  |  | 311 | 1 | 1 | 22.42
9040944 | Storage solution 500 ml |  |  | 311 | 1 | 1 | See Cope Price List PH765-30
9040945 | Storage solution 100 ml | (no dan. goods) |  | 311 | 1 | 1 | 19.42
9040949 | Technical buffer solution pH 2.00 | 25°C, 250 ml |  | 308 | 1 | 1 | 11.08
9040950 | Technical buffer solution pH 4.01 4 | 25°C, 250 ml |  | 308 | 1 | 1 | 9.95
9040951 | Technical buffer solution pH 9.21 9.26 | 25°C, 250 ml | (no dan. goods) | 308 | 1 | 1 | 9.95
9040955 | Technical buffer solution pH 4.01 4 | 25°C, 1 L |  | 308 | 1 | 1 | 24.05
9040987 | Conductivity standard 350000 µS/cm | 500 ml |  | 326 | 1 | 1 | 118.19
9040993 | pH electrodes,glass, HI 1131 B |  |  | 288 | 1 | 1 | 179.04
9041004 | Buffer solutions,pH 4.01, 250 ml |  |  | 310 | 1 | 1 | Refer to Cope
9041007 | Buffer solutions,pH 6.87,250 ml | 285138016 |  | 310 | 1 | 1 | Refer to Cope
9041009 | Buffer solutions,pH 9.18, 250 ml |  |  | 310 | 1 | 1 | Refer to Cope
9041033 | Electrolyte solution L 4204 | 250 ml, caliumchloridsolution 4,2 mol/l |  | 311 | 1 | 1 | Refer to Cope
9041034 | Electrolyte solution L 9114 | 250 ml, storage electrolyte solution | sterilized | 312 | 1 | 1 | Refer to Cope
9041036 | Electrolyte solution L 3014 | 250 ml |  | 311 | 1 | 1 | Refer to Cope
9041043 | Buffer solutions PH 4,00, 250 ml |  |  | 310 | 1 | 1 | Refer to Cope
9041045 | Buffer solution pH 7,00 | 250 ml, technically |  | 310 | 1 | 1 | Refer to Cope
9041048 | Buffer solutions pH 10,00, 250 ml |  |  | 310 | 1 | 1 | Refer to Cope
9041050 | Buffer solution pH 4,01, yellow | 250 ml |  | 309 | 1 | 1 | Refer to Cope
9041051 | Buffer solution pH 7,00, green | 250 ml |  | 309 | 1 | 1 | Refer to Cope
9041052 | Buffer solution pH 10,01, orange | 250 ml |  | 309 | 1 | 1 | Refer to Cope
9041053 | Conductivity test solution LF 990 | 3x6 ampoules, potassium chloride 0.001mol/l | (147 µS/cm) | 326 | 1 | 1 | Refer to Cope
9041055 | Conductivity test solution LF 992 | 3x6 ampoules, potassium chloride 0.1mol/l | (12.9 mS/cm) | 326 | 1 | 1 | See Cope Price List CU612-94
9041056 | Conductivity test solution LF 1024 K | 250 ml potassium chloride 0.01 mol/l |  | 326 | 1 | 1 | Refer to Cope
9041072 | Electrolyte solutions, test solutions,250 ml |  |  | 311 | 1 | 1 | Refer to Cope
9041081 | Buffer solutions,set of 3x20 ampoules of 25 ml |  |  | 310 | 1 | 1 | Refer to Cope
9041092 | Electrolyte solutions, test solutions,250 ml |  |  | 311 | 1 | 1 | Refer to Cope
9041100 | Electrodes N 61 |  |  | 303 | 1 | 1 | Refer to Cope
9041105 | Electrodes H 61 |  |  | 303 | 1 | 1 | Refer to Cope
9041110 | Electrodes N 62 |  |  | 303 | 1 | 1 | Refer to Cope
9041112 | Electrodes H62 |  |  | 303 | 1 | 1 | Refer to Cope
9041117 | PH combination electrodes | N 6280 with head connection |  | 303 | 1 | 1 | Refer to Cope
9041120 | Electrodes N 64 |  |  | 303 | 1 | 1 | Refer to Cope
9041140 | pH combination electrode,glass shaft | 11 pH |  | 299 | 1 | 1 | Refer to Cope
9041141 | pH combination electrode,glass shaft, | fixed cable, 12 pH |  | 299 | 1 | 1 | Refer to Cope
9041142 | pH combination electrode,glass shaft | 13ph |  | 299 | 1 | 1 | Refer to Cope
9041143 | pH combination electrode,glass shaft, | with temperature sensor, 14 pH |  | 299 | 1 | 1 | See Cope Price List PH403-12
9041144 | pH combination electrode,glass shaft, | with temperature sensor, 15 pH |  | 299 | 1 | 1 | See Cope Price List PH486-04
9041145 | pH combination electrode,glass shaft, micro | 16 pH |  | 300 | 1 | 1 | Refer to Cope
9041146 | pH combination electrode,glass shaft,penetration | 21 pH |  | 300 | 1 | 1 | Refer to Cope
9041147 | pH combination electrode,plastic shaft | 22 pH |  | 300 | 1 | 1 | Refer to Cope
9041148 | pH combination electrode,plastic shaft | 23 pH |  | 300 | 1 | 1 | Refer to Cope
9041149 | pH combination electrode,plastic shaft | with temperature sensor, 24 pH |  | 300 | 1 | 1 | See Cope Price List PH403-08
9041150 | pH combination electrode,plastic shaft | 25 pH |  | 300 | 1 | 1 | Refer to Cope
9041151 | pH combination electrode,plastic shaft | with temperature sensor, 26 pH |  | 300 | 1 | 1 | Refer to Cope
9041152 | pH combination electrode,glass shaft | for surface measurements, 27 pH |  | 301 | 1 | 1 | Refer to Cope
9041153 | Redox combination electrode,with glass shaft | BlueLine 31 RX |  | 301 | 1 | 1 | Refer to Cope
9041155 | pH electrode BlueLine 15 pH ID | electrode identification |  | 299 | 1 | 1 | See Cope Price List PH486-08
9041156 | pH electrode A 157 1M-DIN-ID | with sensor recognition |  | 301 | 1 | 1 | Refer to Cope
9041160 | Electrodes N 6000 A |  |  | 303 | 1 | 1 | Refer to Cope
9041163 | pH electrode IL-pH-A120MF | IoLine, 120 mm |  | 302 | 1 | 1 | Refer to Cope
9041164 | pH electrode IL-pH-A170MF | IoLine, 170 mm |  | 302 | 1 | 1 | Refer to Cope
9041165 | pH electrode IL-pH-A120MF-DIN | IoLine, 120 mm |  | 302 | 1 | 1 | Refer to Cope
9041166 | pH electrode IL-pHT-A120MF-DIN-N | IoLine, 120 mm |  | 302 | 1 | 1 | Refer to Cope
9041167 | pH electrode IL-pHT-A170MF-DIN-N | IoLine, 170 mm |  | 302 | 1 | 1 | Refer to Cope
9041180 | Electrode N 6180 |  |  | 303 | 1 | 1 | Refer to Cope
9041182 | Electrodes N42A |  |  | 303 | 1 | 1 | Refer to Cope
9041207 | Redox electrode Pt 6280 |  |  | 303 | 1 | 1 | Refer to Cope
9041211 | Electrode Ag 6280 |  |  | 303 | 1 | 1 | Refer to Cope
9041217 | Electrode N 1042 A |  |  | 303 | 1 | 1 | Refer to Cope
9041303 | Cable combination LB 1 A,length 1 m |  |  | 302 | 1 | 1 | Refer to Cope
9041304 | Cable combinations | LB 1-BNC |  | 302 | 1 | 1 | Refer to Cope
9041367 | LLG-Buffer solution pH 4.00 | ± 0.02/20°C, 1 l |  | 308 | 1 | 1 | 5.94
9041368 | LLG-Buffer solution pH 7.00 | ± 0.02/20°C, 1 l |  | 308 | 1 | 1 | 5.94
9041369 | LLG-Buffer solution pH 10.00 | ± 0.02/20°C, 1 l |  | 308 | 1 | 1 | 5.94
9041370 | LLG-Potassium chloride solution 3 mol/l | 1 l |  | 311 | 1 | 1 | 16.32
9041371 | LLG-Potassium chloride solution 3 mol/l | 250 ml |  | 311 | 1 | 1 | 6.7
9041372 | LLG-Potassium chloride solution 3 mol/l | (AgCl sat.), 250 ml |  | 311 | 1 | 1 | 8.16
9041374 | LLG-Buffer solution pH 9.00 | ± 0.02/20°C, 1 ltr. |  | 308 | 1 | 1 | 5.94
9041442 | Conductivitz sensor InLab® 741-ISM | 2-Pol-cell, ATC |  | 325 | 1 | 1 | Refer to Cope
9041443 | Conductivity probe InLab® 710 | 4-plate, glass/platinum | body length: 120 mm | 325 | 1 | 1 | Refer to Cope
9041446 | Conductivity probe InLab® 720 | 2-plate, glass/platinum | body length: 120 mm | 325 | 1 | 1 | Refer to Cope
9041447 | Conductivity probe InLab® 731 | 4-plate, carbon cell, | body length: 120 mm | 325 | 1 | 1 | Refer to Cope
9041448 | Conductivity sensor InLab® 731-ISM | 4-Pol, Graphit-cell, ATC |  | 325 | 1 | 1 | Refer to Cope
9041450 | pH electrode InLab® Routine | body length: 120 mm |  | 305 | 1 | 1 | Refer to Cope
9041451 | pH electrode InLab® Routine Set | body length: 120 mm | incl. DIN cable 9.041 759 | 305 | 1 | 1 | Refer to Cope
9041452 | pH electrode InLab® Routine Set | body length: 120 mm | incl. BNC cable 9.041 759 | 305 | 1 | 1 | Refer to Cope
9041454 | pH electrode InLab® Routine Pro | body length: 120 mm |  | 305 | 1 | 1 | Refer to Cope
9041455 | pH electrode InLab® Routine Pro Set | body length: 120 mm | incl. BNC/RCA (Cinch) Cable 9.041 757 | 305 | 1 | 1 | Refer to Cope
9041456 | pH electrode InLab® Routine PT1000 | body length: 120 mm |  | 305 | 1 | 1 | Refer to Cope
9041457 | pH electrode InLab® Routine Pro-L | body length: 170 mm |  | 305 | 1 | 1 | Refer to Cope
9041458 | pH-Electrode Inlab® Routine Pro-ISM | with cable BNC/RCA |  | 305 | 1 | 1 | Refer to Cope
9041470 | pH electrode InLab® Science | body length: 120 mm |  | 305 | 1 | 1 | Refer to Cope
9041471 | pH electrode InLab® Science Pro | body length: 170 mm |  | 305 | 1 | 1 | Refer to Cope
9041472 | pH-Electrode InLab® Science Pro-ISM | pH 0...12 |  | 305 | 1 | 1 | Refer to Cope
9041475 | Conductivity sensor InLab® 751-4mm | 2-pol, platinum cell, | bole length 120 mm, Ø 4mm | 325 | 1 | 1 | Refer to Cope
9041476 | Conductivity sensor InLab® 752-6mm | 2-Pol, platinum cell, | bole length 180 mm, Ø 6mm | 325 | 1 | 1 | Refer to Cope
9041506 | pH electrode InLab® Expert Pro | body length: 120 mm |  | 305 | 1 | 1 | Refer to Cope
9041508 | pH-Electrode InLab® Expert Pro | robust 3-i-1 pH-sensor, PEEK-bole, | ATC | 305 | 1 | 1 | Refer to Cope
9041553 | pH electrode InLab® Solids | body length: 25 mm |  | 306 | 1 | 1 | Refer to Cope
9041557 | pH electrode InLab® Surface | body length: 110 mm |  | 307 | 1 | 1 | Refer to Cope
9041560 | pH electrode InLab® Micro | body length: 60 mm |  | 306 | 1 | 1 | Refer to Cope
9041562 | pH electrode InLab® Micro Pro | body length: 130 mm |  | 306 | 1 | 1 | Refer to Cope
9041565 | pH electrode InLab® Semi-Micro | body length: 100 mm |  | 306 | 1 | 1 | Refer to Cope
9041619 | pH plastic electrode LE407 | with gel electrolyte |  | 282 | 1 | 1 | See Cope Price List PH611-16
9041620 | pH glass elektrode LE409 | with liquid electrolyte |  | 282 | 1 | 1 | See Cope Price List PH611-08
9041621 | conductivity elektrode LE703 | (4 pole, graphite) |  | 317 | 1 | 1 | See Cope Price List CU617-09
9041754 | Connection cables,plug DIN+4 mm |  |  | 307 | 1 | 1 | Refer to Cope
9041755 | Connection cables,plug BNC+4 mm |  |  | 307 | 1 | 1 | Refer to Cope
9041756 | Connection cables,plug DIN+Cinch |  |  | 307 | 1 | 1 | Refer to Cope
9041757 | Connection cables,plug BNC+Cinch |  |  | 307 | 1 | 1 | Refer to Cope
9041758 | Connection cables,plug DIN S7 |  |  | 307 | 1 | 1 | Refer to Cope
9041759 | Connection cables,plug BNC S7 |  |  | 307 | 1 | 1 | Refer to Cope
9041760 | Connection cable Lemo 00/2*4mm | 1,2m cable |  | 307 | 1 | 1 | Refer to Cope
9041761 | Connection cables,plug RM S7 |  |  | 307 | 1 | 1 | Refer to Cope
9041764 | Connection cables,without plug |  |  | 307 | 1 | 1 | Refer to Cope
9041765 | Connection cables | AS-MP/2.5M/BNC |  | 307 | 1 | 1 | Refer to Cope
9042006 | Sicco Star-Vitrum-Exsiccator | 310x375x525mm, Borosilicate 3.3/Alu |  | 1001 | 1 | 1 | See Cope Price List DE425-30
9042007 | Sicco Auto-Big-Star-Exsiccator | 560x580x560mm, PMMA/Alu |  | 1000 | 1 | 1 | 2180.65
9042019 | Desiccators,DURAN®,with knob cover,diam. 100 mm | without plate |  | 990 | 1 | 1 | See Cope Price List DE200-12
9042031 | Desiccators,DURAN®,with knob cover,diam. 150 mm | without plate |  | 990 | 1 | 1 | See Cope Price List DE200-17
9042038 | Desiccators,DURAN®,with knob cover,diam. 200 mm | without plate |  | 990 | 1 | 1 | See Cope Price List DE200-22
9042043 | Desiccators,DURAN®,with knob cover,diam. 250 mm | without plate |  | 990 | 1 | 1 | See Cope Price List DE200-27
9042047 | Desiccators,DURAN®,with knob cover,diam. 300 mm | without plate |  | 990 | 1 | 1 | 353.43
9042119 | Vacuum desiccators,DURAN®,with stopcock in cover, | diam. 100 mm,without plate |  | 991 | 1 | 1 | See Cope Price List DE202-12
9042131 | Vacuum desiccators,DURAN®,with stopcock in cover, | diam. 150 mm,without plate |  | 991 | 1 | 1 | See Cope Price List DE202-17
9042132 | Vacuum-Desiccator NOVUS DN 150 clear | DURAN®, with porcelain plate, with NS-junction | tube in lid, stopcock and plane flange | 991 | 1 | 1 | 205.06
9042138 | Vacuum desiccators,DURAN®,with stopcock in cover, | diam. 200 mm,without plate |  | 991 | 1 | 1 | See Cope Price List DE202-22
9042139 | Vacuum-Desiccator NOVUS DN 200 clear | DURAN®, with porcelain plate, with NS-junction | tube in lid, stopcock and plane flange | 991 | 1 | 1 | 269.53
9042143 | Vacuum desiccators,DURAN®,with stopcock in cover, | diam. 250 mm,without plate |  | 991 | 1 | 1 | See Cope Price List DE202-27
9042144 | Vacuum desiccator NOVUS DN 250 clear | DURAN®, with porcelain plate, with NS-junction | tube in lid, stopcock and plane flange | 991 | 1 | 1 | 395.75
9042147 | Vacuum desiccators,DURAN®,with stopcock in cover, | diam. 300 mm,without plate |  | 991 | 1 | 1 | 433.02
9042148 | Vacuum-Desiccator NOVUS DN 300 clear | DURAN®, with porcelain plate, with NS-junction | tube in lid, stopcock and plane flange | 991 | 1 | 1 | 537
9042232 | Vacuum-Desiccator NOVUS DN 150 clear | DURAN®, with porcelain plate, | thread lid GL32 MOBILEX, with PBT | 991 | 1 | 1 | 191.02
9042239 | Vacuum-Desiccator NOVUS DN 200 clear | DURAN®, with porcelain plate, | thread lid GL32 MOBILEX, with PBT | 991 | 1 | 1 | 262.1
9042244 | Vacuum-Desiccator NOVUS DN 250 clear | DURAN®, with porcelain plate, | thread lid GL32 MOBILEX, with PBT | 991 | 1 | 1 | 369.01
9042248 | Vacuum-Desiccator NOVUS DN 300 clear | DURAN®, with porcelain plate, | thread lid GL32 MOBILEX, with PBT | 991 | 1 | 1 | 504.22
9042319 | Desiccator lids with knob,DURAN®,diam. 100 mm |  |  | 991 | 1 | 1 | 69.1
9042331 | Desiccator lids with knob,DURAN®,diam. 150 mm |  |  | 991 | 1 | 1 | 88.87
9042338 | Desiccator lids with knob,DURAN®,diam. 200 mm |  |  | 991 | 1 | 1 | 88.05
9042343 | Desiccator lids with knob,DURAN®,diam. 250 mm |  |  | 991 | 1 | 1 | 92.33
9042347 | Desiccator lids with knob,DURAN®,diam. 300 mm |  |  | 991 | 1 | 1 | 106.66
9042419 | Desiccator lid with tubulature,DURAN®,diam. 100 mm |  |  | 991 | 1 | 1 | 80.56
9042431 | Desiccator lid with tubulature,DURAN®,diam. 150 mm |  |  | 991 | 1 | 1 | 90.06
9042438 | Desiccator lid with tubulature,DURAN®,diam. 200 mm |  |  | 991 | 1 | 1 | 97.64
9042443 | Desiccator lid with tubulature,DURAN®,diam. 250 mm |  |  | 991 | 1 | 1 | 106.56
9042447 | Desiccator lid with tubulature,DURAN®,diam. 300 mm |  |  | 991 | 1 | 1 | 152.6
9042500 | Needle-valve Stopcocks for Desiccators, for Side | Tubulation, Cone NS 24/29 Bore mm NW 2,5 |  | 992 | 1 | 1 | 25.14
9042505 | Needle-valve Stopcocks for Desiccators, for Lid | Tubulation, Cone NS 24/29 Bore mm NW 2,5 |  | 992 | 1 | 1 | 27.83
9042507 | Desiccator stopcock | with PTFE spindle |  | 992 | 1 | 1 | 30.94
9042543 | LLG Desiccant beads 2 to 5 mm | orange self-indicating gel, 1 kg |  | 993 | 1 | 1 | #N/A
9042544 | LLG Desiccant beads 2 to 5 mm | orange self-indicating gel, 3 kg |  | 993 | 1 | 1 | #N/A
9042545 | LLG Desiccant beads 2 to 5 mm | orange self-indicating gel, 8 kg |  | 993 | 1 | 1 | #N/A
9042573 | Desiccator plate,enamel,numbered,diam. 230 mm |  |  | 995 | 1 | 1 | Refer to Cope
9042615 | Desiccator, hood, PC, lower section | and dessicant tray, PP | 150 mm | 994 | 1 | 1 | See Cope Price List DE408-15
9042620 | Desiccator, hood, PC, lower section | and dessicant tray, PP | 200 mm | 994 | 1 | 1 | See Cope Price List DE408-20
9042625 | Desiccator, hood, PC, lower section | and dessicant tray, PP | 250 mm | 994 | 1 | 1 | See Cope Price List DE408-25
9042638 | Sicco Mini Antistatic Premium Exsiccator | 221x182x214mm, polycarbonate (conductive), | useful volume 6,2 L | 997 | 1 | 1 | 262.3
9042639 | Sicco Mini Antistatic Basic Exsiccator | 221x182x214mm, polycarbonate (conductive), | useful volume 6,2 L | 997 | 1 | 1 | 224.26
9042640 | Sicco Star-Thermo-Exsiccator | 310x630x420mm, PMMA/Glass, | useful volume 42 L | 1001 | 1 | 1 | 3146.24
9042643 | Desiccator cabinet Maxi 1 | glass-clear acrylic, one door, one chamber, | outside 560x580x1150 mm | 1002 | 1 | 1 | 2627.76
9042644 | Desiccator cabinet Maxi 2 | glass-clear acrylic, two doors, two chambers | each 560x580x1150mm outside | 1002 | 1 | 1 | 3185.33
9042646 | Desiccator cabinet,transparent PC, | size 224x200x168 mm,with bottle of silica gel |  | 997 | 1 | 1 | See Cope Price List DE425-12
9042647 | Desiccator cabinet,transparent PC, | size 224x200x336 mm,with bottle of silica gel |  | 997 | 1 | 1 | 275.14
9042648 | Desiccator cabinet,transparent PC, | size 224x200x504 mm,with bottle of silica gel |  | 997 | 1 | 1 | 418.49
9042651 | Desiccator cabinet,glass-clear acrylic | with magnetic closure,310x375x525 mm |  | 998 | 1 | 1 | See Cope Price List DE425-20
9042652 | Sicco Mini 1 Premium desiccator, PC |  |  | 997 | 1 | 1 | 151.5
9042653 | Sicco Mini 2 Premium desiccator, PC |  |  | 997 | 1 | 1 | 272.45
9042654 | Sicco Mini 3 Premium desiccator, PC |  |  | 997 | 1 | 1 | 405.79
9042655 | Sicco Mini Black Basic desiccator, PS |  |  | 997 | 1 | 1 | 183.2
9042656 | Sicco Mini Protect Basic desiccator, PS |  |  | 997 | 1 | 1 | 174.13
9042657 | Sicco Mini Mobil Premium desiccator, PC |  |  | 998 | 1 | 1 | 179.55
9042658 | Sicco Mini Inertgas Premium desiccator, PC |  |  | 998 | 1 | 1 | 297.68
9042659 | Sicco Mini Black Premium desiccator, PC |  |  | 997 | 1 | 1 | 191.59
9042660 | Sicco Mini Protect Premium desiccator, PC |  |  | 997 | 1 | 1 | 196.76
9042661 | Sicco Big Star Vitrum desiccator | 560x560x580mm, glass/AL |  | 1001 | 1 | 1 | 2179.12
9042662 | Sicco Maxi 1-Vitrum-Desiccator | 560x1150x580mm, borosilicate 3.3/Alu |  | 1002 | 1 | 1 | 3994.43
9042663 | Sicco Star-Desiccator Black | 310x525x375mm, PMMA/Alu |  | 999 | 1 | 1 | 833.11
9042664 | Sicco Big-Star-Desiccator Antistatic | 560x560x580mm, PC/Alu |  | 1000 | 1 | 1 | 1892.92
9042665 | Sicco Big-Star-Desiccator Protect | 560x560x580mm, PMMA/Alu |  | 1001 | 1 | 1 | 1601.74
9042666 | Sicco Maxi 1-Desiccator Protect | 560x1150x580mm, PMMA/Alu |  | 1003 | 1 | 1 | 2994.9
9042667 | Sicco Maxi 2-Desiccator Protect | 560x1150x580mm, PMMA/Alu |  | 1003 | 1 | 1 | 3629.96
9042668 | Sicco Maxi 1-Desiccator Black | 560x1150x580mm, PMMA/Alu |  | 1003 | 1 | 1 | 2834.58
9042669 | Sicco Maxi 2-Desiccator Black | 560x1150x580mm, PMMA/Alu |  | 1003 | 1 | 1 | 3556.56
9042670 | Sicco Big-Star-Desiccator Black | 560x560x555mm, PMMA/Alu |  | 1001 | 1 | 1 | 1588.39
9042674 | Desiccator plate 141 mm | PP, for desiccators 150 mm |  | 995 | 1 | 1 | 5.72
9042675 | Desiccator plate 189 mm | PP, for desiccators 200 mm |  | 995 | 1 | 1 | 8.11
9042676 | Desiccator plate 238 mm | PP, for desiccators 250 mm |  | 995 | 1 | 1 | 8.61
9042681 | O-ring for desiccator 9042615 | neporene rubber, 150 mm |  | 994 | 1 | 1 | 2.8
9042682 | O-ring for desiccator 9042620 | neporene rubber, 200 mm |  | 994 | 1 | 1 | 3.83
9042683 | O-ring for desiccator 9042625 | neporene rubber, 250 mm |  | 994 | 1 | 1 | 5.42
9042684 | Ventilation stopper,PC,with non-return valve |  |  | 995 | 1 | 1 | Refer to Cope
9042690 | Desiccator,PC,with stopcock,diam. 250 mm |  |  | 995 | 1 | 1 | Refer to Cope
9042710 | Desiccator sealing rings,rubber, 100 mm |  |  | 992 | 1 | 1 | 57.43
9042715 | Desiccator sealing rings,rubber, 150 mm |  |  | 992 | 1 | 1 | 61.18
9042720 | Desiccator sealing rings,rubber, 200 mm |  |  | 992 | 1 | 1 | 66.91
9042725 | Desiccator sealing rings,rubber, 250 mm |  |  | 992 | 1 | 1 | 71.82
9042730 | Desiccator sealing rings,rubber, 300 mm |  |  | 992 | 1 | 1 | 80.35
9042740 | LLG-Desiccator with stopcock 150mm | with porcelain plate |  | 990 | 1 | 1 | 88.41
9042741 | LLG-Desiccator with stopcock 200mm | with porcelain plate |  | 990 | 1 | 1 | 114.47
9042742 | LLG-Desiccator with stopcock 250mm | with porcelain plate |  | 990 | 1 | 1 | 128.6
9042743 | LLG-Desiccator with stopcock 300mm | with porcelain plate |  | 990 | 1 | 1 | 209.07
9042751 | LLG-Vacuum desiccator VDR-20, round | PC, Ø 242x279mm |  | 993 | 1 | 1 | 179.68
9042753 | LLG-Vacuum desiccator VDR-20G, round | PC, with gauge, Ø 242x354mm |  | 993 | 1 | 1 | 265.79
9042755 | LLG-Vacuum desiccator VDR-25, round | PC, Ø 308x325mm |  | 993 | 1 | 1 | 219.75
9042757 | LLG-Vacuum desiccator VDR-25G, round | PC, with gauge, Ø 308x400mm |  | 993 | 1 | 1 | 281.41
9042759 | LLG-Vacuum desiccator VDR-30, round | PC, Ø 385x399mm |  | 993 | 1 | 1 | 282.13
9042761 | LLG-Vacuum desiccator VDR-30G, round | PC, with gauge, Ø 385x475mm |  | 993 | 1 | 1 | 346.97
9042763 | LLG-Vacuum desiccator VDC-41, cubic | PC, 420x397x491mm |  | 996 | 1 | 1 | 1696.65
9042765 | LLG-Vacuum desiccator VDC-31, cubic | PC, 420x397x381mm |  | 996 | 1 | 1 | 1327.82
9042767 | LLG-Vacuum desiccator VDC-21, cubic | PC, 420x392x281mm |  | 996 | 1 | 1 | 1102.09
9042769 | LLG-Vacuum desiccator VDC-11, cubic | PC, 322x285x271mm |  | 996 | 1 | 1 | 881.66
9042771 | Drying agent tray | for VDR-20 series |  | 993 | 1 | 1 | 17.73
9042772 | Drying agent tray | for VRD-25 series |  | 993 | 1 | 1 | 20.68
9042773 | Drying agent tray | for VDR-30 series |  | 993 | 1 | 1 | 23.65
9042774 | Drying agent tray | for VDC-41/31/21 series |  | 996 | 1 | 1 | 29.54
9042775 | Drying agent tray | for VDC-11 series |  | 996 | 1 | 1 | 29.54
9042776 | Perforated plate VDE-511 | for VDR-20 series |  | 993 | 1 | 1 | 20.68
9042777 | Perforated plate VDE-512 | for VDR-25 series |  | 993 | 1 | 1 | 20.68
9042778 | Perforated plate VDE-513 | for VDR-30 series |  | 993 | 1 | 1 | 23.65
9042779 | Perforated plate | for VDC-41/31/21 series |  | 996 | 1 | 1 | 36.94
9042780 | Perforated plate | for VDC-11 series |  | 996 | 1 | 1 | 32.01
9042781 | Flange Locker | for VDR-20 Series |  | 993 | 1 | 1 | 22.16
9042782 | Flange Locker | for VDR-25 Series |  | 993 | 1 | 1 | 25.11
9042783 | Vacuum gauge for VDR series |  |  | 993 | 1 | 1 | 72.64
9042784 | Vacuum gauge for VDC series |  |  | 996 | 1 | 1 | 66.49
9042785 | Vacuum Seal | for VDR-20 Series |  | 993 | 1 | 1 | 23.4
9042786 | Vacuum Seal | for VDR-25 Series |  | 993 | 1 | 1 | 29.55
9042787 | Vacuum Seal | for VDC-41/41U |  | 996 | 1 | 1 | 38.18
9042788 | Vacuum Seal | for VDC-31/31U |  | 996 | 1 | 1 | 33.25
9042789 | Vacuum Seal | for VDC-21/21U |  | 996 | 1 | 1 | 25.86
9042790 | Vacuum Seal | for VDC-11/11U |  | 996 | 1 | 1 | 25.11
9042801 | LLG-Desiccator-Plate 90mm Ø | porcellaine, DIN 12911, 138/1 |  | 992 | 1 | 1 | 11.08
9042802 | LLG-Desiccator-Plate 140mm Ø | porcellaine, DIN 12911, 138/2 |  | 992 | 1 | 1 | 16.04
9042803 | LLG-Desiccator-Plate 190mm Ø | porcellaine, DIN 12911, 138/3 |  | 992 | 1 | 1 | 27.08
9042804 | LLG-Desiccator-Plate 235mm Ø | porcellaine, DIN 12911, 138/4 |  | 992 | 1 | 1 | 38.12
9042805 | LLG-Desiccator-Plate 280mm Ø | porcellaine, DIN 12911, 138/5 |  | 992 | 1 | 1 | 34.9
9042810 | Desiccator Ø 100 mm | with plastic knob lid | and porcelain plate, boro 3.3 | 990 | 1 | 1 | 41.16
9042811 | Desiccator Ø 150 mm | with plasti knob lid | and porcelain plate, boro 3.3 | 990 | 1 | 1 | 57.8
9042812 | Desiccator Ø 250 mm | with plastic knob lid | and porcelain plate, boro 3.3 | 990 | 1 | 1 | 109.7
9042815 | Desiccator with tubus, Ø 100 mm | stopcock 24/29, porcelain plate | boro 3.3 | 990 | 1 | 1 | 97.79
9042850 | Replacement sieve for Safetyfunnel, | black, PE-HD, conductive |  | 251 | 1 | 1 | 40.26
9042851 | Safety ball funnel S60 | black, PE-HD, conductive, | with grounding cable and removable sieve | 251 | 1 | 1 | 253.38
9042852 | Safety ball funnel GL45 | black, PE-HD, conductive, | with grounding cable and removable sieve | 251 | 1 | 1 | 248.88
9042853 | Safety ball funnel S90 | black, PE-HD, condutive, | with grounding cable and removable sieve | 251 | 1 | 1 | 253.43
9042854 | Safety ball funnel S51 | black, PE-HD, conductive, | with grounding cable and removable sieve | 251 | 1 | 1 | 253.38
9042855 | Safety ball funnel S55 | black, PE-HD, conductive, | with grounding cable and removable sieve | 251 | 1 | 1 | 253.38
9042856 | Safety ball funnel S65 | black, PE-HD, conductive, | with grounding cable and removable sieve | 251 | 1 | 1 | 253.38
9042859 | Safety ball funnel S50 | black, PE-HD, conductive, | with grounding cable and removable sieve | 251 | 1 | 1 | 253.38
9042860 | Safety funnel S60 with lid | black, PE-HD, conductive, with drain border, | grounding cable and removabel sieve | 251 | 1 | 1 | 121.71
9042861 | Safety funnel S55 with lid | black, PE-HD, conductive, with drain border, | grounding cable and removable sieve | 251 | 1 | 1 | 121.71
9042862 | Safety funnel GL45 with lid | black, PE-HD, conductive, with drain border, | grounding cable and removable sieve | 251 | 1 | 1 | 121.71
9042863 | Safety funnel S65 with lid | black, PE-HD, conductive, with drain border, | grounding cable and removable sieve | 251 | 1 | 1 | 121.71
9042864 | Safetz funnel S55 with lid | black, PE-HD, conductive, with sieve | and grounding cable | 251 | 1 | 1 | 126.03
9042866 | Safetz funnel S65 with lid | black, PE-HD, conductive, with sieve | and grounding cable | 251 | 1 | 1 | 134.53
9042867 | Replacement sieve for funnel with lid | black, conductive |  | 251 | 1 | 1 | 64.84
9042868 | Safety ball funnel S 60, | PE-HD, with removable sieve |  | 251 | 1 | 1 | 186.56
9042869 | Safety ball funnel S55 | white, PE-HD, with removable sieve |  | 251 | 1 | 1 | 186.56
9042871 | Safetz funnel with lid S51 | white, PE-HD, with sieve |  | 250 | 1 | 1 | 165.82
9042872 | Safetz funnel with lid S51 | white, PE-HD, with lance | and removable sieve | 250 | 1 | 1 | 110.99
9042873 | Safetz funnel with lid S55 | white, PE-HD, with lance | and removable sieve | 250 | 1 | 1 | 110.99
9042874 | Safetz funnel with lid S65 | white, PE-HD, with lance | and removable sieve | 250 | 1 | 1 | 148.74
9042875 | Replacement sieve for lid funnels | white, not conductive |  | 250 | 1 | 1 | 56.88
9042876 | Safety ball funnel S50 | white, PE-HD, with detachable sieve (PE-HD) |  | 251 | 1 | 1 | 186.56
9042879 | Safety ball funnel, black, PE-HD, | conductible, with R2" BSP (m) (G2") thread | an 2" Tri-Sure (m) thread, with earth cable, | 251 | 1 | 1 | 288.66
9042880 | Safety funnel with lid | PE-HD, black, with double thread R 2" BSP/G2" | and 2" Tri-Sure, with earth cable | 251 | 1 | 1 | 206.46
9042881 | Safety funnel S50 with lid | PE-HD, white, with dirt sieve |  | 250 | 1 | 1 | 117.37
9042882 | Safety funnel S50 with lid | PE-HD, white, with dripping edge | and detachable dirt sieve | 250 | 1 | 1 | 110.99
9042891 | PFA Fitting with integrated ferrule, | 3,2mm ID, black, pack of 5 |  | 1377 | 1 | 1 | 29.05
9042892 | PFA fitting I.D.: 3.2 mm | integr. ferrule, blue | pack of 5 | 1377 | 1 | 1 | 29.05
9042893 | PFA Fitting with integrated ferrule, | 3,2mm ID, yellow, pack of 5 |  | 1377 | 1 | 1 | 29.05
9042894 | PFA Fitting with integrated ferrule, | 3,2mm ID, natural, pack of 5 |  | 1377 | 1 | 1 | 29.05
9042895 | Exhaust filter S | useful life 3 months |  | 1375 | 1 | 1 | 83.08
9042896 | Exhaust filter M | useful life 6 months |  | 1375 | 1 | 1 | 119.19
9042900 | Safety can 1 ltr. | with fine dispensing system | with overpressure valve | 253 | 1 | 1 | See Cope Price List SB896-15
9042901 | Safety can 2 ltr. | with fine dispensing system | with overpressure valve | 253 | 1 | 1 | See Cope Price List SB896-25
9042902 | Safety can 5 ltr. | with fine dispensing system | with overpressure valve | 253 | 1 | 1 | See Cope Price List SB896-35
9042905 | Safety can 1 ltr. | with screw lid | with overpressure valve | 253 | 1 | 1 | See Cope Price List SB896-40
9042906 | Safety can 2 ltr. | with screw lid | with overpressure valve | 253 | 1 | 1 | See Cope Price List SB896-50
9042907 | Safety can 5 ltr. | with screw lid | with overpressure valve | 253 | 1 | 1 | See Cope Price List SB896-60
9042910 | Safety canistervice 5 ltrs. | with fine dispensing system | with overpressure valve | 254 | 1 | 1 | Refer to Cope
9042911 | Safety canister 10 ltrs. | with fine dispensing system | with overpressure valve | 254 | 1 | 1 | Refer to Cope
9042912 | Safety canister 20 ltrs. | with fine dispensing system | with overpressure valve | 254 | 1 | 1 | Refer to Cope
9042915 | Safety canister 5 ltrs. | with screw lid | with overpressure valve | 254 | 1 | 1 | See Cope Price List SB897-35
9042916 | Safety canister 10 ltrs. | with screw lid | with overpressure valve | 254 | 1 | 1 | See Cope Price List SB897-45
9042917 | Safety canister 20 ltrs. | with screw lid | with overpressure valve | 254 | 1 | 1 | See Cope Price List SB897-55
9042920 | Safety canister 5 ltrs. | with tap 1 ½" | with overpressure valve | 254 | 1 | 1 | Refer to Cope
9042921 | Safety canister 10 ltrs. | with tap 1 ½" | with overpressure valve | 254 | 1 | 1 | See Cope Price List SB898-45
9042922 | Safety canister 20 ltrs. | with tap 1 ½" | with overpressure valve | 254 | 1 | 1 | See Cope Price List SB898-55
9042925 | Safety storage vessel 10 ltrs. | with tap ¾" | with overpressure valve | 253 | 1 | 1 | Refer to Cope
9042926 | Safety storage vessel 25 ltr. | with tap ¾" | with overpressure valve | 253 | 1 | 1 | Refer to Cope
9042927 | Safety storage vessel 50 ltrs. | with tap ¾" | with overpressure valve | 253 | 1 | 1 | Refer to Cope
9042930 | Safety storage vessel 10 ltrs. | with screw lid | with overpressure valve | 253 | 1 | 1 | Refer to Cope
9042931 | Safety storage vessel 25 ltrs. | with screw lid | with overpressure valve | 253 | 1 | 1 | Refer to Cope
9042932 | Safety storage vessel 50 ltrs. | with screw lid | with overpressure valve | 253 | 1 | 1 | Refer to Cope
9042934 | Safety storage vessel 10 ltrs. | with tap ¾" and volume scale strip | with overpressure valve | 253 | 1 | 1 | Refer to Cope
9042935 | Safety storage vessel 25 ltrs. | with tap ¾" and volume scale strip | with overpressure valve | 253 | 1 | 1 | Refer to Cope
9042936 | Safety storage vessel 50 ltrs. | with tap ¾" and volume scale strip | with overpressure valve | 253 | 1 | 1 | Refer to Cope
9042937 | Safety storage vessel 10 ltrs. | with fine dispensing system an seperate vent | with overpressure valve | 253 | 1 | 1 | Refer to Cope
9042940 | Fine doser 1¼" | for cans |  | 253 | 1 | 1 | Refer to Cope
9042941 | Fine doser 1½" | for canisters |  | 254 | 1 | 1 | Refer to Cope
9042942 | Faucet ¾" | for floor model |  | 253 | 1 | 1 | Refer to Cope
9042943 | Faucet 1½" | for faucet model |  | 254 | 1 | 1 | Refer to Cope
9042945 | Safety transport container,can,st.steel,cap. 1 ltr |  |  | 254 | 1 | 1 | See Cope Price List SB896-45
9042946 | Safety transport container,can,st.steel,cap. 2 ltr |  |  | 254 | 1 | 1 | See Cope Price List SB896-55
9042947 | Safety transport container,can,st.steel,cap. 5 ltr |  |  | 254 | 1 | 1 | See Cope Price List SB896-65
9042950 | Safety transport container,canister,st.steel | cap. 5 ltrs |  | 254 | 1 | 1 | See Cope Price List SB897-37
9042951 | Safety transport container,canister,st.steel | cap. 10 ltrs. |  | 254 | 1 | 1 | See Cope Price List SB897-47
9042956 | Safety transport container,faucet model,st.steel | cap. 25 ltrs |  | 254 | 1 | 1 | Refer to Cope
9042972 | Stand for 25l storage, wood |  |  | 254 | 1 | 1 | Refer to Cope
9042975 | Funnel 120 mm for safety cans | 1,2,5l, stainless steel |  | 253 | 1 | 1 | See Cope Price List SB898-60
9042976 | Funnels for safety canisters | 5/10/20l, steel |  | 254 | 1 | 1 | See Cope Price List SB898-62
9042977 | funnels for safety storage vessels | 10/25/50l, steel |  | 253 | 1 | 1 | Refer to Cope
9042978 | Safety funnel size 50 | with PVC-closure, lid and | flame blocker for plastic container | 252 | 1 | 1 | Refer to Cope
9042979 | Safety funnel size 51 | with PVC-closure, cover a. | flame trap for plastic jars | 252 | 1 | 1 | Refer to Cope
9042980 | Funnel with PVC- cap, cover and x-sieve |  |  | 252 | 1 | 1 | Refer to Cope
9042988 | Funnel with PVC- cap, cover and x-sieve |  |  | 252 | 1 | 1 | Refer to Cope
9043001 | Soxhlet Extractors with Dimroth Condenser, | Extractor ml 30 Condenser NS 29/32 |  | 1149 | 1 | 1 | 209.6
9043003 | Soxhlet Extractors with Dimroth Condenser, | Extractor ml 100 Condenser NS 45/40 |  | 1149 | 1 | 1 | 216.66
9043004 | Soxhlet Extractors with Dimroth Condenser, | Extractor ml 150 Condenser NS 45/40 |  | 1149 | 1 | 1 | 217.63
9043005 | Soxhlet Extractors with Dimroth Condenser, | Extractor ml 250 Condenser NS 45/40 |  | 1149 | 1 | 1 | 227.97
9043006 | Soxhlet Extractors with Dimroth Condenser, | Extractor ml 500 Condenser NS 60/46 |  | 1149 | 1 | 1 | 315.61
9043007 | Soxhlet Extractors with Dimroth Condenser, | Extractor ml 1000 Condenser NS 71/51 |  | 1149 | 1 | 1 | 350.75
9043008 | Soxhlet Extractors with Dimroth Condenser, | Extractor ml 200 Condenser NS 45/40 |  | 1149 | 1 | 1 | 218.8
9043009 | Soxhlet Extractors with Dimroth Condenser, | Extractor ml 300 Condenser NS 60/46 |  | 1149 | 1 | 1 | 310.25
9043010 | Extractor acc. to Knöfler-Böhm | extractor 250 ml, with Dimroth condenser NS 45/40 | with thread GL 14, flask 500 ml, | 599 | 1 | 1 | 309.6
9043011 | Soxhlet-Extractor Heads without Stopcock, | Extractor ml 30 Condenser NS 29/32 |  | 599 | 1 | 1 | 42.46
9043012 | Soxhlet-Extractor Heads without Stopcock, | Extractor ml 70 Condenser NS 34/35 |  | 599 | 1 | 1 | 52.28
9043013 | Soxhlet-Extractor Heads without Stopcock, | Extractor ml 100 Condenser NS 45/40 |  | 599 | 1 | 1 | 54.51
9043014 | Soxhlet-Extractor Heads without Stopcock, | Extractor ml 150 Condenser NS 45/40 |  | 599 | 1 | 1 | 55.89
9043015 | Soxhlet-Extractor Heads without Stopcock , | Extractor ml 250 Condenser NS 45/40 |  | 599 | 1 | 1 | 62.04
9043016 | Soxhlet-Extractor Heads without Stopcock, | Extractor ml 500 Condenser NS 60/46 |  | 599 | 1 | 1 | 94.35
9043017 | Soxhlet-Extractor Heads without Stopcock, | Extractor ml 1000 Condenser NS 71/51 |  | 599 | 1 | 1 | 112.13
9043018 | Soxhlet-Extractor Heads without Stopcock, | Extractor ml 200 Condenser NS 45/40 |  | 599 | 1 | 1 | 63.11
9043019 | Soxhlet-Extractor Heads without Stopcock, | Extractor ml 300 Condenser NS 60/46 |  | 599 | 1 | 1 | 88.49
9043020 | Extractor acc. to Knöfler-Böhm | extractor 500 ml, with Dimroth condenser NS 60/46 | with thread GL 14, flask 1000 ml, | 599 | 1 | 1 | 430.46
9043021 | Dimroth Condensers with Cone, Cone NS 29/32 | Extractor ml 30 |  | 600 | 1 | 1 | 56.06
9043022 | Dimroth Condensers with Cone, Cone NS 34/35 | Extractor ml 70 |  | 600 | 1 | 1 | 66.03
9043023 | Dimroth Condensers with Cone, Cone NS 45/40 | Extractor ml 100-250 |  | 600 | 1 | 1 | 62
9043026 | Dimroth Condensers with Cone, Cone NS 60/46 | Extractor ml 300-500 |  | 600 | 1 | 1 | 93.65
9043027 | Dimroth Condensers with Cone, Cone NS 71/51 | Extractor ml 1000 |  | 600 | 1 | 1 | 104.59
9043028 | Serial extraction apparatus R 106 S | soxhlet/fat, 6 position, 100ml |  | 1149 | 1 | 1 | See Cope Price List EX200-50
9043029 | Serial extraction apparatus R 104 S | soxhlet/ flat, 4 position, 100ml |  | 1149 | 1 | 1 | See Cope Price List EX200-35
9043030 | Serial extraction apparatus R 304 | soxhlet/flat, 4 position, 30ml |  | 1149 | 1 | 1 | 2469.95
9043031 | Serial extraction apparatus R306 | soxhlet/flat, 6 position, 30ml |  | 1149 | 1 | 1 | 3307.91
9043035 | Serial extraction apparatus R 304 | for soxhlet-Extraction, | complete for 4 places, with cock | 1149 | 1 | 1 | See Cope Price List EX200-30
9043036 | Serial extraction apparatus R 306 S | for Soxhlet-Extraction | complete for 6 places, with cock | 1149 | 1 | 1 | See Cope Price List EX200-45
9043037 | Serial extraction apparatus R 604 | for Soxhlet-Extraction | complete for 4 places | 1149 | 1 | 1 | 2550.24
9043038 | Serial extraction apparatus R 606 | for Soxhlet-Extraction | complete for 6 places | 1149 | 1 | 1 | 3346.79
9043039 | Serial extraction apparatus R 604 S | for Soxhlet-Extraction | complete for 4 places, with cock | 1149 | 1 | 1 | 2683.2
9043040 | Serial extraction apparatus R 606 S | for Soxhlet-Extraction | complete for 6 places, with cock | 1149 | 1 | 1 | 3666.67
9043041 | Serial extraction apparatus R 108 S | for Soxhlet-Extraction | complete for 8 places, with cock | 1149 | 1 | 1 | 4652.64
9043042 | Serial extraction apparatus R 254 S | for Soxhlet-Extraction | complete for 4 places, with cock | 1149 | 1 | 1 | See Cope Price List EX200-40
9043043 | Serial extraction apparatus R 256 S | for Soxhlet-Extraction | complete for 6 places, with cock | 1149 | 1 | 1 | See Cope Price List EX200-55
9043301 | Distilling adapter | socket NS 14/23, cone 14/23, | cone NS 14/23 angled, borosilicate glass 3.3 | 578 | 1 | 1 | 12.62
9043302 | Distilling adapter | socket NS 14/23, cone 19/26, | cone NS 19/26 angled, borosilicate glass 3.3 | 578 | 1 | 1 | 13.68
9043305 | Distilling adapter | socket NS 14/23, cone 29/32, | cone NS 29/32 angled, borosilicate glass 3.3 | 578 | 1 | 1 | 15.64
9043306 | Distilling adapter acc.Claisen | socket NS 14/23, cone 14/23, | cone NS 14/23 angled, borosilicate glass 3.3 | 578 | 1 | 1 | 13.68
9043307 | Distilling adapter acc.Claisen | socket NS 14/23, cone 19/26, | cone NS 19/26 angled, borosilicate glass 3.3 | 578 | 1 | 1 | 14.66
9043310 | Distilling adapter acc.Claisen | socket NS 14/23, cone 29/32, | cone NS 14/23 angled, borosilicate glass 3.3 | 578 | 1 | 1 | 15.29
9043311 | Distilling adapter acc.Claisen | socket NS 14/23, cone 29/32, | cone NS 29/32 angled, borosilicate glas 3.3 | 578 | 1 | 1 | 16.85
9043901 | Extraction thimbles,pure cellulose | pack of 25, 30 ml, 22x80 mm, grade 603 |  | 1147 | 1 | 1 | Refer to Cope
9043902 | Extraction thimbles,pure cellulose | pack of 25, 70 ml, 25x100 mm, grade 603 |  | 1147 | 1 | 1 | Refer to Cope
9043903 | Extraction thimbles,pure cellulose | pack of 25, 100 ml, 33x94 mm, grade 603 |  | 1147 | 1 | 1 | Refer to Cope
9043904 | Extraction thimbles,pure cellulose | pack of 25, 150 ml, 33x118 mm, grade 603 |  | 1147 | 1 | 1 | Refer to Cope
9043905 | Extraction thimbles,pure cellulose | pack of 25, 250 ml, 33x205 mm, grade 603 |  | 1147 | 1 | 1 | Refer to Cope
9043906 | Extraction thimbles,pure cellulose | pack of 25, 500 ml, 44x230 mm, grade 603 |  | 1147 | 1 | 1 | Refer to Cope
9043907 | Extraction thimbles 33x80mm | pack of 25 Type 603 |  | 1147 | 1 | 1 | Refer to Cope
9043909 | Extraction thimbles, pure cellulose | pack of 25, 25x80mm, grade 603 |  | 1147 | 1 | 1 | Refer to Cope
9043910 | Extraction thimbles, pure cellulose | pack of 25, 26x60mm, grade 603 |  | 1147 | 1 | 1 | Refer to Cope
9043911 | Extraction thimbles,pure cellulose | pack of 25, 70 ml, 33x90 mm, grade 603 |  | 1147 | 1 | 1 | Refer to Cope
9043915 | Extraction thimbles,pure cellulose | pack of 25, 250 ml, 35x150 mm |  | 1147 | 1 | 1 | Refer to Cope
9043916 | Extraction thimbles, pure cellulose | pack of 25, 33x100mm, grade 603 |  | 1147 | 1 | 1 | Refer to Cope
9043917 | Extraction thimbles, pure cellulose | pack of 25, 33x130mm, grade 603 |  | 1147 | 1 | 1 | Refer to Cope
9043918 | Extraction thimbles, pure cellulose | pack of 25, 40x85mm, grade 603 |  | 1147 | 1 | 1 | Refer to Cope
9043950 | High Performance Cellulose Extraction Thimble, | double thickness (2 mm wall), 43 × 123 mm, pack | of 25 | 1147 | 1 | 1 | Refer to Cope
9045700 | LLG-Extraction thimbles 22x80mm | cellulose, pack of 25 |  | 1147 | 1 | 1 | 48.46
9045701 | LLG-Extraction thimbles 20x80mm | cellulose, pack of 25 |  | 1147 | 1 | 1 | 55.29
9045702 | LLG-Extraction thimbles 33x80mm | cellulose, pack of 25 |  | 1147 | 1 | 1 | 48.46
9045703 | LLG-Extraction thimbles 33x94mm | cellulose, pack of 25 |  | 1147 | 1 | 1 | 65.23
9045704 | LLG-Extraction thimbles 33x100mm | cellulose, pack of 25 |  | 1147 | 1 | 1 | 52.89
9045705 | LLG-Extraction thimbles 19x90mm | cellulose, pack of 25 |  | 1147 | 1 | 1 | 45.53
9045706 | LLG-Extraction thimbles 33x118mm | cellulose, pack of 25 |  | 1147 | 1 | 1 | 59.19
9045707 | LLG-Extraction thimbles 26x60mm | cellulose, pack of 25 |  | 1147 | 1 | 1 | 52.14
9045708 | LLG-Extraction thimbles 30x80mm | cellulose, pack of 25 |  | 1147 | 1 | 1 | 52.14
9045709 | LLG-Extraction thimbles 25x100mm | cellulose, pack of 25 |  | 1147 | 1 | 1 | 52.14
9045710 | LLG-Extraction thimbles 43x123mm | cellulose, pack of 25 |  | 1147 | 1 | 1 | 92.98
9045711 | LLG-Extraction thimbles 28x80mm | cellulose, pack of 25 |  | 1147 | 1 | 1 | 52.14
9045800 | LLG-Filter circles 42,5mm, qualitative | medium/fast, pack of 100 |  | 652 | 1 | 1 | 3.85
9045801 | LLG-Filter circles 47mm, qualitative | medium/fast, pack of 100 |  | 652 | 1 | 1 | 4.08
9045802 | LLG-Filter circles 55mm, qualitative | medium/fast, pack of 100 |  | 652 | 1 | 1 | 4.23
9045803 | LLG-Filter circles 70mm, qualitative | medium/fast, pack of 100 |  | 652 | 1 | 1 | 4.48
9045804 | LLG-Filter circles 90mm, qualitative | medium/fast, pack of 100 |  | 652 | 1 | 1 | 5.06
9045805 | LLG-Filter circles 110mm, qualitative | medium/fast, pack of 100 |  | 652 | 1 | 1 | 5.54
9045806 | LLG-Filter circles 125mm, qualitative | medium/fast, pack of 100 |  | 652 | 1 | 1 | 5.99
9045807 | LLG-Filter circles 150mm, qualitative | medium/fast, pack of 100 |  | 652 | 1 | 1 | 7.35
9045808 | LLG-Filter circles 185mm, qualitative | medium/fast, pack of 100 |  | 652 | 1 | 1 | 9.24
9045809 | LLG-Filter circles 240mm, qualitative | medium/fast, pack of 100 |  | 652 | 1 | 1 | 12.67
9045810 | LLG-Filter paper sheet 460x570mm, | qualitative medium/fast, pack of 100 |  | 652 | 1 | 1 | 36.29
9045820 | LLG-Filter circles 42,5mm, qualitative | medium, pack of 100 |  | 652 | 1 | 1 | 4.08
9045821 | LLG-Filter circles 90mm, qualitative | medium, pack of 100 |  | 652 | 1 | 1 | 6.02
9045822 | LLG-Filter circles 110mm, qualitative | medium, pack of 100 |  | 652 | 1 | 1 | 7.1
9045825 | LLG-Folded filters 125mm, qualitative | medium, pack of 100 |  | 652 | 1 | 1 | 29.09
9045826 | LLG-Folded filters 150mm, qualitative | medium, pack of 100 |  | 652 | 1 | 1 | 25.88
9045827 | LLG-Folded filters 185mm, qualitative | medium, pack of 100 |  | 652 | 1 | 1 | 28.67
9045830 | LLG-Filter circles 90mm, qualitative | fast, pack of 100 |  | 652 | 1 | 1 | 5.99
9045831 | LLG-Filter circles 110mm, qualitative | fast, pack of 100 |  | 652 | 1 | 1 | 7.1
9045832 | LLG-Filter circles 125mm, qualitative | fast, pack of 100 |  | 652 | 1 | 1 | 9.02
9045833 | LLG-Filter circles 150mm, qualitative | fast, pack of 100 |  | 652 | 1 | 1 | 11.18
9045834 | LLG-Filter circles 185mm, qualitative | fast, pack of 100 |  | 652 | 1 | 1 | 14
9045840 | LLG-Filter circles 70mm | quantitative fast | pack of 100 | 659 | 1 | 1 | 7
9045841 | LLG-Filter circles 90mm | quantitative fast | pack of 100 | 659 | 1 | 1 | 10.05
9045842 | LLG-Filter circles 110mm | quantitative fast | pack of 100 | 659 | 1 | 1 | 14.1
9045843 | LLG-Filter circles 125mm | quantitative fast | pack of 100 | 659 | 1 | 1 | 18.31
9045844 | LLG-Filter circles 150mm | quantitative fast | pack of 100 | 659 | 1 | 1 | 24.1
9045845 | LLG-Filter circles 185mm | quantitative fast | pack of 100 | 659 | 1 | 1 | 28.4
9045850 | LLG-Filter circles 90mm, quantitative | very slow, pack of 100 |  | 659 | 1 | 1 | 10
9045851 | LLG-Filter circles 125mm, quantitative | very slow, pack of 100 |  | 659 | 1 | 1 | 17.5
9045852 | LLG-Filter circles 150mm, quantitative | very slow, pack of 100 |  | 659 | 1 | 1 | 24.05
9045860 | LLG-Glass microfibre filter 25mm | binder free, pack of 100 |  | 662 | 1 | 1 | 14.71
9045861 | LLG-Glass microfibre filter 47mm | binder free, pack of 100 |  | 662 | 1 | 1 | 19.27
9045862 | LLG-Glass microfibre filter 150mm | binder free, pack of 100 |  | 662 | 1 | 1 | 82.05
9045865 | LLG-Glass microfibre filter 25mm | 1.2 µm, binder free, | pack of 100 | 662 | 1 | 1 | 16.72
9045866 | LLG-Glass microfibre filter 70mm | 1.2 µm, binder free, | pack of 100 | 662 | 1 | 1 | 28.34
9045867 | LLG-Glass microfibre filter 90mm | 1.2 µm, binder free, | pack of 100 | 662 | 1 | 1 | 38.91
9045868 | LLG-Glass microfibre filter 110mm | 1.2 µm, binder free, | pack of 100 | 662 | 1 | 1 | 49.45
9045951 | Bottle-Top-Filter, SFCA, sterile | Ø 50mm/150ml/GL33/0.20µm |  | 692 | 1 | 1 | Refer to Cope
9045952 | Bottle-Top-Filter, SFCA, sterile | Ø 50mm/150ml/GL33/0.20µm |  | 692 | 1 | 1 | Refer to Cope
9045953 | Bottle-Top-Filter, SFCA, sterile | Ø 50mm/150ml/GL45/0.20µm |  | 692 | 1 | 1 | Refer to Cope
9045954 | Bottle-Top-Filter, SFCA, sterile | Ø 50mm/150ml/GL45/0.45µm |  | 692 | 1 | 1 | Refer to Cope
9045956 | Bottle-Top-Filter, SFCA, sterile | Ø 75mm/500ml/GL33/0.20µm |  | 692 | 1 | 1 | Refer to Cope
9045957 | Bottle-Top-Filter, SFCA, sterile | Ø 75mm/500ml/GL33/0.45µm |  | 692 | 1 | 1 | Refer to Cope
9045958 | Bottle-Top-Filter, SFCA, sterile | Ø 75mm/500ml/GL45/0.20µm |  | 692 | 1 | 1 | Refer to Cope
9045959 | Bottle-Top-Filter, SFCA, sterile | Ø 75mm/500ml/GL45/0.45µm |  | 692 | 1 | 1 | Refer to Cope
9045961 | Bottle-Top-Filter, SFCA, sterile | Ø 90mm/1000ml/GL33/0.20µm |  | 692 | 1 | 1 | Refer to Cope
9045963 | Bottle-Top-Filter, SFCA, sterile | Ø 90mm/1000ml/GL45/0.20µm |  | 692 | 1 | 1 | Refer to Cope
9045971 | Disposable filter units, | 1000 ml, 0,20 µm | SFCA membrane, sterilized | 691 | 1 | 1 | Refer to Cope
9045972 | Disposable filtration units, | 1000 ml, 0,45 µm | SFCA membrane, sterilized | 691 | 1 | 1 | Refer to Cope
9045975 | Disposable filtration units, | 500 ml, 0,20 µm | SFCA membrane, sterilized | 691 | 1 | 1 | Refer to Cope
9045976 | Disposable filtration units, | 500ml, 0,45µm, | SFCA membrane, sterilized | 691 | 1 | 1 | Refer to Cope
9045978 | Media plus filter units | 500 ml, 0,20 µm |  | 691 | 1 | 1 | Refer to Cope
9045979 | Media plus filter units, 1000 ml, 0,20 µm |  |  | 691 | 1 | 1 | Refer to Cope
9046020 | Filter unit, PES, 115 ml, 0,45µl |  |  | 690 | 1 | 1 | 8.54
9046021 | Filter unit, PES, 50 ml | 0,2µm, conical |  | 690 | 1 | 1 | Refer to Cope
9046022 | Filter unit series MF75 150ml | PES, 0,1µm |  | 689 | 1 | 1 | Refer to Cope
9046023 | Filter unit series MF75 500ml | PES, 0,1µm |  | 689 | 1 | 1 | Refer to Cope
9046024 | Filter unit series MF75 250ml | PES, 0,1µm |  | 689 | 1 | 1 | Refer to Cope
9046034 | Disposable filtration units, | cap. 150 ml,pore 0,20 µm | SFCA membrane, sterilized | 691 | 1 | 1 | See Cope Price List FD244-20
9046035 | Disposable filtration units, | cap. 150 ml,pore 0,45 µm, | SFCA membrane, sterilized | 691 | 1 | 1 | See Cope Price List FD244-23
9046037 | Disposable filtration units, | cap. 250 ml,pore 0,20 µm | SFCA membrane, sterilized | 691 | 1 | 1 | See Cope Price List FD244-28
9046038 | Disposable filtration units, | cap. 250 ml, 0,45 µm, | SFCA membrane, sterilized | 691 | 1 | 1 | See Cope Price List FD244-32
9046041 | Disposable filtration units, | cap. 500 ml,pore 0,20 µm | SFCA membrane, sterilized | 691 | 1 | 1 | See Cope Price List FD244-36
9046042 | Disposable filtration units, | cap. 500 ml,pore 0,45 µm | SFCA membrane, sterilized | 691 | 1 | 1 | See Cope Price List FD244-39
9046044 | Disposable filtration units, | cap. 1000 ml,pore 0,20 µm | SFCA membrane, sterilized | 691 | 1 | 1 | See Cope Price List FD244-44
9046045 | Disposable filtration units, | cap. 1000 ml, 0,45 µm, | SFCA membrane, sterilized | 691 | 1 | 1 | See Cope Price List FD244-47
9046055 | Disposable filtration units,nylon membr.sterilized | cap. 150 ml,pore 0.2 µm |  | 691 | 1 | 1 | Refer to Cope
9046056 | Filter units 150ml | 0,45µm, NYL |  | 691 | 1 | 1 | Refer to Cope
9046061 | Disposable filtration units,nylon membr.sterilized | cap. 250 ml,pore 0.2 µm |  | 691 | 1 | 1 | Refer to Cope
9046062 | Filter units, 250 ml, 0,45 µm, NYL |  |  | 691 | 1 | 1 | Refer to Cope
9046064 | Disposable filtration units,nylon membr.sterilized | cap. 500 ml,pore 0.2 µm, |  | 691 | 1 | 1 | Refer to Cope
9046065 | Filter units 500 ml, 0,45 µm, NYL |  |  | 691 | 1 | 1 | Refer to Cope
9046067 | Filter units, 1000 ml, 0,20 µm, NYL |  |  | 691 | 1 | 1 | Refer to Cope
9046068 | Filter units, 1000 ml, 0,45 µm, NYL |  |  | 691 | 1 | 1 | Refer to Cope
9046109 | Disposable filtration units,CN membrane | cap. 150 ml,pore 0.2 µm |  | 690 | 1 | 1 | See Cope Price List FD240-24
9046110 | Disposable filtration units,CN membrane | cap. 150 ml,pore 0.45 µm |  | 690 | 1 | 1 | See Cope Price List FD240-27
9046111 | Filter units, 150 ml, 0,8 µm, CN |  |  | 690 | 1 | 1 | See Cope Price List FD240-30
9046121 | Disposable filtration units,CN membrane | cap. 250 ml,pore 0.2 µm, |  | 690 | 1 | 1 | See Cope Price List FD240-37
9046122 | Disposable filtration units,CN membrane | cap. 250 ml,pore 0.45 µm |  | 690 | 1 | 1 | See Cope Price List FD240-40
9046123 | Filter units, 250 ml, 0,8 µm, CN |  |  | 690 | 1 | 1 | See Cope Price List FD240-43
9046131 | Disposable filtration units,CN membrane | cap. 500 ml,pore 0.2 µm |  | 690 | 1 | 1 | See Cope Price List FD240-50
9046132 | Disposable filtration units,CN membrane | cap. 500 ml,pore 0.45 µm |  | 690 | 1 | 1 | See Cope Price List FD240-53
9046133 | Filter units, 500 ml, 0,8 µm, CN |  |  | 690 | 1 | 1 | See Cope Price List FD240-56
9046141 | Disposable filtration units,CN membrane | cap. 1000 ml,pore 0.2 µm |  | 690 | 1 | 1 | See Cope Price List FD240-64
9046142 | Disposable filtration units,CN membrane | cap. 1000 ml,pore 0.45 µm |  | 690 | 1 | 1 | See Cope Price List FD240-67
9046143 | Filter units, 1000 ml, 0,8 µm, CN |  |  | 690 | 1 | 1 | See Cope Price List FD240-70
9046187 | ***after clearance sale no longer available*** | ***replacement 6267762*** | Syringe filters,non-steril,10-50 ml,pore 0.2 µm | 680 | 1 | 1 | Refer to Cope
9046196 | Syringe filters,non-steril,0.5-1 ml,pore 0.2 µm | diam. 4 mm,pack of 100 |  | 680 | 1 | 1 | 161.71
9048933 | Grade 91 Qualitative Filter Paper | Wet-Strengthened, circle, 125 mm, pack of 100 |  | 654 | 1 | 1 | See Cope Price List FB102-32
9048934 | Grade 91 Qualitative Filter Paper | Wet-Strengthened, circle, 185 mm, pack of 100 |  | 654 | 1 | 1 | See Cope Price List FB102-36
9048937 | Grade 1 Qualitative Filter Paper Standard Grade, | circle, 32 mm, pack of 100 |  | 654 | 1 | 1 | Refer to Cope
9048938 | Grade 91 Qualitative Filter Paper | Wet-Strengthened, circle, 110 mm, pack of 100 |  | 654 | 1 | 1 | Refer to Cope
9048939 | Grade 91 Qualitative Filter Paper | Wet-Strengthened, circle, 150 mm, pack of 100 |  | 654 | 1 | 1 | See Cope Price List FB102-34
9048940 | Grade 91 Qualitative Filter Paper | Wet-Strengthened, circle, 240 mm, pack of 100 |  | 654 | 1 | 1 | Refer to Cope
9048942 | Grade 1 Qualitative Filter Paper Standard Grade, | circle, 20 mm, pack of 400 |  | 654 | 1 | 1 | See Cope Price List FB105-12
9048943 | Grade 1 Qualitative Filter Paper Standard Grade, | circle, 25 mm, pack of 400 |  | 654 | 1 | 1 | See Cope Price List FB105-16
9048944 | Grade 1 Qualitative Filter Paper Standard Grade, | circle, 30 mm, pack of 400 |  | 654 | 1 | 1 | See Cope Price List FB105-18
9048945 | Grade 1 Qualitative Filter Paper Standard Grade, | circle, 47 mm, pack of 100 |  | 654 | 1 | 1 | Refer to Cope
9048946 | Grade 1 Qualitative Filter Paper Standard Grade, | circle, 85 mm, pack of 100 |  | 654 | 1 | 1 | See Cope Price List FB105-27
9049015 | Grade 113 Qualitative Filter Paper | Wet-Strengthened, circle, 90 mm, pack of 100 |  | 653 | 1 | 1 | See Cope Price List FB150-28
9049016 | Grade 113 Qualitative Filter Paper | Wet-Strengthened, circle, 125 mm, pack of 100 |  | 653 | 1 | 1 | Refer to Cope
9049017 | Grade 113 Qualitative Filter Paper | Wet-Strengthened, circle, 150 mm, pack of 100 |  | 653 | 1 | 1 | See Cope Price List FB150-34
9049018 | Grade 113 Qualitative Filter Paper | Wet-Strengthened, circle, 185 mm, pack of 100 |  | 653 | 1 | 1 | See Cope Price List FB150-36
9049019 | Grade 113 Qualitative Filter Paper | Wet-Strengthened, circle, 240 mm, pack of 100 |  | 653 | 1 | 1 | See Cope Price List FB150-38
9049020 | CHROMAFIL disposable filter PP/GF/PET-20/25 | GF/PET, 0,20 µm, 25 mm | pack of 400 | 679 | 1 | 1 | 407.45
9049021 | CHROMAFIL one way filter PP/GF/PET-45/25 | GF/PET, 0,45 µm, 25 mm | pack of 400 | 679 | 1 | 1 | 429.29
9049025 | CHROMAFIL disposable filter RC-20/15 MS | RC, 0.20 µm, 15 mm, colour code above: yellow, | colour code below: blue, pack of 100 | 678 | 1 | 1 | 92.42
9049026 | CHROMAFIL disposable filter RC-45/15 MS | RC, 0.45 µm, 15 mm, colour code above: colourless, | colour code below: blue, pack of 100 | 678 | 1 | 1 | 92.42
9049027 | Grade 114 Qualitative Filter Paper | Wet-Strengthened, circle, 150 mm, pack of 100 |  | 653 | 1 | 1 | See Cope Price List FB160-34
9049030 | CHROMAFIL disposable filter A-20/25 | MV, 0,20 µm, 25 mm | pack of 100 | 677 | 1 | 1 | 92.42
9049031 | CHROMAFIL disposable filter A-20/25 | MV, 0,20 µm, 25 mm | pack of 400 | 677 | 1 | 1 | 340.09
9049032 | CHROMAFIL disposable filter A-45/25 | MV, 0,45 µm, 25 mm, | pack of 100 | 677 | 1 | 1 | 102.43
9049033 | CHROMAFIL disposable filter A-45/25 | MV, 0,45 µm, 25 mm | pack of 400 | 677 | 1 | 1 | 340.09
9049035 | Grade 40 Quantitative Filter Paper Ashless (Ash | 0.007%), circle, 32 mm, pack of 100 |  | 660 | 1 | 1 | See Cope Price List FB200-18
9049036 | CHROMAFIL disposable filter CA-20/25 S | steril, CA, 0,20 µm, 25 mm | pack of 50 | 677 | 1 | 1 | 79.76
9049037 | CHROMAFIL disposable filter CA-45/25 S | steril, CA, 0,45 µm, 25 mm | pack of 50 | 677 | 1 | 1 | 79.76
9049038 | CHROMAFIL disposable filter CA-20/25 | CA, nonsteril, 0,20 µm, 25 mm | pack of 100 | 677 | 1 | 1 | 92.42
9049039 | CHROMAFIL disposable filter CA-20/25 | CA, nonsteril, 0,20 µm, 25 mm | pack of 400 | 677 | 1 | 1 | 340.09
9049040 | CHROMAFIL disposable filter CA-45/25 | CA, nonsteril, 0,45 µm, 25 mm | pack of 100 | 677 | 1 | 1 | 92.42
9049041 | CHROMAFIL disposable filter CA-45/25 | CA, nonsteril, 0,45 µm, 25 mm | pack of 400 | 677 | 1 | 1 | 340.09
9049042 | CHROMAFIL disposable filter PP/RC-20/25 | RC, 0,20 µm, 25 mm | pack of 100 | 678 | 1 | 1 | 92.42
9049043 | CHROMAFIL disposable filter PP/RC-20/25 | RC, 0,20 µm, 25 mm | pack of 400 | 678 | 1 | 1 | 340.09
9049044 | CHROMAFIL disposable filter PP/RC-45/25 | RC, 0,45 µm, 25 mm | pack of 100 | 678 | 1 | 1 | 102.43
9049045 | Grade 41 Quantitative Filter Paper Ashless (Ash | 0.007%), circle, 60 mm, pack of 100 |  | 660 | 1 | 1 | See Cope Price List FB205-25
9049046 | CHROMAFIL disposable filter PP/RC-45/25 | RC, 0,45 µm, 25 mm | pack of 400 | 678 | 1 | 1 | 340.09
9049047 | CHROMAFIL disposable filter AO-20/3 | PA, 0,20 µm, 3 mm | pack of 100 | 678 | 1 | 1 | 112.11
9049048 | CHROMAFIL disposable filter AO-45/3 | PA, 0,45 µm, 3 mm | pack of 100 | 678 | 1 | 1 | 112.11
9049049 | CHROMAFIL disposable filter AO-20/25 | PA, 0,20 µm, 25 mm | pack of 100 | 678 | 1 | 1 | 92.42
9049050 | CHROMAFIL disposable filter AO-20/25 | PA, 0,20 µm, 25 mm | pack of 400 | 678 | 1 | 1 | 340.09
9049051 | CHROMAFIL disposable filter AO-45/25 | PA, 0,45 µm, 25 mm | pack of 100 | 678 | 1 | 1 | 92.42
9049052 | CHROMAFIL disposable filter AO-45/25 | PA, 0,45 µm, 25 mm | pack of 400 | 678 | 1 | 1 | 340.09
9049053 | CHROMAFIL disposable filter O-20/3 | PTFE, 0,20 µm, 3 mm | pack of 100 | 679 | 1 | 1 | 112.11
9049054 | CHROMAFIL disposable filter O-45/3 | PTFE, 0,45 µm, 3 mm | pack of 100 | 679 | 1 | 1 | 112.11
9049055 | CHROMAFIL disposable filter O-20/15 MS | PTFE, 0.20 µm, 15 mm, colour code above: yellow, | colour code below: colourless, pack of 100 | 679 | 1 | 1 | 92.42
9049056 | CHROMAFIL disposable filter O-45/15 MS | PTFE, 0.45 µm,15 mm,colour code above: colour less | colour code below: colour less, pack of 100 | 679 | 1 | 1 | 102.43
9049057 | CHROMAFIL disposable filter O-20/25 | PTFE, 0,20 µm, 25 mm | pack of 100 | 679 | 1 | 1 | 102.43
9049058 | CHROMAFIL disposable filter O-20/25 | PTFE, 0,20 µm, 25 mm | pack of 400 | 679 | 1 | 1 | 340.09
9049059 | CHROMAFIL Xtra disposable filter PTFE-45/25 | PTFE, 0,45 µm, 25 mm, colourless PP-case, | labelled, pack of 100 | 679 | 1 | 1 | 102.43
9049060 | CHROMAFIL Xtra disposable filter PTFE-45/25 | PTFE, 0,45 µm, 25 mm, colourless PP-case, | labelled, pack of 400 | 679 | 1 | 1 | 340.09
9049063 | CHROMAFIL Xtra disposable filter PVDF-45/25 | PVDF, 0.45 µm, 25 mm, colourless PP-case, | labelled, pack of 100 | 680 | 1 | 1 | 92.42
9049065 | CHROMAFIL disposable filter PET-20/15 MS | PET, 0.20 µm, 15 mm, colour code above: yellow, | colour code below: orange, pack of 100 | 679 | 1 | 1 | 92.42
9049066 | CHROMAFIL disposable filter PET-45/15 MS | PET, 0.45 µm, 15 mm, colour code above: colourless | colour code below: orange, pack of 100 | 679 | 1 | 1 | 92.42
9049067 | CHROMAFIL disposable filter PET-20/25 | PET, 0,20 µm, 25 mm | pack of 100 | 679 | 1 | 1 | 102.43
9049068 | CHROMAFIL disposable filter PET-20/25 | PET, 0,20 µm, 25 mm | pack of 400 | 679 | 1 | 1 | 340.09
9049069 | CHROMAFIL disposable filter PET-45/25 | PET, 0,45 µm, 25 mm | pack of 100 | 679 | 1 | 1 | 102.43
9049070 | CHROMAFIL disposable filter PET-45/25 | PET, 0,45 µm, 25 mm | pack of 400 | 679 | 1 | 1 | 340.09
9049073 | Syringe filters | pack of 500, Minisart SRP 15 |  | 676 | 1 | 1 | Refer to Cope
9049077 | CHROMAFIL disposable filter GF-100/15 MS | GF, 1,00 µm, 15 mm | pack of 100 | 680 | 1 | 1 | 92.42
9049078 | CHROMAFIL disposable filter GF-100/25 | GF, 1,00 µm, 25 mm | pack of 100 | 680 | 1 | 1 | 102.43
9049079 | CHROMAFIL disposable filter PP/GF/PET-20/25 | GF/PET, 0,20 µm, 25 mm | pack of 100 | 679 | 1 | 1 | 116.66
9049080 | CHROMAFIL disposable filter PP/GF/PET-45/25 | GF/PET, 0,45 µm, 25 mm | pack of 100 | 679 | 1 | 1 | 116.66
9049081 | Minisart RC4, syringe filters | pack of 50 |  | 676 | 1 | 1 | See Cope Price List FC840-10
9049082 | Minisart RC 4, 4 mm, 0,2 µm | pack of 500 |  | 676 | 1 | 1 | Refer to Cope
9049084 | Syringe filter holders Minisart RC,cellulose | luer connection,pore 0.45 µm,diam. 4 mm | pack of 50 | 676 | 1 | 1 | See Cope Price List FC840-20
9049085 | Minisart RC4, syringe filters | pack of 500, 4mm, 0,45µm |  | 676 | 1 | 1 | Refer to Cope
9049087 | Syringe filter holders Minisart RC,cellulose | luer connection,pore 0.2 µm,diam. 15 mm | pack of 50 | 676 | 1 | 1 | See Cope Price List FC840-35
9049088 | Minisart RC 15 | pack of 500 |  | 676 | 1 | 1 | Refer to Cope
9049091 | Syringe filter holders Minisart RC,cellulose | luer connection,pore 0.45 µm,diam. 15 mm | pack of 50 | 676 | 1 | 1 | See Cope Price List FC840-45
9049092 | Minisart RC 15 | pack of 500 |  | 676 | 1 | 1 | Refer to Cope
9049094 | Syringe filter holders Minisart RC,cellulose | luer connection,pore 0.2 µm,diam. 25 mm | pack of 50 | 676 | 1 | 1 | See Cope Price List FC840-65
9049095 | Minisart RC 25 | pack of 500 |  | 676 | 1 | 1 | Refer to Cope
9049097 | Syringe filter holders Minisart RC,cellulose | luer connection,pore 0.45 µm,diam. 25 mm | pack of 50 | 676 | 1 | 1 | See Cope Price List FC840-75
9049098 | Minisart RC25, syringe filters | pack of 500, 25mm, 0,45µm |  | 676 | 1 | 1 | Refer to Cope
9049101 | Syringe filter holders Minisart® sterile | sterile filtration,pore 0.2 µm,diam. 28 mm | without CE, pack of 50 | 675 | 1 | 1 | See Cope Price List FC800-15
9049102 | Syringe filter holders Minisart® sterile | ultrapurification,pore 0.45 µm,diam. 28 mm | without CE, pack of 50 | 675 | 1 | 1 | See Cope Price List FC800-30
9049103 | Syringe filter holders Minisart® sterile | clarification,pore 0.8 µm,diam. 28 mm | pack of 50 | 675 | 1 | 1 | See Cope Price List FC800-40
9049104 | Syringe filter holders Minisart,sterile,pack of 50 | clarification,pore 1.2 µm,diam. 28 mm |  | 675 | 1 | 1 | Refer to Cope
9049105 | Syringe filter holders Minisart,sterile,pack of 50 | Prefiltration,pore 5 µm,diam. 28 mm |  | 675 | 1 | 1 | Refer to Cope
9049107 | Syringe filter holders Minisart® non-sterile | pack of 500,sterile filtration,pore 0.2,diam 28 mm |  | 675 | 1 | 1 | See Cope Price List FC800-17
9049108 | Syringe filter holders Minisart® non-sterile | pack of 500,ultrapurification,pore 0.45,diam.28 mm |  | 675 | 1 | 1 | Refer to Cope
9049109 | Minisart® NML, green, 28mm Ø | 0,8µm, non-sterile | pack of 500 | 675 | 1 | 1 | Refer to Cope
9049115 | Minisart SRP 25 | pack of 50 No. 17575-K |  | 676 | 1 | 1 | 113.63
9049116 | Syringe filter holders Minisart SRP,non-sterile | PTFE membrane,pore 0,45 µm,diam. 25 mm,Luer | pack of 50 | 676 | 1 | 1 | See Cope Price List FC842-48
9049117 | Syringe filter holders Minisart SRP,non-sterile | PTFE membrane,pore 0,45 µm,diam. 25 mm,Luer | pack of 500 | 676 | 1 | 1 | Refer to Cope
9049118 | Minisart-Plus, 28mm, 0,2µm | pack of 50, blue, sterile |  | 676 | 1 | 1 | See Cope Price List FC800-52
9049119 | Minisart GF, 28mm Ø | non-sterile, pack of 50 |  | 676 | 1 | 1 | See Cope Price List FC802-95
9049120 | Minisart GF, 28mm Ø | non-sterile, pack of 500 |  | 676 | 1 | 1 | Refer to Cope
9049122 | Minisart NML, 28mm, 1,2µm | pack of 500, non-sterile |  | 675 | 1 | 1 | Refer to Cope
9049123 | Minisart NML, 28mm, 5µm | pack of 500, non-sterile |  | 675 | 1 | 1 | Refer to Cope
9049126 | Minisart-plus 28 mm, 0,2 µm | pack of 500, blue, non-sterile |  | 676 | 1 | 1 | Refer to Cope
9049127 | Minisart-plus 0,45µm 28mmØ | pack of 50 sterile yellow |  | 676 | 1 | 1 | Refer to Cope
9049128 | Syringe filters Minisart-plus 0,45µm | pack of 500 yellow, non sterile 28mm Ø |  | 676 | 1 | 1 | Refer to Cope
9049129 | Minisart® NML-High-Flow 28 mm | pore size 0.22 µm, sterile, | pack of 50 | 675 | 1 | 1 | See Cope Price List FC800-74
9049130 | Minisart® NML-High-Flow 28 mm | pore size 0.22 µm, sterile, | pack of 500 | 675 | 1 | 1 | See Cope Price List FC800-60
9049146 | Minisart SRP 4 | pack of 50 |  | 676 | 1 | 1 | See Cope Price List FC842-15
9049147 | Minisart SRP4, 4mm, 0,45µm | pack of 500 |  | 676 | 1 | 1 | Refer to Cope
9049151 | Air filtration units,sterile,pore 0,2 µm,62 mm | pack of 12 |  | 684 | 1 | 1 | Refer to Cope
9049152 | Air filtration units,sterile,pore 0,2 µm,62 mm | pack of 25 |  | 684 | 1 | 1 | Refer to Cope
9049153 | Air filtration units,non-sterile,pore 0,2 µm,62 mm | pack of 100 |  | 684 | 1 | 1 | 828.46
9049156 | Air filtration units,sterile,pore 0,45 µm,62 mm | pack of 12 |  | 684 | 1 | 1 | 130.67
9049180 | Membrane filters 0,2µm | pack of 100, grade 230, 25mm Ø |  | 669 | 1 | 1 | Refer to Cope
9049181 | Membrane filters 47mm | pack of 100, 0,2µm, type 230 |  | 669 | 1 | 1 | Refer to Cope
9049182 | Membrane filters 0,4µm | pack of 100, grade 230, 25mmØ |  | 669 | 1 | 1 | Refer to Cope
9049183 | Membrane filters type 230, white | pack of 100, 0,4µm, 47mm Ø, PC |  | 669 | 1 | 1 | Refer to Cope
9049200 | Sartolab RF 150, 150 ml | 0,22 µm, pack of 12 |  | 688 | 1 | 1 | Refer to Cope
9049201 | Sartolab RF 250, 250 ml | 0,22 µm, pack of 12 |  | 688 | 1 | 1 | Refer to Cope
9049202 | Sartolab RF 500, 500 ml | 0,22 µm, pack of 12 |  | 688 | 1 | 1 | Refer to Cope
9049203 | Sartolab RF 1000, 1000 ml | 0,22 µm, pack of 12 |  | 688 | 1 | 1 | Refer to Cope
9049204 | Sartolab BT 150, 150 ml | 0,22 µm, pack of 48 |  | 689 | 1 | 1 | Refer to Cope
9049205 | Sartolab BT 500, 500 ml | 0,22 µm, pack of 12 |  | 689 | 1 | 1 | Refer to Cope
9049206 | Sartolab BT 1000, 1000 ml | 0,22 µm, pack of 12 |  | 689 | 1 | 1 | Refer to Cope
9049241 | Syringe filter holders,PC,luer connection | diam. 13 mm,pack of 12 |  | 683 | 1 | 1 | See Cope Price List FC690-10
9049242 | Syringe filter holders,PC,luer connection | diam. 25 mm,pack of 12 |  | 683 | 1 | 1 | See Cope Price List FC690-15
9049243 | Vacuum filtration unit,PC,with 250 ml vessel | for 47 mm filters |  | 688 | 1 | 1 | Refer to Cope
9049300 | BioSart®100 monitors,sterile,100 ml,diam 47 mm | pore 0,45 µm,white/black, pack of 48 |  | 1269 | 1 | 1 | Refer to Cope
9049304 | BioSart®100 monitors,sterile,100 ml,diam 47 mm | pore 0,45 µm,grey/white | pack of 48 | 1269 | 1 | 1 | Refer to Cope
9049311 | BioSart 100 monitor | sterile, 0,2µm | 47mm, white filter colour | 1269 | 1 | 1 | See Cope Price List FC740-10
9049312 | BioSart 100 monitor | sterile, 0,45µm | 47mm, white filter colour | 1269 | 1 | 1 | Refer to Cope
9049313 | BioSart 100 monitor | sterile, 0,45µm | 47mm, green filter colour | 1269 | 1 | 1 | See Cope Price List FC740-15
9049315 | BioSart 100 monitor | sterile, 0,45µm | 47mm, black filter colour | 1269 | 1 | 1 | Refer to Cope
9049320 | BioSart®100 adapter,diam. 55 mm,for filter support |  |  | 1269 | 1 | 1 | Refer to Cope
9049340 | BioSart®250 funnel,sterile plastic,Vol. 250 ml |  |  | 1270 | 1 | 1 | Refer to Cope
9049341 | Biosart 250 HIQ funnels | pack of 50, 47mmØ |  | 1270 | 1 | 1 | Refer to Cope
9049672 | Grade EPM 2000 Air Sampling Filter, sheet, 8 × 10 | in, pack of 100 |  | 664 | 1 | 1 | See Cope Price List FB800-10
9049750 | Vivaspin 500, Starter kit | (5 ea 5 k to 100K) |  | 1215 | 1 | 1 | Refer to Cope
9049753 | Vivaspin 6, Starter kit | (5 ea 5k to 100k), Pack of 25 |  | 1215 | 1 | 1 | Refer to Cope
9049754 | Vivaspin 20, Starter Kit | (2 ea 5k to 0,2 um) Pack of 12 |  | 1216 | 1 | 1 | Refer to Cope
9049755 | Vavaspin 500, MWCO 5000 | Pack of 25 |  | 1215 | 1 | 1 | See Cope Price List FC860-05
9049756 | Vivaspin 500, MWCO 10000 | Pack of 25 |  | 1215 | 1 | 1 | See Cope Price List FC860-10
9049757 | Vavaspin 500, MWCO 30000 | Pack of 25 |  | 1215 | 1 | 1 | See Cope Price List FC860-30
9049758 | Vivaspin 500, MWCO 50000 | Pack of 25 |  | 1215 | 1 | 1 | See Cope Price List FC860-50
9049759 | Vivaspin 500, MWCO 100000 | Pack of 25 |  | 1215 | 1 | 1 | See Cope Price List FC860-70
9049760 | Vivaspin 2, MWCO 5000 | Pack of 25 |  | 1214 | 1 | 1 | See Cope Price List FC869-05
9049761 | Vivaspin 2, MWCO 10000 | Pack of 25 |  | 1214 | 1 | 1 | See Cope Price List FC869-10
9049762 | Dewar vessels,aluminium jacket,cap. 100 ml |  |  | 1214 | 1 | 1 | See Cope Price List FC869-30
9049763 | Vavaspin 2, MWCO 50000 | Pack of 25 |  | 1214 | 1 | 1 | See Cope Price List FC869-50
9049764 | Vivaspin 2, MWCO 100000 | Pack of 25 |  | 1214 | 1 | 1 | See Cope Price List FC869-70
9049765 | Vivaspin 6, MWCO 5000 | Pack of 25 |  | 1215 | 1 | 1 | See Cope Price List FC877-05
9049766 | Vivaspin 6, MWCO 10000 | Pack of 25 |  | 1215 | 1 | 1 | See Cope Price List FC877-10
9049767 | Vivaspin 6, MWCO 30000 | Pack of 25 |  | 1215 | 1 | 1 | See Cope Price List FC877-30
9049768 | Vivaspin 6, MWCO 50000 | Pack of 25 |  | 1215 | 1 | 1 | See Cope Price List FC877-50
9049769 | Vivaspin 6, MWCO 100000 | Pack of 25 |  | 1215 | 1 | 1 | See Cope Price List FC877-70
9049770 | Vivaspin 6, MWCO 0.2 µm | Pack of 25 |  | 1215 | 1 | 1 | See Cope Price List FC877-90
9049771 | Vivaspin 20, MWCO 5000 | Pack of 12 |  | 1216 | 1 | 1 | Refer to Cope
9049772 | Vivaspin 20, MWCO 10000 | Pack of 12 |  | 1216 | 1 | 1 | Refer to Cope
9049773 | Vivaspin 20, MWCO 30000 | Pack of 12 |  | 1216 | 1 | 1 | Refer to Cope
9049774 | Vivaspin 20, MWCO 50000 | Pack of 12 |  | 1216 | 1 | 1 | Refer to Cope
9049775 | Vivaspin 20, MWCO 100000 | Pack of 12 |  | 1216 | 1 | 1 | Refer to Cope
9049776 | Vivaspin 20, MWCO 1.000.000 | Pack of 12 |  | 1216 | 1 | 1 | Refer to Cope
9049777 | Vivaspin 2 concentrators (0,4-3,0ml) | pack of 100, 5000 MWCO | membrane: polyethersulphone | 1214 | 1 | 1 | Refer to Cope
9049778 | Vivaspin 2 concentrators (0,4-3,0ml) | pack of 100, 10000 MWCO | membrane: polyethersulphone | 1214 | 1 | 1 | Refer to Cope
9049779 | Vivaspin 2 concentrators (0,4-3,0ml) | pack of 100, 30000 MWCO | membrane: polyethersulphone | 1214 | 1 | 1 | Refer to Cope
9049780 | Vivaspin 2 concentrators (0,4-3,0ml) | pack of 100, 50000 MWCO | membrane: polyethersulphone | 1214 | 1 | 1 | Refer to Cope
9049781 | Vivaspin 2 concentrators (0,4-3,0ml) | pack of 100, 100000 MWCO | membrane: polyethersulphone | 1214 | 1 | 1 | Refer to Cope
9049782 | Vivaspin 6 concentrators (2-6ml) | pack of 100, 5000 MWCO | membrane: polyethersulphone | 1215 | 1 | 1 | Refer to Cope
9049783 | Vivaspin 6 concentrators (2-6ml) | pack of 100, 10000 MWCO | membrane: polyethersulphone | 1215 | 1 | 1 | Refer to Cope
9049784 | Vivaspin 6 concentrators (2-6ml) | pack of 100, 30000 MWCO | membrane: polyethersulphone | 1215 | 1 | 1 | Refer to Cope
9049785 | Vivaspin 6 concentrators (2-6ml) | pack of 100, 50000 MWCO | membrane: polyethersulphone | 1215 | 1 | 1 | Refer to Cope
9049786 | Vivaspin 6 concentrators (2-6ml) | pack of 100, 100000 MWCO | membrane: polyethersulphone | 1215 | 1 | 1 | Refer to Cope
9049787 | Vivaspin 6 concentrators (2-6ml) | pack of 100, 0,2µm | membrane: polyethersulphone | 1215 | 1 | 1 | Refer to Cope
9049788 | Vivaspin 20 concentrators (2-20ml) | pack of 48, 5000 MWCO | membrane: polyethersulphone | 1216 | 1 | 1 | Refer to Cope
9049789 | Vivaspin 20 concentrators (2-20ml) | pack of 48, 10000 MWCO | membrane: polyethersulphone | 1216 | 1 | 1 | Refer to Cope
9049790 | Vivaspin 20 concentrators (2-20ml) | pack of 48, 30000 MWCO | membrane: polyethersulphone | 1216 | 1 | 1 | Refer to Cope
9049791 | Vivaspin 20 concentrators (2-20ml) | pack of 48, 50000 MWCO | membrane: polyethersulphone | 1216 | 1 | 1 | Refer to Cope
9049792 | Vivaspin 20 concentrators (2-20ml) | pack of 48, 100000 MWCO | membrane: polyethersulphone | 1216 | 1 | 1 | Refer to Cope
9049793 | Vivaspin 20 concentrators (2-20ml) | pack of 48, 0,2µm MWCO | membrane: polyethersulphone | 1216 | 1 | 1 | Refer to Cope
9049850 | Vivaspin 500 concentrators (100-500µl) | pack of 100, 5000 MWCO | membrane: polyethersulphone | 1215 | 1 | 1 | Refer to Cope
9049851 | Vivaspin 500 concentrators (100-500µl) | pack of 100, 10000 MWCO | membrane: poyethersulphone | 1215 | 1 | 1 | Refer to Cope
9049852 | Vivaspin 500 concentrators (100-500µl) | pack of 100, 30000 MWCO | membrane: poyethersuphone | 1215 | 1 | 1 | Refer to Cope
9049853 | Vivaspin 500 concentrators (100-500µl) | pack of 100, 50000 MWCO | membrane: poyethersulphone | 1215 | 1 | 1 | Refer to Cope
9049854 | Vivaspin 500 concetrators (100-500µl) | pack of 100, 100000 MWCO | membrane: polyethersulphone | 1215 | 1 | 1 | Refer to Cope
9049855 | Vivaspin 20 concentrators | pack of 12, 3000 MWCO | membrane: polyethersulphone | 1216 | 1 | 1 | Refer to Cope
9049856 | Vivaspin 20, concentrators | pack of 48, 3000 MWCO | membrane: polyethersulphone | 1216 | 1 | 1 | Refer to Cope
9049857 | Vivaspin 20 concentrators | pack of 12, 300000 MWCO | membrane: polyethersulphone | 1216 | 1 | 1 | Refer to Cope
9049858 | Vivaspin 20 concentrators | pack of 12, 1000000 MWCO | membrane: polyethersulphone | 1216 | 1 | 1 | Refer to Cope
9049859 | Vivaspin 20 concentrators | pack of 48, 300000 MWCO | membrane: polyethersulphone | 1216 | 1 | 1 | Refer to Cope
9049860 | Vivaspin 20 concentrators | pack of 48, 1000000 MWCO | membrane: polyethersulphone | 1216 | 1 | 1 | Refer to Cope
9049861 | Vivaspin 2 concentrators | pack of 25, 3000 HWCO | membrane: polyethersulphone | 1214 | 1 | 1 | Refer to Cope
9049862 | Vivaspin 2 concentrators | pack of 100, 3000 HWCO | membrane: polyethersulphone | 1214 | 1 | 1 | Refer to Cope
9049863 | Vivaspin 500 concentrators | pack of 25, 3000 MWCO | membrane: polyetherlulphone | 1215 | 1 | 1 | Refer to Cope
9049864 | Vivaspin 500 concentrators | pack of 100, 3000 MWCO | membrane: polyethersulphone | 1215 | 1 | 1 | Refer to Cope
9049865 | Syringe filters Minisart-plus 0,4µm | pack of 50, yellow, sterile,Ø 28 mm |  | 675 | 1 | 1 | Refer to Cope
9049866 | Syringe filters Minisart-plus 0,1µm | pack of 50, aubergine, sterile, 28mm Ø |  | 675 | 1 | 1 | Refer to Cope
9049911 | Syringe filters, 5,0µm, sterile | pack of 50, black rim |  | 673 | 1 | 1 | Refer to Cope
9049912 | Syringe filters,white rim, CA | 0.45 µm sterile, FP 030/0,45 CA-S, 30 mm; | Pk. qty.=50 (FP 030/2-old) | 673 | 1 | 1 | Refer to Cope
9049913 | Syringe filters, red rim, sterile | FP 030/ 0,2 CA-S, 30 mm | Pk qty.=50 | 673 | 1 | 1 | Refer to Cope
9049915 | Syringe filters, 0,8µm, sterile | pack of 50, green rim |  | 673 | 1 | 1 | Refer to Cope
9049916 | Syringe filters, orange rim, sterile | 1.2 µm, CA, FP 030/6 30 mm | Pk qty.=50 | 673 | 1 | 1 | Refer to Cope
9049917 | Syringe filters, red rim, sterile | 0.2 µm, CA, FP 030/35 30 mm | Pk.qty=50 | 673 | 1 | 1 | Refer to Cope
9049918 | Syringe Filters, blue rim, sterile | 0.2 µm, PTFE, FP 030/8 30 mm | Pk qty.=50 | 673 | 1 | 1 | Refer to Cope
9049919 | Syringe filters 0,2µm, sterile | pack of 500, red rim |  | 673 | 1 | 1 | Refer to Cope
9049920 | Syringe filters, 0,8µm, | pack of 500, green rim |  | 673 | 1 | 1 | Refer to Cope
9049925 |  |  |  | 673 | 1 | 1 | Refer to Cope
9049926 |  |  |  | 673 | 1 | 1 | Refer to Cope
9049927 | Disposable vacuum filter units | pack of 100, FP 30/0,45CA |  | 673 | 1 | 1 | Refer to Cope
9049931 | Disposable filter holders,hydrophilic CA membrane | non-sterile,black rim,diam. 30 mm,pore 5 µm | pack of 50 | 673 | 1 | 1 | Refer to Cope
9049932 | Disposable filter holders,hydrophilic CA membrane | non-sterile,white rim,diam. 30 mm,pore 0.45 µm | pack of 50 | 673 | 1 | 1 | Refer to Cope
9049933 | Disposable filter holders,hydrophilic CA membrane | non-sterile,white rim,diam. 30 mm,pore 0.45 µm | pack of 500 | 673 | 1 | 1 | Refer to Cope
9049934 | Disposable filter holders,hydrophilic CA membrane | non-sterile,red rim,diam. 30 mm,pore 0.2 µm | pack of 50 | 673 | 1 | 1 | Refer to Cope
9049936 | Disposable filter holders,hydrophilic CA membrane | non-sterile,green rim,diam. 30 mm,pore 0.8 µm | pack of 50 | 673 | 1 | 1 | Refer to Cope
9049937 | Disposable filter holders,hydrophilic CA membrane | non-sterile,orange rim,diam. 30 mm,pore 1.2 µm | pack of 50 | 673 | 1 | 1 | Refer to Cope
9049941 | Disposable filter holders,non-sterile | diam. 30 mm,pore 0.2 µm,pack of 100 |  | 674 | 1 | 1 | Refer to Cope
9049942 | Disposable filter holders,non-sterile | diam. 30 mm,pore 0.45 µm,pack of 100 |  | 674 | 1 | 1 | Refer to Cope
9049943 | Disposable filter holders,non-sterile | diam. 13 mm,pore 0.2 µm,pack of 100 |  | 674 | 1 | 1 | Refer to Cope
9049944 | Disposable filter holders,non-sterile | diam. 13 mm,pore 0.45 µm,pack of 100 |  | 674 | 1 | 1 | Refer to Cope
9049948 | Syringe filters 0,2µm amber rim | pack of 100, SPARTAN 13/0,2 RC |  | 674 | 1 | 1 | Refer to Cope
9049949 | Syringe filters 0,45µm, light brown rim | pack of 100, SPARTAN 13/0,45 RC |  | 674 | 1 | 1 | Refer to Cope
9049950 | Syringe filters, MiniTip | pack of 500, SPARTAN 13/0,45 RC |  | 674 | 1 | 1 | Refer to Cope
9049951 | Syringe filters, MiniTip | pack of 500, SPARTAN 13/0,2 RC |  | 674 | 1 | 1 | Refer to Cope
9049955 | Syringe filters, sterile | pack of 50, ReZist 30/0,2 PTFE-S |  | 675 | 1 | 1 | Refer to Cope
9049959 | Filtration unit, 0,45 µm | pack of 500, Spartan 30/0,45 RC |  | 674 | 1 | 1 | Refer to Cope
9049960 | Syringe filters, LLF/LLM | pack of 50, SPARTAN 30/0,45 RC |  | 674 | 1 | 1 | Refer to Cope
9049961 | Syringe filters, 0,2 µm | pack of 100, ReZist 30/0,2 PTFE |  | 675 | 1 | 1 | Refer to Cope
9049962 | Disposable filter holders ReZist,non-sterile | hydrophobic PTFE membrane,green rim, diam. 30 mm | pore 0.45 µm,pack of 100 | 675 | 1 | 1 | Refer to Cope
9049963 | Syringe filters, 1,0 µm | pack of 100, ReZist 30/1,0 PTFE |  | 675 | 1 | 1 | Refer to Cope
9049964 | Syringe filters, 5,0 µm | pack of 100, ReZist 30/5,0 PTFE |  | 675 | 1 | 1 | Refer to Cope
9049965 | Syringe filters, LLF/LLM | pack of 500, SPARTAN 30/0,2 RC |  | 674 | 1 | 1 | Refer to Cope
9049980 | Syringe filters, LLF/LLM | pack of 500, SPARTAN 13/0,2 RC |  | 674 | 1 | 1 | Refer to Cope
9049981 | Syringe filters, LLF/MiniTip | pack of 100, ReZist 13/0,2 PTFE |  | 675 | 1 | 1 | Refer to Cope
9049982 | Syringe filters, LLF/MiniTip | pack of 100, ReZist 13/0,45 PTFE |  | 675 | 1 | 1 | Refer to Cope
9049990 | Syringe filters, LLF/LLM | pack of 500, ReZist 30/0,2 PTFE |  | 675 | 1 | 1 | Refer to Cope
9049991 | Syringe filters, LLF/LLM | pack of 500, ReZist 30/0,45 PTFE |  | 675 | 1 | 1 | Refer to Cope
9049992 | Syringe filters, LLF/LLM | pack of 500, ReZist 30/1,0 PTFE |  | 675 | 1 | 1 | Refer to Cope
9049993 | Syringe filters, LLF/LLM | pack of 500, ReZist 30/5,0 PTFE |  | 675 | 1 | 1 | Refer to Cope
9049996 | Syringe filters, ReZist 30/GF 92 | pack of 100 |  | 675 | 1 | 1 | Refer to Cope
9049997 | Syringe filters, LLF/LLM | pack of 500, ReZist 30/GF 92 |  | 675 | 1 | 1 | Refer to Cope
9050018 | Wide neck barrel 20.0 ltr., HDPE |  |  | 77 | 1 | 1 | 33.37
9050019 | Wide neck barrel 10.4 ltr., HDPE |  |  | 77 | 1 | 1 | 25.84
9050020 | Wide neck barrel 3.6 ltr.,HDPE |  |  | 77 | 1 | 1 | 14.43
9050021 | Wide neck barrel 6.4 ltr., HDPE |  |  | 77 | 1 | 1 | 17.78
9050022 | Wide neck barrel 15.4 ltr., HDPE |  |  | 77 | 1 | 1 | 30.1
9050023 | Wide neck barrel 26 ltr., HDPE |  |  | 77 | 1 | 1 | 35.56
9050411 | Permanent marker,line width approx. 1.5-3 mm | black |  | 162 | 1 | 1 | 2.82
9050412 | Permanent marker,line width approx. 1.5-3 mm | red |  | 162 | 1 | 1 | 2.82
9050413 | Permanent marker,line width approx. 1.5-3 mm | blue |  | 162 | 1 | 1 | 2.82
9050414 | Permanent marker,line width approx. 1.5-3 mm | green |  | 162 | 1 | 1 | 2.82
9050421 | Permanent marker,line width approx. 1 mm | black |  | 162 | 1 | 1 | 2.54
9050422 | Permanent marker,line width approx. 1 mm | red |  | 162 | 1 | 1 | 2.54
9050423 | Permanent marker,line width approx. 1 mm | blue |  | 162 | 1 | 1 | 2.54
9050424 | Permanent marker,line width approx. 1 mm | green |  | 162 | 1 | 1 | 2.54
9050451 | Permanent marker,line width approx. 0.75 mm | black |  | 161 | 1 | 1 | 2.54
9050452 | Permanent marker,line width approx. 0.75 mm | red |  | 161 | 1 | 1 | 2.54
9050453 | Permanent marker,line width approx. 0.75 mm | blue |  | 161 | 1 | 1 | 2.54
9050454 | Permanent marker,line width approx. 0.75 mm | green |  | 161 | 1 | 1 | 2.54
9050601 | LAB marker, black | 1.0 mm point |  | 162 | 1 | 1 | 4.66
9050602 | LAB marker, red | 1.0 mm point |  | 162 | 1 | 1 | 4.66
9050603 | LAB marker, blue | 1.0 mm point |  | 162 | 1 | 1 | 4.66
9050604 | LAB marker, green | 1.0 mm point |  | 162 | 1 | 1 | 4.66
9050611 | LAB marker II, black | 0.6 mm point |  | 162 | 1 | 1 | 6.17
9050612 | LAB marker II, red | 0.6 mm point |  | 162 | 1 | 1 | 6.17
9050696 | CD/DVD marker pen 8400 | black, 1mm line width |  | 162 | 1 | 1 | 3.38
9050715 | LABOBASE® Multi-user vacuum system | SBC 840, 34l/min |  | 977 | 1 | 1 | Refer to Cope
9050717 | LABOBASE® Multi-user vacuum system | SBC 860, 60l/min. |  | 977 | 1 | 1 | Refer to Cope
9050721 | Mobile control unit | for regulated outlet |  | 977 | 1 | 1 | Refer to Cope
9050722 | Vacuum supply point | manually controlled for fume | hoodschemical resistant | 977 | 1 | 1 | Refer to Cope
9050723 | Vacuum supply point | manually controlled, chemical resistant |  | 977 | 1 | 1 | Refer to Cope
9050750 | LLG-Lab Notebook, US letter formate 100 pages | grid format, with black, waterproof | and chemical resistant cover | 162 | 1 | 1 | 28.54
9050751 | LLG-Lab Notebook, US letter formate 200 pages | grid format, with blue, waterproof | and chemical resistant cover | 162 | 1 | 1 | 34.18
9050752 | LLG-Lab Notebook, US letter formate 200 pages | lined format, with red, waterproof | and chemical resistant cover | 162 | 1 | 1 | 34.18
9050796 | Lable printer BBP 33 | UK, 240 V |  | 160 | 1 | 1 | 1546.5
9050797 | Lable printer BBP 33 | EU, 220 V |  | 160 | 1 | 1 | 1546.5
9050798 | Lable printer BBP 33 | UK, 240 V with MarkWare |  | 160 | 1 | 1 | 1657.36
9050799 | Lable printer BBP 33 | EU, 220 V with MarkWare |  | 160 | 1 | 1 | 1657.36
9050811 | Labels B33-606-461 | for tubes, 25,4x9,53mm, | roll of 1000 pcs. | 160 | 1 | 1 | 201.6
9050812 | Labels B33-608-461 | for tubes, 41,28x15,24mm, | roll of 1000 pcs. | 160 | 1 | 1 | 300.36
9050813 | Labels B33-616-488 | for microtiter plates, 22,86x19,05mm, | roll of 3000 pcs. | 160 | 1 | 1 | 236.6
9050814 | Lables B33-635-488 | for microtiter plates, 48,26x6,35mm, | roll of 2000 pcs. | 160 | 1 | 1 | 236.6
9050815 | Labels B33-127-461 | for conical and big tubes, 12,70x55,88mm, | roll of 1500 pcs. | 160 | 1 | 1 | 145.82
9050816 | Labels B33-139-461 | for conical and big tubes, 25,40x133,35mm, | roll of 650 pcs. | 160 | 1 | 1 | 206.82
9050817 | Labels B33-164-481 | for microscope slides, 22,86x22,86mm, | box of 1800 pcs. | 160 | 1 | 1 | #N/A
9051036 | Beakers,DURAN®,(filter beakers),thick-walled | cap. 250 ml |  | 14 | 1 | 1 | 29.05
9051044 | Beakers,DURAN®,(filter beakers),thick-walled | cap. 500 ml |  | 14 | 1 | 1 | 31.74
9051054 | Beakers,DURAN®,(filter beakers),thick-walled | cap. 1000 ml |  | 14 | 1 | 1 | 45.17
9051063 | Beakers,DURAN®,(filter beakers),thick-walled | cap. 2000 ml |  | 14 | 1 | 1 | 66.39
9051068 | Beakers (filtering) 3000ml DURAN | with graduation and spout |  | 14 | 1 | 1 | 82.76
9051073 | Beakers,DURAN®,(filter beakers),thick-walled | cap. 5000 ml |  | 14 | 1 | 1 | 112.58
9051086 | Beakers (filtering) 10000ml DURAN | without graduation, with spout |  | 14 | 1 | 1 | 207.21
9051088 | Beakers (filtering) 15000ml DURAN | without graduation, with spout |  | 14 | 1 | 1 | 311.69
9051091 | Beakers (filtering) 20000ml DURAN | without graduation, with spout |  | 14 | 1 | 1 | 365.54
9051150 | Super Duty beaker 150 ml | Duran®, 60x80 mm, | low form, with division and drain | 13 | 1 | 1 | 8.06
9051151 | Super Duty beaker 250 ml | Duran®, 70x95 mm, | low form, with division and drain | 13 | 1 | 1 | 8.06
9051152 | Super Duty Beaker 400 ml | Duran®, 80x110 mm, | low form, with division and drain | 13 | 1 | 1 | 10.7
9051153 | Super Duty beaker 600 ml | Duran®, 90x125 mm, | low form, with division and drain | 13 | 1 | 1 | 12.42
9051154 | Super Duty beaker 1000 ml | Duran®, 105x145 mm, | low form, with division and drain | 13 | 1 | 1 | 19.77
9051155 | Super Duty beaker 2000 ml | Duran®, 132x185 mm, | low form, with division and drain | 13 | 1 | 1 | 28.82
9051156 | Super Duty beaker 5000 ml | Duran®, 170x270 mm, | low form, with division and drain | 13 | 1 | 1 | 145.02
9051236 | Filtering flasks with tubulature,DURAN® | Erlenmeyer shape,cap. 250 ml |  | 700 | 1 | 1 | 37.38
9051244 | Filtering flasks with tubulature,DURAN® | Erlenmeyer shape,cap. 500 ml |  | 700 | 1 | 1 | 45.04
9051254 | Filtering flasks with tubulature,DURAN® | Erlenmeyer shape,cap. 1000 ml |  | 700 | 1 | 1 | 58.64
9051263 | Filtering flasks with tubulature,DURAN® | Erlenmeyer shape,cap. 2000 ml |  | 700 | 1 | 1 | 127.96
9051268 | Filtering flasks with tubulature,DURAN® | bottle shape,cap. 3000 ml |  | 700 | 1 | 1 | 151.42
9051273 | Filtering flasks with tubulature,DURAN® | bottle shape,cap. 5000 ml |  | 700 | 1 | 1 | 203.09
9051286 | Filtering flasks with tubulature,DURAN® | bottle shape,cap. 10000 ml |  | 700 | 1 | 1 | 278.05
9051288 | Filtering flasks 15l | with side-arm socket |  | 700 | 1 | 1 | 355.47
9051291 | Filtering flasks 20l | with side-arm socket |  | 700 | 1 | 1 | 451.21
9051308 | Plastic hose connections,bent,PP,diam. 8.6 mm |  |  | 607 | 1 | 1 | 1.76
9051320 | Screwthread ferrules GL 14 | straight 35mmx9mm Ø |  | 607 | 1 | 1 | 7.58
9051321 | Screwthread ferrules | GL 18, straight, 39mm length |  | 607 | 1 | 1 | 14.71
9051324 | Screwthread ferrules | GL 14, 40mm length, angled |  | 607 | 1 | 1 | 9.32
9051325 | Screwthread ferrules | GL 18, angled, 54mm length |  | 607 | 1 | 1 | 13.93
9051424 | Filtering bottles,DURAN®,with PP hose connection | cap. 100 ml |  | 699 | 1 | 1 | See Cope Price List FK360-24
9051436 | Filtering bottles,DURAN®,with PP hose connection | cap. 250 ml |  | 699 | 1 | 1 | See Cope Price List FK360-30
9051444 | Filtering bottles,DURAN®,with PP hose connection | cap. 500 ml |  | 699 | 1 | 1 | See Cope Price List FK360-35
9051454 | Filtering bottles,DURAN®,with PP hose connection | cap. 1000 ml |  | 699 | 1 | 1 | See Cope Price List FK360-40
9051455 | Filtering bottles,DURAN®,with PP hose connection | cap. 2000 ml |  | 699 | 1 | 1 | See Cope Price List FK360-45
9051456 | Filtering bottles,DURAN®,with PP hose connection | cap. 3000 ml |  | 699 | 1 | 1 | See Cope Price List FK360-65
9051457 | Filtering bottles,DURAN®,with PP hose connection | cap. 5000 ml |  | 699 | 1 | 1 | See Cope Price List FK360-70
9051458 | Filtering bottles,DURAN®,with PP hose connection | cap. 10000 ml |  | 699 | 1 | 1 | See Cope Price List FK360-75
9051459 | Filtering flasks, 15 l, bottle shape | with Keck assembly set |  | 699 | 1 | 1 | 308.4
9051460 | Filtering flasks, 20 l, bottle shape | with Keck assembly set |  | 699 | 1 | 1 | See Cope Price List FK360-90
9051471 | Assembly set,for filtering flasks |  |  | 699 | 1 | 1 | 6.78
9051474 | Spare seal,silicone rubber |  |  | 699 | 1 | 1 | 1.59
9051519 | Filter apparatus,Witt type,DURAN®,diam. 100 mm | plastic hose connection and tubulature |  | 700 | 1 | 1 | 223.43
9051531 | Filter apparatus,Witt type,DURAN®,diam. 150 mm | plastic hose connection and tubulature |  | 700 | 1 | 1 | 267.49
9051619 | Filter apparatus,Witt type,DURAN®,diam. 100 mm | plastic hose connection and tubulature |  | 700 | 1 | 1 | 231.58
9051631 | Filter apparatus,Witt type,DURAN®,diam. 150 mm | plastic hose connection and tubulature |  | 700 | 1 | 1 | 295.12
9052021 | Filter crucibles,DURAN,1D,porosity 1 | cap. 30 ml,diam. 30 mm |  | 693 | 1 | 1 | 19.14
9052022 | Filter crucibles,DURAN,1D,porosity 2 | cap. 30 ml,diam. 30 mm |  | 693 | 1 | 1 | 19.14
9052023 | Filter crucibles,DURAN,1D,porosity 3 | cap. 30 ml,diam. 30 mm |  | 693 | 1 | 1 | 19.14
9052024 | Filter crucibles,DURAN,1D,porosity 4 | cap. 30 ml,diam. 30 mm |  | 693 | 1 | 1 | 21.74
9052025 | Filter crucibles,DURAN,1D,porosity 5 | cap. 30 ml,diam. 30 mm |  | 693 | 1 | 1 | 34.34
9052031 | Filter crucibles,DURAN,2D,porosity 1 | cap. 50 ml,diam. 40 mm |  | 693 | 1 | 1 | 23.32
9052032 | Filter crucibles,DURAN,2D,porosity 2 | cap. 50 ml,diam. 40 mm |  | 693 | 1 | 1 | 23.32
9052033 | Filter crucibles,DURAN,2D,porosity 3 | cap. 50 ml,diam. 40 mm |  | 693 | 1 | 1 | 23.32
9052034 | Filter crucibles,DURAN,2D,porosity 4 | cap. 50 ml,diam. 40 mm |  | 693 | 1 | 1 | 26.85
9052036 | Filter crucibles 30ml | porosity 1, 30mm Ø |  | 693 | 1 | 1 | 14.28
9052037 | Filter crucibles 30ml | porosity 2, 30mm Ø |  | 693 | 1 | 1 | 14.28
9052038 | Filter crucibles 30ml | porosity 3, 30mm Ø |  | 693 | 1 | 1 | 14.28
9052039 | Filter crucibles 30ml | porosity 4, 30mm Ø |  | 693 | 1 | 1 | 16.27
9052040 | Filter crucibles 30ml | porosity 5, 30mm Ø |  | 693 | 1 | 1 | 24.89
9052041 | Filter crucibles 50ml | porosity 1, 40mm Ø |  | 693 | 1 | 1 | 20.7
9052042 | Filter crucibles 50ml | porosity 2, 40mmØ |  | 693 | 1 | 1 | 20.7
9052043 | Filter crucibles 50ml | porosity 3, 40mmØ |  | 693 | 1 | 1 | 20.7
9052044 | Filter crucibles 50ml | porosity 4, 40mmØ |  | 693 | 1 | 1 | 23.95
9052060 | Filter crucibles 15ml | porosity 1, 23mm Ø |  | 693 | 1 | 1 | 13.93
9052061 | Filter crucibles 15ml | porosity 2, 23mmØ |  | 693 | 1 | 1 | 13.93
9052062 | Filter crucibles 15ml | porosity 3, 23mmØ |  | 693 | 1 | 1 | 13.93
9052063 | Filter crucibles 15ml | porosity 4, 23mmØ |  | 693 | 1 | 1 | 16.27
9052064 | Filter crucibles 15ml | porosity 5, 23mmØ |  | 693 | 1 | 1 | 23.26
9052065 | Filter crucibles 50ml | porosity 4, 40mmØ |  | 693 | 1 | 1 | 38.79
9052066 | Filter funnels 250ml, 80mmØ | porosity 1, 18mm stem Ø |  | 696 | 1 | 1 | 55.7
9052067 | Filter funnels 250ml, 80mmØ | porosity 2, 18mm stem Ø |  | 696 | 1 | 1 | 55.7
9052068 | Filter funnels 250ml, 80mmØ | porosity 3, 18mm stem Ø |  | 696 | 1 | 1 | 55.7
9052069 | Filter funnels 250ml, 80mmØ | porosity 4, 18mm stem Ø |  | 696 | 1 | 1 | 61.46
9052080 | LLG-Filter crucible 4/25/6, porcellaine | 8ml, 25/28mm, pore size 6, DIN 12909 |  | 693 | 1 | 1 | 13.32
9052081 | LLG-Filter crucible 4/25/7, porcellaine | 8ml, 25/28mm, pore size 7, DIN 12909 |  | 693 | 1 | 1 | 13.32
9052082 | LLG-Filter crucible 4/25/8, porcellaine | 8ml, 25/28mm, pore size 8, DIN 12909 |  | 693 | 1 | 1 | 13.32
9052083 | LLG-Filter crucible 4/30/6, porcellaine | 15ml, 30/35mm, pore size 6, DIN 12909 |  | 693 | 1 | 1 | 16.25
9052084 | LLG-Filter crucible 4/30/7, porcellaine | 15ml, 30/35mm, pore size 7, DIN 12909 |  | 693 | 1 | 1 | 13.55
9052085 | LLG-Filter crucible 4/30/8, porcellaine | 15ml, 30/35mm, pore size 8, DIN 12909 |  | 693 | 1 | 1 | 13.55
9052086 | LLG-Filter crucible 4/35/8, porcellaine | 25ml, 35/40mm, pore size 8, DIN 12909 |  | 693 | 1 | 1 | 17.08
9052087 | LLG-Filter crucible 4/40/6, porcellaine | 35ml, 40/43mm, pore size 6, DIN 12909 |  | 693 | 1 | 1 | 17.68
9052088 | LLG-Filter crucible 4/40/7, porcellaine | 35ml, 40/43mm, pore size 7, DIN 12909 |  | 693 | 1 | 1 | 14.73
9052089 | LLG-Filter crucible 4/40/8, porcellaine | 35ml, 40/43mm, pore size 8, DIN 12909 |  | 693 | 1 | 1 | 14.73
9052090 | LLG-Filter crucible 4/45/6, porcellaine | 50ml, 45/50mm, pore size 6, DIN 12909 |  | 693 | 1 | 1 | 14.91
9052091 | LLG-Filter crucible 4/45/7, porcellaine | 50ml, 45/50mm, pore size 7, DIN 12909 |  | 693 | 1 | 1 | 14.91
9052092 | LLG-Filter crucible 4/45/8, porcellaine | 50ml, 45/50mm, pore size 8, DIN 12909 |  | 693 | 1 | 1 | 14.91
9052114 | Rubber sleeve for crucible,Type 63D,diam. 26 mm |  |  | 694 | 1 | 1 | 0.78
9052121 | Rubber sleeve for crucible,Type 10D,diam. 33 mm |  |  | 694 | 1 | 1 | 0.93
9052126 | Rubber sleeve for crucible,Type 1D,diam. 41 mm |  |  | 694 | 1 | 1 | 0.98
9052131 | Rubber sleeve for crucible,Type 2D,diam. 49 mm |  |  | 694 | 1 | 1 | 1.18
9052213 | Adapters for filter crucibles | 15ml, 34mmØ, 10mm stem Ø |  | 694 | 1 | 1 | 20.23
9052214 | Adapters for filter crucibles | 30ml, 42mmØ, 10mm stem Ø |  | 694 | 1 | 1 | 20.91
9052215 | Adapters for filter crucibles | 50ml, 50mmØ, 10mm stem Ø |  | 694 | 1 | 1 | 22.97
9052216 | Filter funnel adapters, 27 mm, DURAN |  |  | 694 | 1 | 1 | 23.15
9052222 | Filter funnel adapters,DURAN®,Type 10D, | diam. 34 m |  | 694 | 1 | 1 | 23.26
9052226 | Filter funnel adapters,DURAN®,Type 1D, | diam. 41 mm |  | 694 | 1 | 1 | 24.18
9052232 | Filter funnel adapters,DURAN®,Type 2D, | diam. 50 mm |  | 694 | 1 | 1 | 25.54
9052301 | Filter funnels,DURAN®,type 3D,cap.50 ml,diam.35 mm | porosity 1 |  | 696 | 1 | 1 | 36.08
9052302 | Filter funnels,DURAN®,type 3D,cap.50 ml,diam.35 mm | porosity 2 |  | 696 | 1 | 1 | 36.08
9052303 | Filter funnels,DURAN®,type 3D,cap.50 ml,diam.35 mm | porosity 3 |  | 696 | 1 | 1 | 36.08
9052304 | Filter funnels,DURAN®,type 3D,cap.50 ml,diam.35 mm | porosity 4 |  | 696 | 1 | 1 | 38.66
9052305 | Filters funnels, por.5, 3 D | 50 ml, DURAN |  | 696 | 1 | 1 | 66.09
9052311 | Filter funnel,DURAN®,type 11D,cap.75 ml,diam.45 mm | porosity 1 |  | 696 | 1 | 1 | 40.59
9052312 | Filter funnel,DURAN®,type 11D,cap.75 ml,diam.45 mm | porosity 2 |  | 696 | 1 | 1 | 40.59
9052313 | Filter funnel,DURAN®,type 11D,cap.75 ml,diam.45 mm | porosity 3 |  | 696 | 1 | 1 | 40.59
9052314 | Filter funnel,DURAN®,type 11D,cap.75 ml,diam.45 mm | porosity 4 |  | 696 | 1 | 1 | 44.87
9052315 | Filter funnels, por.5, 11 D | 75 ml, DURAN |  | 696 | 1 | 1 | 73.02
9052321 | Filter funnel,DURAN®,type 17D,cap.125ml,diam.60 mm | porosity 1 |  | 696 | 1 | 1 | 55.18
9052322 | Filter funnel,DURAN®,type 17D,cap.125ml,diam.60 mm | porosity 2 |  | 696 | 1 | 1 | 55.18
9052323 | Filter funnel,DURAN®,type 17D,cap.125ml,diam.60 mm | porosity 3 |  | 696 | 1 | 1 | 55.18
9052324 | Filter funnel,DURAN®,type 17D,cap.125ml,diam.60 mm | porosity 4 |  | 696 | 1 | 1 | 62.78
9052325 | Filter funnels, por.5, 17 D | 125 ml, DURAN |  | 696 | 1 | 1 | 109.52
9052331 | Filter funnel,DURAN®,type 25D,cap.500ml,diam.95 mm | porosity 1 |  | 696 | 1 | 1 | 89.81
9052332 | Filter funnel,DURAN®,type 25D,cap.500ml,diam.95 mm | porosity 2 |  | 696 | 1 | 1 | 89.81
9052333 | Filter funnel,DURAN®,type 25D,cap.500ml,diam.95 mm | porosity 3 |  | 696 | 1 | 1 | 89.81
9052334 | Filter funnel,DURAN®,type 25D,cap.500ml,diam.95 mm | porosity 4 |  | 696 | 1 | 1 | 107.42
9052335 | Filter funnels, por.5, 25 D | 500 ml, DURAN |  | 696 | 1 | 1 | 204.9
9052341 | Filter funnel,DURAN®,type26D,cap.1000ml,diam.120mm | porosity 1 |  | 696 | 1 | 1 | 130.9
9052342 | Filter funnel,DURAN®,type26D,cap.1000ml,diam.120mm | porosity 2 |  | 696 | 1 | 1 | 130.9
9052343 | Filter funnel,DURAN®,type26D,cap.1000ml,diam.120mm | porosity 3 |  | 696 | 1 | 1 | 130.9
9052344 | Filter funnel,DURAN®,type26D,cap.1000ml,diam.120mm | porosity 4 |  | 696 | 1 | 1 | 171.67
9052345 | Filter funnels por.5, 26D | 1000 ml, DURAN |  | 696 | 1 | 1 | 321.95
9052361 | Filter funnel,DURAN®,type 151D,cap.4000ml | diam. 175 mm,porosity 1 |  | 696 | 1 | 1 | 402.39
9052362 | Filter funnel,DURAN®,type 151D,cap.4000ml | diam. 175 mm,porosity 2 |  | 696 | 1 | 1 | 402.39
9052363 | Filter funnel,DURAN®,type 151D,cap.4000ml | diam. 175 mm,porosity 3 |  | 696 | 1 | 1 | 402.39
9052364 | Filter funnel,DURAN®,type 151D,cap.4000ml | diam. 175 mm,porosity 4 |  | 696 | 1 | 1 | 468.14
9052365 | Filter funnels 25ml, conical | porosity 3, 55mm Ø, 8mm stem Ø |  | 696 | 1 | 1 | 23.55
9052366 | Filter funnels 25ml, conical | porosity 4, 55mm Ø, 8mm stem Ø |  | 696 | 1 | 1 | 26.07
9052367 | Filter funnels 50ml | porosity 1, 36mmØ, 10mm stem Ø |  | 696 | 1 | 1 | 25.67
9052368 | Filter funnels 50ml | porosity 2, 36mmØ, 10mm stem Ø |  | 696 | 1 | 1 | 25.67
9052369 | Filter funnels 50ml | porosity 3, 36mmØ, 10mm stem Ø |  | 696 | 1 | 1 | 25.67
9052370 | Filter funnels 50ml | posority 4, 36mmØ, 10mm stem Ø |  | 696 | 1 | 1 | 27.5
9052371 | Filter funnels 75ml | porosity 1, 48mmØ, 10mm stem Ø |  | 696 | 1 | 1 | 28.86
9052372 | Filter funnels 75ml | porosity 2, 48mmØ, 10mm stem Ø |  | 696 | 1 | 1 | 28.86
9052373 | Filter funnels 75ml | porosity 3, 48mmØ, 10mm stem Ø |  | 696 | 1 | 1 | 28.86
9052374 | Filter funnels 75ml, | porosity 4,48mmØ, stem 10mmØ |  | 696 | 1 | 1 | 31.86
9052375 | Filter funnels 125ml | porosity 1, 60mmØ, 10mm stem Ø |  | 696 | 1 | 1 | 40.57
9052376 | Filter funnels 125ml | porosity 2, 60mmØ, 10mm stem Ø |  | 696 | 1 | 1 | 40.57
9052377 | Filter funnels 125ml | porosity 3, 60mmØ, 10mm stem Ø |  | 696 | 1 | 1 | 40.57
9052378 | Filter funnels 125ml | porosity 4, 60mmØ, 10mm stem Ø |  | 696 | 1 | 1 | 45.11
9052379 | Filter funnels 500ml | porosity 1, 95mmØ, 22mm stem Ø |  | 696 | 1 | 1 | 70.59
9052380 | Filter funnels 500ml | porosity 2, 95mmØ, 22mm stem Ø |  | 696 | 1 | 1 | 70.59
9052381 | Filter funnels 500ml | porosity 3, 95mmØ, 22mm stem Ø |  | 696 | 1 | 1 | 70.59
9052382 | Filter funnels 500ml | porosity 4, 95mm Ø, 22mm stem Ø |  | 696 | 1 | 1 | 84
9052383 | Filter funnels 1000ml | porosity 1, 124mm Ø, 22mm stem Ø |  | 696 | 1 | 1 | 114.22
9052384 | Filter funnels 1000ml | porosity 2, 124mm Ø, 22mm stem Ø |  | 696 | 1 | 1 | 114.22
9052385 | Filter funnels 1000ml | porosity 3, 124mm Ø, 22mm stem Ø |  | 696 | 1 | 1 | 114.22
9052386 | Filter funnels 1000ml | porosity 4, 124mm Ø, 22mm stem Ø |  | 696 | 1 | 1 | 133.77
9052387 | Filter funnels 4000ml | porosity 1, 180mm Ø, 30mm stem Ø |  | 696 | 1 | 1 | 302.94
9052388 | Filter funnels 4000ml | porosity 2, 180mm Ø, 30mm stem Ø |  | 696 | 1 | 1 | 302.94
9052389 | Filter funnels 4000ml | porosity 3, 180mmØ, stem 30mmØ |  | 696 | 1 | 1 | 302.94
9052390 | Filter funnels 4000ml | porosity 4, 180mm Ø, 30mm stem Ø |  | 696 | 1 | 1 | 350.61
9052391 | Protection sleeves,EPDM,23x11 mm high |  |  | 698 | 1 | 1 | 5.04
9052392 | Protection sleeves,EPDM,33x15 mm high |  |  | 698 | 1 | 1 | 5.54
9052393 | Protection sleeves,EPDM,44x25 mm high |  |  | 698 | 1 | 1 | 6.3
9052394 | Protection sleeves,EPDM,58x25 mm high |  |  | 698 | 1 | 1 | 6.8
9052395 | Protection sleeves,EPDM,68x25 mm high |  |  | 698 | 1 | 1 | 7.3
9052400 | Rubber cones (Guko),set of 8 pcs. | 1-8 |  | 699 | 1 | 1 | See Cope Price List CX127-10
9052412 | Rubber cones,(Guko),22/12 mm |  |  | 698 | 1 | 1 | See Cope Price List CX127-14
9052417 | Rubber cones,(Guko),29/16 mm |  |  | 698 | 1 | 1 | See Cope Price List CX127-16
9052423 | Rubber cones,(Guko),36/22 mm |  |  | 698 | 1 | 1 | See Cope Price List CX127-18
9052427 | Rubber cones,(Guko),44/27 mm |  |  | 698 | 1 | 1 | See Cope Price List CX127-20
9052432 | Rubber cones,(Guko),53/33 mm |  |  | 698 | 1 | 1 | See Cope Price List CX127-22
9052436 | Rubber cones,(Guko),63/43 mm |  |  | 698 | 1 | 1 | See Cope Price List CX127-24
9052439 | Rubber cones,(Guko),73/52 mm |  |  | 698 | 1 | 1 | See Cope Price List CX127-26
9052443 | Rubber cones,(Guko),84/61 mm |  |  | 698 | 1 | 1 | 2.82
9052449 | Filter rings,rubber,diam.41 mm,height 20 mm |  |  | 698 | 1 | 1 | See Cope Price List CX127-28
9052450 | Filter rings,rubber,diam.48 mm,height 20 mm |  |  | 698 | 1 | 1 | 1.54
9052451 | Filter rings,rubber,diam.56 mm,height 20 mm |  |  | 698 | 1 | 1 | 1.61
9052453 | Filter funnels,DURAN®,conical,type 39D,cap. 25 ml | plate diam.25 mm,porosity 3 |  | 697 | 1 | 1 | 32.99
9052454 | Filter funnels,DURAN®,conical,type 39D,cap. 25 ml | plate diam.25 mm,porosity 4 |  | 697 | 1 | 1 | 36.63
9052625 | Gas distribution tube, lateral ring | ring dia. 22 mm, por. 2, h. 250 mm, | made of borosilicate glass | 603 | 1 | 1 | 34.46
9052744 | Filtration appartus, complete, with PTFE insert | and clamp, can be used | with filter disc and slit sieves (por. 2), | 687 | 1 | 1 | 465.62
9052745 | PTFE Insert | for DURAN® filtration apparatus |  | 687 | 1 | 1 | 94.05
9052746 | Clamp, anodised aluminium | for DURAN® filtration apparatus |  | 687 | 1 | 1 | 114.41
9052747 | Funnel 250 ml | with scale, | for DURAN® filtration appartus | 687 | 1 | 1 | 124.89
9052748 | Top part NS 45/40 | for DURAN® filtration appartus |  | 687 | 1 | 1 | 128.89
9052749 | Filtering flask 1000 ml, NS 45/40 | for DURAN® filtration appartus |  | 687 | 1 | 1 | 72.29
9052750 | PTFE adapter, NS 45/40, GL 45 |  |  | 687 | 1 | 1 | 105.37
9052901 | Slit sieve plate,DURAN®,plate diam. 48 mm |  |  | 687 | 1 | 1 | 29.07
9052903 | Filter attachments,DURAN®,with PP funnel, | cap. 30 ml,for plate diam. 24 mm |  | 694 | 1 | 1 | 27.33
9052905 | Filter attachments,DURAN®,with PP funnel, | cap. 250 ml,for plate diam. 50 mm |  | 694 | 1 | 1 | 54.03
9052910 | Filter holders, 1000 ml comp. | without filter plate |  | 694 | 1 | 1 | 111.09
9052913 | Filter attachments,DURAN®,cap. 30 ml |  |  | 694 | 1 | 1 | 18.29
9052915 | Filter attachments,DURAN®,cap. 250 ml |  |  | 694 | 1 | 1 | 44.12
9052920 | Filter head with screwthread | 1000ml |  | 694 | 1 | 1 | 113.78
9052923 | FKM seals for screw filters, for plate 24 mm |  |  | 695 | 1 | 1 | 1.74
9052925 | FKM seals for screw filters, for plate 50 mm |  |  | 695 | 1 | 1 | 4.63
9052930 | Seals, 90 mm, viton | for filter plates |  | 695 | 1 | 1 | 9.17
9052941 | Filter plates,diam. 24 mm,porosity 1 |  |  | 695 | 1 | 1 | 29.83
9052942 | Filter plates,diam. 24 mm,porosity 2 |  |  | 695 | 1 | 1 | 29.83
9052943 | Filter plates,diam. 24 mm,porosity 3 |  |  | 695 | 1 | 1 | 29.83
9052944 | Filter plates,diam. 24 mm,porosity 4 |  |  | 695 | 1 | 1 | 32.32
9052951 | Filter plates,diam. 50 mm,porosity 1 |  |  | 695 | 1 | 1 | 41.89
9052952 | Filter plates,diam. 50 mm,porosity 2 |  |  | 687 | 1 | 1 | 41.89
9052953 | Filter plates,diam. 50 mm,porosity 3 |  |  | 695 | 1 | 1 | 41.89
9052954 | Filter plates,diam. 50 mm,porosity 4 |  |  | 695 | 1 | 1 | 44.41
9052961 | Filter disc 90mm, P1 |  |  | 695 | 1 | 1 | 56.46
9052962 | Filter plate Por.2 | 90mmØ |  | 695 | 1 | 1 | 56.46
9052963 | Filter plate diam. 90 mm, porosity 3 |  |  | 695 | 1 | 1 | 56.46
9052964 | Filter plate, diam.90 mm, porosity 4 |  |  | 695 | 1 | 1 | 60.41
9052973 | Filter funnel PPM 28ml, 10mm | for filter head |  | 695 | 1 | 1 | 5.29
9052975 | Filter funnel PPM 54ml, 12mm | for filter head |  | 695 | 1 | 1 | 6.9
9052980 | Funnel for filter head | PPN 95/18mm |  | 695 | 1 | 1 | 10.1
9053044 | Membrane filter,Cellulose acetate,pore 0,45 µm, | diam. 25 mm,pack of 100 |  | 669 | 1 | 1 | See Cope Price List FC506-12
9053048 | Membrane filter,Cellulose acetate,pore 0,45 µm, | diam. 47 mm,pack of 100 |  | 669 | 1 | 1 | See Cope Price List FC506-19
9053049 | Membrane filter,Cellulose acetate,pore 0,45 µm, | diam. 50 mm,pack of 100 |  | 669 | 1 | 1 | Refer to Cope
9053055 | Membrane filter,Cellulose acetate,pore 0,45 µm, | diam. 142 mm,pack of 25 |  | 669 | 1 | 1 | Refer to Cope
9053064 | Membrane filter,Cellulose acetate,pore 0,2 µm, | diam. 25 mm,pack of 100 |  | 669 | 1 | 1 | See Cope Price List FC500-12
9053068 | Membrane filter,Cellulose acetate,pore 0,2 µm, | diam. 47 mm,pack of 100 |  | 669 | 1 | 1 | See Cope Price List FC500-19
9053069 | Membrane filter,Cellulose acetate,pore 0,2 µm, | diam. 50 mm,pack of 100 |  | 669 | 1 | 1 | Refer to Cope
9053075 | Membrane filter,Cellulose acetate,pore 0,2 µm, | diam. 142 mm,pack of 25 |  | 669 | 1 | 1 | Refer to Cope
9053222 | Membrane filters, 25 mm | pack of 100, polyamide, 0,2 µm |  | 669 | 1 | 1 | Refer to Cope
9053223 | Membrane filters | pack of 100 |  | 669 | 1 | 1 | Refer to Cope
9053224 | Sartolon membrane filters, 50 mm | pack of 100, 0,2 µm, polyamide |  | 669 | 1 | 1 | Refer to Cope
9053227 | Membrane filters, 25 mm | pack of 100, polyamide, 0,45 µm |  | 669 | 1 | 1 | Refer to Cope
9053242 | Membrane filters | pack of 100 25006-47-N |  | 669 | 1 | 1 | Refer to Cope
9053243 | Sartolon membrane filters 50mm | pack of 100, 0,45µm, polyamide |  | 669 | 1 | 1 | Refer to Cope
9053304 | Membrane filter,Cellulose nitrate,pore 8 µm | diam. 25 mm, pack of 100 |  | 668 | 1 | 1 | Refer to Cope
9053308 | Membrane filter diam. 47 mm, pore 8 µm | Cellulose nitrate, UN 3270, 4.1, II, | pack of 100 | 668 | 1 | 1 | Refer to Cope
9053309 | Membrane filter,Cellulose nitrate,pore 8 µm, | diam. 50 mm,pack of 100 | UN 3270, 4.1, II, (E) | 668 | 1 | 1 | Refer to Cope
9053349 | Membrane filter,Cellulose nitrate,pore 3 µm, | diam. 50 mm,pack of 100 |  | 668 | 1 | 1 | Refer to Cope
9053364 | Membrane filter,Cellulose nitrate,pore 1,2 µm, | diam. 25 mm,pack of 100 |  | 668 | 1 | 1 | See Cope Price List FC540-12
9053368 | Membrane filter,Cellulose nitrate,pore 1,2 µm, | diam. 47 mm,pack of 100 |  | 668 | 1 | 1 | See Cope Price List FC540-19
9053369 | Membrane filter,Cellulose nitrate,pore 1,2 µm, | diam. 50 mm,pack of 100 |  | 668 | 1 | 1 | Refer to Cope
9053384 | Membrane filter,Cellulose nitrate,pore 0,8 µm, | diam. 25 mm,pack of 100 |  | 668 | 1 | 1 | Refer to Cope
9053388 | Membrane filter,Cellulose nitrate,pore 0,8 µm, | diam. 47 mm,pack of 100 |  | 668 | 1 | 1 | Refer to Cope
9053389 | Membrane filter,Cellulose nitrate,pore 0,8 µm, | diam. 50 mm,pack of 100 | UN 3270, 4.1, II, (E) | 668 | 1 | 1 | Refer to Cope
9053424 | Membrane filter,Cellulose nitrate,pore 0,45 µm, | diam. 25 mm,pack of 100 | UN 3270, 4.1, II, (E) | 668 | 1 | 1 | See Cope Price List FC532-12
9053428 | Membrane filter,Cellulose nitrate,pore 0,45 µm, | diam. 47 mm,pack of 100 |  | 668 | 1 | 1 | See Cope Price List FC532-19
9053429 | Membrane filter,Cellulose nitrate,pore 0,45 µm, | diam. 50 mm,pack of 100 |  | 668 | 1 | 1 | Refer to Cope
9053432 | Membrane filter,Cellulose nitrate,pore 0,45 µm, | diam. 100 mm, | UN 3270, 4.1, II, (E), pack of 25 | 668 | 1 | 1 | Refer to Cope
9054122 | Membrane filters,cellulose nitrate,sterile | pore 0.65 µm,diam. 47 mm,pack of 100 |  | 668 | 1 | 1 | Refer to Cope
9054132 | Membrane filters,cellulose nitrate,sterile | pore 0.45 µm,diam. 47 mm,pack of 100 |  | 668 | 1 | 1 | Refer to Cope
9054133 | Membrane filters,cellulose nitrate,sterile | pore 0.45 µm,diam. 50 mm,pack of 100 |  | 668 | 1 | 1 | Refer to Cope
9054139 | Membrane filters,cellulose nitrate,non-sterile | pore 0.45 µm,diam. 50 mm,pack of 100 |  | 668 | 1 | 1 | Refer to Cope
9054202 | Membrane filters,cellulose nitrate,sterile | green with dark grid,pore 0.45 µm,diam. 47 mm | pack of 100 | 668 | 1 | 1 | Refer to Cope
9054203 | Membrane filters,cellulose nitrate,sterile | green with dark grid,pore 0.45 µm,diam. 50 mm | pack of 100 | 668 | 1 | 1 | Refer to Cope
9054460 | Membrane filters,cellulose nitrate,sterile | white with gren grid,pore 0.45 µm,diam. 47 mm | pack of 100 | 669 | 1 | 1 | Refer to Cope
9054462 | Membrane filters,cellulose nitrate,sterile | white with gren grid,pore 0.45 µm,diam. 50 mm | pack of 100 | 669 | 1 | 1 | Refer to Cope
9054464 | Membrane filters 47 mm, 0,45 µm | cellulose nitrate, white membrane with green grid, | sterile, High Flow, pack of 100 | 669 | 1 | 1 | Refer to Cope
9054465 | Membrane filters 50 mm, 0,45 µm | cellulose nitrate, white membrane with green grid | sterile, High Flow, pack of 100 | 669 | 1 | 1 | Refer to Cope
9054671 | Centrisart,centrifuge tubes,cap. 2.5 ml | with 5000 cellulose triacetat ultrafilter | pack of 12 | 1216 | 1 | 1 | Refer to Cope
9054672 | Centrisart,centrifuge tubes,cap. 2.5 ml | with 10000 cellulose triacetat ultrafilter | pack of 12 | 1216 | 1 | 1 | Refer to Cope
9054673 | Centrisart,centrifuge tubes,cap. 2.5 ml | with 20000 cellulose triacetat ultrafilter | pack of 12 | 1216 | 1 | 1 | Refer to Cope
9054674 | Centrisart,centrifuge tubes,cap. 2.5 ml | with 100000 cellulose triacetat ultrafilter | pack of 12 | 1216 | 1 | 1 | Refer to Cope
9054675 | Centrisart Starterkit,complete set |  |  | 1216 | 1 | 1 | Refer to Cope
9054681 | Pressure filtration unit,0.2 µm cellulose membrane | Sartolab P 20,pack of 10 |  | 685 | 1 | 1 | Refer to Cope
9054686 | Pressure filtration unit,0.2 µm cellulose membrane | Sartolab P 20 plus,with glassfiber prefilter | pack of 10 | 685 | 1 | 1 | See Cope Price List FC849-15
9055006 | Nutrient pads,sterile,individually packed | azide,pore 0.45 µm,pack of 100 |  | 1242 | 1 | 1 | Refer to Cope
9055008 | Nutrient pads,sterile,individually packed | Endo,pore 0.45 µm,pack of 100 |  | 1242 | 1 | 1 | Refer to Cope
9055010 | Nutrient pads,sterile,individually packed | Standard,pore 0.45 µm,pack of 100 |  | 1242 | 1 | 1 | Refer to Cope
9055011 | Nutrient pads Terigtol TTC | pack of 100, 14056-50-N |  | 1242 | 1 | 1 | Refer to Cope
9055012 | Nutrient pads "wismut-sulfite" | pack of 100 |  | 1242 | 1 | 1 | Refer to Cope
9055013 | Nutrient pads, spice | pack of 100 |  | 1242 | 1 | 1 | Refer to Cope
9055014 | Nutrient pads VLB-S7-S | pack of 100 |  | 1242 | 1 | 1 | Refer to Cope
9055015 | Nutrient pads "Lysin" | pack of 100 |  | 1242 | 1 | 1 | Refer to Cope
9055017 | Nutrient pads Caso | pack of 100 |  | 1242 | 1 | 1 | Refer to Cope
9055018 | Nutrient pads, sterile | standard, pack of 100 |  | 1242 | 1 | 1 | Refer to Cope
9055019 | Nutrient pads "weman" | pack of 100 |  | 1242 | 1 | 1 | Refer to Cope
9055020 | Nutrient pads glucose-trypton | pack of 100 |  | 1242 | 1 | 1 | Refer to Cope
9055022 | Nutriend pads M-FC | pack of 100 |  | 1242 | 1 | 1 | Refer to Cope
9055023 | Nutrient pads,sterile,individually packed | Sabouraud,pore 0.65 µm,pack of 100 |  | 1242 | 1 | 1 | Refer to Cope
9055025 | Nutrient pads glucose-trypton | pack of 100 |  | 1242 | 1 | 1 | Refer to Cope
9055026 | Nutrient pads, tomate juice | pack of 100 |  | 1242 | 1 | 1 | Refer to Cope
9055027 | Nutrient pads, MacConkey | pack of 100 |  | 1242 | 1 | 1 | Refer to Cope
9055028 | Nutient pads "Schaufus-Pottinger", | pack of 100 with membrane filters |  | 1242 | 1 | 1 | Refer to Cope
9055031 | Nutrient pads "cetrimid" | pack of 100 |  | 1242 | 1 | 1 | Refer to Cope
9055032 | Nutrient pads "chapman" | pack of 100 |  | 1242 | 1 | 1 | Refer to Cope
9055034 | Nutrient pads,sterile,individually packed | Schaufus Pottinger,pore 0.65 µm,pack of 100 |  | 1242 | 1 | 1 | Refer to Cope
9055037 | Nutrient pads 0,45µm | pack of 100, yeast extract |  | 1242 | 1 | 1 | Refer to Cope
9055500 | LLG-Syringe filters, CA, 0,20 µm | Ø 13 mm, blue, non sterile, pack of 500 |  | 670 | 1 | 1 | 265.26
9055501 | LLG-Syringe filters, CA, 0,20 µm | Ø 25 mm, blue, non sterile, pack of 500 |  | 670 | 1 | 1 | 265.26
9055502 | LLG-Syringe filters, CA, 0,45 µm | Ø 13 mm, yellow, non sterile, pack of 500 |  | 670 | 1 | 1 | 265.26
9055503 | LLG-Syringe filters, CA, 0,45 µm | Ø 25 mm, yellow, non sterile, pack of 500 |  | 670 | 1 | 1 | 265.26
9055504 | LLG-syringe pre-filter from CA, 0,80 µm | Ø 13 mm, green, non sterile, pack of 500 |  | 670 | 1 | 1 | 356.73
9055510 | LLG-Syringe filters, CA, 0,20 µm | Ø 13 mm, blue, sterile, pack of 50 |  | 670 | 1 | 1 | 48.48
9055511 | LLG-Syringe filters, CA, 0,20 µm | Ø 25 mm, blue, sterile, pack of 50 |  | 670 | 1 | 1 | 48.48
9055512 | LLG-Syringe filters, CA, 0,45 µm | Ø 13 mm, yellow, sterile, pack of 50 |  | 670 | 1 | 1 | 48.48
9055513 | LLG-Syringe filters, CA, 0,45 µm | Ø 25 mm, yellow, sterile, pack of 50 |  | 670 | 1 | 1 | 48.48
9055520 | LLG-Syringe filters, Nylon, 0,20 µm | Ø 13 mm, transparent, non sterile, pack of 500 |  | 670 | 1 | 1 | 329.29
9055521 | LLG-Syringe filters, Nylon, 0,20 µm | Ø 25 mm, transparent, non sterile, pack of 500 |  | 670 | 1 | 1 | 265.26
9055522 | LLG-Syringe filters, Nylon, 0,45 µm | Ø 13 mm, transparent, non sterile, pack of 500 |  | 670 | 1 | 1 | 329.29
9055523 | LLG-Syringe filters, Nylon, 0,45 µm | Ø 25 mm, transparent, non sterile, pack of 500 |  | 670 | 1 | 1 | 265.26
9055524 | LLG-Syringe pre-filter from PES, 0,20 µm | Ø 13 mm, transparent, pack of 500 |  | 671 | 1 | 1 | 365.87
9055525 | LLG-Syringe pre-filter from PES, 0,20 µm | Ø 25 mm, transparent, pack of 500 |  | 671 | 1 | 1 | 256.11
9055526 | LLG-Syringe pre-filter from PES, 0,45 µm | Ø 13 mm, transparent, pack of 500 |  | 671 | 1 | 1 | 365.87
9055530 | LLG-Syringe filters, RC, 0,20 µm | Ø 13 mm, transparent, non sterile, pack of 500 |  | 670 | 1 | 1 | 420.75
9055531 | LLG-Syringe filters, RC, 0,20 µm | Ø 25 mm, transparent, non sterile, pack of 500 |  | 670 | 1 | 1 | 402.46
9055532 | LLG-Syringe filters, RC, 0,45 µm | Ø 13 mm, transparent, non sterile, pack of 500 |  | 670 | 1 | 1 | 420.75
9055533 | LLG-Syringe filters, RC, 0,45 µm | Ø 25 mm, transparent, non sterile, pack of 500 |  | 670 | 1 | 1 | 402.46
9055534 | LLG-Syringe pre-filter from PVDF, 0,45 µm | Ø 13 mm, transparent, non sterile, pack of 500 |  | 671 | 1 | 1 | 365.87
9055535 | LLG-Syringe pre-filter from PTFE, 0,20 µm | Ø 25 mm, transparent, pack of 500 |  | 671 | 1 | 1 | 292.7
9055540 | LLG-Syringe filters, PE, 0,20 µm | Ø 13 mm, transparent, non sterile, pack of 500 |  | 670 | 1 | 1 | 420.75
9055541 | LLG-Syringe filters, PE, 0,20 µm | Ø 25 mm, transparent,non sterile, pack of 500 |  | 670 | 1 | 1 | 420.75
9055542 | LLG-Syringe filters, PE, 0,50 µm | Ø 13 mm, transparent, non sterile, pack of 500 |  | 670 | 1 | 1 | 420.75
9055543 | LLG-Syringe filters, PE, 0,50 µm | Ø 25 mm, transparent, non sterile, pack of 500 |  | 670 | 1 | 1 | 420.75
9055550 | LLG-Syringe filter, glass fiber (GF) 0.70 µm | Ø 25 mm, transparent, pack of 500 |  | 671 | 1 | 1 | 420.75
9055551 | LLG-Syringe filter, glass fiber (GF) 1.00 µm | Ø 25 mm, transparent, pack of 500 |  | 671 | 1 | 1 | 420.75
9055552 | LLG-Syringe filter, glass fiber (GF) 1.20 µm | Ø 25 mm, transparent, pack of 500 |  | 671 | 1 | 1 | 420.75
9055553 | LLG-Syringe filter, glass fiber (GF) 3.10 µm | Ø 25 mm, transparent, pack of 500 |  | 671 | 1 | 1 | 434.08
9056196 | Grade 4 Qualitative Filter Paper Standard Grade, | circle, 90 mm, pack of 100 |  | 653 | 1 | 1 | See Cope Price List FB130-28
9056198 | Grade 2 Qualitative Filter Paper Standard Grade, | circle, 42.5 mm, pack of 100 |  | 654 | 1 | 1 | See Cope Price List FB110-22
9056199 | Grade 1 Qualitative Filter Paper Standard Grade, | circle, 42.5 mm, pack of 100 |  | 654 | 1 | 1 | See Cope Price List FB105-22
9056200 | Grade 1 Qualitative Filter Paper Standard Grade, | circle, 55 mm, pack of 100 |  | 654 | 1 | 1 | See Cope Price List FB105-24
9056201 | Grade 1 Qualitative Filter Paper Standard Grade, | circle, 70 mm, pack of 100 |  | 654 | 1 | 1 | See Cope Price List FB105-26
9056202 | Grade 1 Qualitative Filter Paper Standard Grade, | circle, 90 mm, pack of 100 |  | 654 | 1 | 1 | See Cope Price List FB105-28
9056203 | Grade 1 Qualitative Filter Paper Standard Grade, | circle, 110 mm, pack of 100 |  | 654 | 1 | 1 | See Cope Price List FB105-30
9056204 | Grade 1 Qualitative Filter Paper Standard Grade, | circle, 125 mm, pack of 100 |  | 654 | 1 | 1 | See Cope Price List FB105-32
9056205 | Grade 1 Qualitative Filter Paper Standard Grade, | circle, 150 mm, pack of 100 |  | 654 | 1 | 1 | See Cope Price List FB105-34
9056206 | Grade 1 Qualitative Filter Paper Standard Grade, | circle, 185 mm, pack of 100 |  | 654 | 1 | 1 | See Cope Price List FB105-36
9056207 | Grade 1 Qualitative Filter Paper Standard Grade, | circle, 240 mm, pack of 100 |  | 654 | 1 | 1 | See Cope Price List FB105-38
9056208 | Grade 1 Qualitative Filter Paper Standard Grade, | circle, 270 mm, pack of 100 |  | 654 | 1 | 1 | See Cope Price List FB105-40
9056209 | Grade 1 Qualitative Filter Paper Standard Grade, | circle, 320 mm, pack of 100 |  | 654 | 1 | 1 | See Cope Price List FB105-42
9056210 | Grade 2 Qualitative Filter Paper Standard Grade, | circle, 55 mm, pack of 100 |  | 654 | 1 | 1 | See Cope Price List FB110-24
9056211 | Grade 2 Qualitative Filter Paper Standard Grade, | circle, 70 mm, pack of 100 |  | 654 | 1 | 1 | See Cope Price List FB110-26
9056212 | Grade 2 Qualitative Filter Paper Standard Grade, | circle, 90 mm, pack of 100 |  | 654 | 1 | 1 | See Cope Price List FB110-28
9056213 | Grade 2 Qualitative Filter Paper Standard Grade, | circle, 110 mm, pack of 100 |  | 654 | 1 | 1 | See Cope Price List FB110-30
9056214 | Grade 2 Qualitative Filter Paper Standard Grade, | circle, 125 mm, pack of 100 |  | 654 | 1 | 1 | See Cope Price List FB110-32
9056215 | Grade 2 Qualitative Filter Paper Standard Grade, | circle, 150 mm, pack of 100 |  | 654 | 1 | 1 | See Cope Price List FB110-34
9056216 | Grade 2 Qualitative Filter Paper Standard Grade, | circle, 185 mm, pack of 100 |  | 654 | 1 | 1 | See Cope Price List FB110-36
9056217 | Grade 2 Qualitative Filter Paper Standard Grade, | circle, 240 mm, pack of 100 |  | 654 | 1 | 1 | See Cope Price List FB110-38
9056219 | Grade 2 Qualitative Filter Paper Standard Grade, | circle, 320 mm, pack of 100 |  | 654 | 1 | 1 | See Cope Price List FB110-42
9056220 | Grade 3 Qualitative Filter Paper Standard Grade, | circle, 55 mm, pack of 100 |  | 655 | 1 | 1 | See Cope Price List FB120-24
9056221 | Grade 3 Qualitative Filter Paper Standard Grade, | circle, 70 mm, pack of 100 |  | 655 | 1 | 1 | See Cope Price List FB120-26
9056222 | Grade 3 Qualitative Filter Paper Standard Grade, | circle, 90 mm, pack of 100 |  | 655 | 1 | 1 | See Cope Price List FB120-28
9056223 | Grade 3 Qualitative Filter Paper Standard Grade, | circle, 110 mm, pack of 100 |  | 655 | 1 | 1 | See Cope Price List FB120-30
9056224 | Grade 3 Qualitative Filter Paper Standard Grade, | circle, 125 mm, pack of 100 |  | 655 | 1 | 1 | See Cope Price List FB120-32
9056225 | Grade 3 Qualitative Filter Paper Standard Grade, | circle, 150 mm, pack of 100 |  | 655 | 1 | 1 | See Cope Price List FB120-34
9056226 | Grade 3 Qualitative Filter Paper Standard Grade, | circle, 185 mm, pack of 100 |  | 655 | 1 | 1 | See Cope Price List FB120-36
9056227 | Grade 3 Qualitative Filter Paper Standard Grade, | circle, 240 mm, pack of 100 |  | 655 | 1 | 1 | See Cope Price List FB120-38
9056230 | Grade 4 Qualitative Filter Paper Standard Grade, | circle, 110 mm, pack of 100 |  | 653 | 1 | 1 | See Cope Price List FB130-30
9056231 | Grade 4 Qualitative Filter Paper Standard Grade, | circle, 42.5 mm, pack of 100 |  | 653 | 1 | 1 | See Cope Price List FB130-22
9056232 | Grade 4 Qualitative Filter Paper Standard Grade, | circle, 125 mm, pack of 100 |  | 653 | 1 | 1 | See Cope Price List FB130-32
9056233 | Grade 4 Qualitative Filter Paper Standard Grade, | circle, 55 mm, pack of 100 |  | 653 | 1 | 1 | See Cope Price List FB130-24
9056234 | Grade 4 Qualitative Filter Paper Standard Grade, | circle, 150 mm, pack of 100 |  | 653 | 1 | 1 | See Cope Price List FB130-34
9056235 | Grade 4 Qualitative Filter Paper Standard Grade, | circle, 70 mm, pack of 100 |  | 653 | 1 | 1 | See Cope Price List FB130-26
9056236 | Grade 4 Qualitative Filter Paper Standard Grade, | circle, 185 mm, pack of 100 |  | 653 | 1 | 1 | See Cope Price List FB130-36
9056237 | Grade 4 Qualitative Filter Paper Standard Grade, | circle, 240 mm, pack of 100 |  | 653 | 1 | 1 | See Cope Price List FB130-38
9056239 | Grade 4 Qualitative Filter Paper Standard Grade, | circle, 320 mm, pack of 100 |  | 653 | 1 | 1 | See Cope Price List FB130-42
9056240 | Grade 5 Qualitative Filter Paper Standard Grade, | circle, 55 mm, pack of 100 |  | 655 | 1 | 1 | See Cope Price List FB135-24
9056241 | Grade 5 Qualitative Filter Paper Standard Grade, | circle, 70 mm, pack of 100 |  | 655 | 1 | 1 | See Cope Price List FB135-26
9056242 | Grade 5 Qualitative Filter Paper Standard Grade, | circle, 90 mm, pack of 100 |  | 655 | 1 | 1 | See Cope Price List FB135-28
9056243 | Grade 5 Qualitative Filter Paper Standard Grade, | circle, 110 mm, pack of 100 |  | 655 | 1 | 1 | See Cope Price List FB135-30
9056244 | Grade 5 Qualitative Filter Paper Standard Grade, | circle, 125 mm, pack of 100 |  | 655 | 1 | 1 | See Cope Price List FB135-32
9056245 | Grade 5 Qualitative Filter Paper Standard Grade, | circle, 150 mm, pack of 100 |  | 655 | 1 | 1 | See Cope Price List FB135-34
9056246 | Grade 5 Qualitative Filter Paper Standard Grade, | circle, 185 mm, pack of 100 |  | 655 | 1 | 1 | See Cope Price List FB135-36
9056247 | Grade 5 Qualitative Filter Paper Standard Grade, | circle, 240 mm, pack of 100 |  | 655 | 1 | 1 | See Cope Price List FB135-38
9056251 | Grade 6 Qualitative Filter Paper Standard Grade, | circle, 70 mm, pack of 100 |  | 656 | 1 | 1 | See Cope Price List FB140-26
9056252 | Grade 6 Qualitative Filter Paper Standard Grade, | circle, 90 mm, pack of 100 |  | 656 | 1 | 1 | See Cope Price List FB140-28
9056253 | Grade 6 Qualitative Filter Paper Standard Grade, | circle, 110 mm, pack of 100 |  | 656 | 1 | 1 | See Cope Price List FB140-30
9056254 | Grade 6 Qualitative Filter Paper Standard Grade, | circle, 125 mm, pack of 100 |  | 656 | 1 | 1 | See Cope Price List FB140-32
9056255 | Grade 6 Qualitative Filter Paper Standard Grade, | circle, 150 mm, pack of 100 |  | 656 | 1 | 1 | See Cope Price List FB140-34
9056256 | Grade 6 Qualitative Filter Paper Standard Grade, | circle, 185 mm, pack of 100 |  | 656 | 1 | 1 | See Cope Price List FB140-36
9056257 | Grade 6 Qualitative Filter Paper Standard Grade, | circle, 240 mm, pack of 100 |  | 656 | 1 | 1 | See Cope Price List FB140-38
9056278 | Grade 1 Qualitative Filter Paper Standard Grade, | circle, 400 mm, pack of 100 |  | 654 | 1 | 1 | See Cope Price List FB105-44
9056279 | Grade 1 Qualitative Filter Paper Standard Grade, | circle, 150 cm, pack of 100 |  | 654 | 1 | 1 | See Cope Price List FB105-46
9056294 | Grade 113V Qualitative Filter Paper Folded | (Prepleated), 125 mm, pack of 100 |  | 658 | 1 | 1 | See Cope Price List FB155-32
9056295 | Grade 113V Qualitative Filter Paper Folded | (Prepleated), 150 mm, pack of 100 |  | 658 | 1 | 1 | See Cope Price List FB155-34
9056296 | Grade 113V Qualitative Filter Paper Folded | (Prepleated), 185 mm, pack of 100 |  | 658 | 1 | 1 | See Cope Price List FB155-36
9056297 | Grade 113V Qualitative Filter Paper Folded | (Prepleated), 240 mm, pack of 100 |  | 658 | 1 | 1 | See Cope Price List FB155-38
9056298 | Grade 113V Qualitative Filter Paper Folded | (Prepleated), 270 mm, pack of 100 |  | 658 | 1 | 1 | See Cope Price List FB155-40
9056299 | Grade 113V Qualitative Filter Paper Folded | (Prepleated), 320 mm, pack of 100 |  | 658 | 1 | 1 | See Cope Price List FB155-42
9056301 | Grade 113V Qualitative Filter Paper Folded | (Prepleated), 500 mm, pack of 100 |  | 658 | 1 | 1 | See Cope Price List FB155-46
9056304 | Grade 2V Qualitative Filter Paper Folded | (Prepleated), 125 mm, pack of 100 |  | 657 | 1 | 1 | Refer to Cope
9056305 | Grade 2V Qualitative Filter Paper Folded | (Prepleated), 150 mm, pack of 100 |  | 657 | 1 | 1 | Refer to Cope
9056306 | Grade 2V Qualitative Filter Paper Folded | (Prepleated), 185 mm, pack of 100 |  | 657 | 1 | 1 | Refer to Cope
9056307 | Grade 2V Qualitative Filter Paper Folded | (Prepleated), 240 mm, pack of 100 |  | 657 | 1 | 1 | Refer to Cope
9056308 | Grade 2V Qualitative Filter Paper Folded | (Prepleated), 270 mm, pack of 100 |  | 657 | 1 | 1 | Refer to Cope
9056309 | Grade 2V Qualitative Filter Paper Folded | (Prepleated), 320 mm, pack of 100 |  | 657 | 1 | 1 | Refer to Cope
9056324 | Grade 114V Qualitative Filter Paper Folded | (Prepleated), 125 mm, pack of 100 |  | 658 | 1 | 1 | See Cope Price List FB165-32
9056325 | Grade 114V Qualitative Filter Paper Folded | (Prepleated), 150 mm, pack of 100 |  | 658 | 1 | 1 | See Cope Price List FB165-34
9056326 | Grade 114V Qualitative Filter Paper Folded | (Prepleated), 185 mm, pack of 100 |  | 658 | 1 | 1 | Refer to Cope
9056327 | Grade 114V Qualitative Filter Paper Folded | (Prepleated), 240 mm, pack of 100 |  | 658 | 1 | 1 | See Cope Price List FB165-38
9056331 | Grade 1 Qualitative Filter Paper Standard Grade, | sheet, 460 × 570 mm, pack of 100 |  | 654 | 1 | 1 | See Cope Price List FB105-75
9056332 | Grade 2 Qualitative Filter Paper Standard Grade, | sheet, 460 × 570 mm, pack of 100 |  | 654 | 1 | 1 | Refer to Cope
9056333 | Grade 3 Qualitative Filter Paper Standard Grade, | sheet, 460 × 570 mm, pack of 100 |  | 655 | 1 | 1 | See Cope Price List FB120-75
9056334 | Grade 4 Qualitative Filter Paper Standard Grade, | sheet, 460 × 570 mm, pack of 100 |  | 653 | 1 | 1 | Refer to Cope
9056337 | Grade 1 Qualitative Filter Paper Standard Grade, | sheet, 26 × 31 mm, pack of 1000 |  | 654 | 1 | 1 | See Cope Price List FB105-65
9056338 | Grade 1 Qualitative Filter Paper Standard Grade, | sheet, 75 × 100 mm, pack of 500 |  | 654 | 1 | 1 | Refer to Cope
9056340 | Grade 1 Qualitative Filter Paper Standard Grade, | sheet, 460 × 570 mm, pack of 500 |  | 654 | 1 | 1 | See Cope Price List FB105-77
9056341 | Grade 1 Qualitative Filter Paper Standard Grade, | sheet, 580 × 680 mm, pack of 100 |  | 654 | 1 | 1 | See Cope Price List FB105-80
9056399 | Grade 40 Quantitative Filter Paper Ashless (Ash | 0.007%), circle, 42.5 mm, pack of 100 |  | 660 | 1 | 1 | Refer to Cope
9056400 | Grade 40 Quantitative Filter Paper Ashless (Ash | 0.007%), circle, 55 mm, pack of 100 |  | 660 | 1 | 1 | See Cope Price List FB200-24
9056401 | Grade 40 Quantitative Filter Paper Ashless (Ash | 0.007%), circle, 70 mm, pack of 100 |  | 660 | 1 | 1 | See Cope Price List FB200-26
9056402 | Grade 40 Quantitative Filter Paper Ashless (Ash | 0.007%), circle, 90 mm, pack of 100 |  | 660 | 1 | 1 | See Cope Price List FB200-28
9056403 | Grade 40 Quantitative Filter Paper Ashless (Ash | 0.007%), circle, 110 mm, pack of 100 |  | 660 | 1 | 1 | See Cope Price List FB200-30
9056404 | Grade 40 Quantitative Filter Paper Ashless (Ash | 0.007%), circle, 125 mm, pack of 100 |  | 660 | 1 | 1 | See Cope Price List FB200-32
9056405 | Grade 40 Quantitative Filter Paper Ashless (Ash | 0.007%), circle, 150 mm, pack of 100 |  | 660 | 1 | 1 | See Cope Price List FB200-34
9056406 | Grade 40 Quantitative Filter Paper Ashless (Ash | 0.007%), circle, 185 mm, pack of 100 |  | 660 | 1 | 1 | See Cope Price List FB200-36
9056407 | Grade 40 Quantitative Filter Paper Ashless (Ash | 0.007%), circle, 240 mm, pack of 100 |  | 660 | 1 | 1 | See Cope Price List FB200-38
9056410 | Grade 41 Quantitative Filter Paper Ashless (Ash | 0.007%), circle, 55 mm, pack of 100 |  | 660 | 1 | 1 | See Cope Price List FB205-24
9056411 | Grade 41 Quantitative Filter Paper Ashless (Ash | 0.007%), circle, 70 mm, pack of 100 |  | 660 | 1 | 1 | See Cope Price List FB205-26
9056412 | Grade 41 Quantitative Filter Paper Ashless (Ash | 0.007%), circle, 90 mm, pack of 100 |  | 660 | 1 | 1 | See Cope Price List FB205-28
9056413 | Grade 41 Quantitative Filter Paper Ashless (Ash | 0.007%), circle, 110 mm, pack of 100 |  | 660 | 1 | 1 | See Cope Price List FB205-30
9056414 | Grade 41 Quantitative Filter Paper Ashless (Ash | 0.007%), circle, 125 mm, pack of 100 |  | 660 | 1 | 1 | See Cope Price List FB205-32
9056415 | Grade 41 Quantitative Filter Paper Ashless (Ash | 0.007%), circle, 150 mm, pack of 100 |  | 660 | 1 | 1 | See Cope Price List FB205-34
9056416 | Grade 41 Quantitative Filter Paper Ashless (Ash | 0.007%), circle, 185 mm, pack of 100 |  | 660 | 1 | 1 | See Cope Price List FB205-36
9056417 | Grade 41 Quantitative Filter Paper Ashless (Ash | 0.007%), circle, 240 mm, pack of 100 |  | 660 | 1 | 1 | See Cope Price List FB205-38
9056419 | Grade 42 Quantitative Filter Paper Ashless (Ash | 0.007%), circle, 42.5 mm, pack of 100 |  | 661 | 1 | 1 | See Cope Price List FB210-22
9056420 | Grade 42 Quantitative Filter Paper Ashless (Ash | 0.007%), circle, 55 mm, pack of 100 |  | 661 | 1 | 1 | See Cope Price List FB210-24
9056421 | Grade 42 Quantitative Filter Paper Ashless (Ash | 0.007%), circle, 70 mm, pack of 100 |  | 661 | 1 | 1 | See Cope Price List FB210-26
9056422 | Grade 42 Quantitative Filter Paper Ashless (Ash | 0.007%), circle, 90 mm, pack of 100 |  | 661 | 1 | 1 | See Cope Price List FB210-28
9056423 | Grade 42 Quantitative Filter Paper Ashless (Ash | 0.007%), circle, 110 mm, pack of 100 |  | 661 | 1 | 1 | See Cope Price List FB210-30
9056424 | Grade 42 Quantitative Filter Paper Ashless (Ash | 0.007%), circle, 125 mm, pack of 100 |  | 661 | 1 | 1 | See Cope Price List FB210-32
9056425 | Grade 42 Quantitative Filter Paper Ashless (Ash | 0.007%), circle, 150 mm, pack of 100 |  | 661 | 1 | 1 | See Cope Price List FB210-34
9056426 | Grade 42 Quantitative Filter Paper Ashless (Ash | 0.007%), circle, 185 mm, pack of 100 |  | 661 | 1 | 1 | See Cope Price List FB210-36
9056427 | Grade 42 Quantitative Filter Paper Ashless (Ash | 0.007%), circle, 240 mm, pack of 100 |  | 661 | 1 | 1 | See Cope Price List FB210-38
9056461 | Grade 542 Quantitative Filter Paper Hardened | Ashless, circle, 70 mm, pack of 100 |  | 653 | 1 | 1 | See Cope Price List FB310-26
9056500 | Grade 542 Quantitative Filter Paper Hardened | Ashless, circle, 55 mm, pack of 100 |  | 653 | 1 | 1 | See Cope Price List FB310-24
9056502 | Grade 542 Quantitative Filter Paper Hardened | Ashless, circle, 90 mm, pack of 100 |  | 653 | 1 | 1 | See Cope Price List FB310-28
9056503 | Grade 542 Quantitative Filter Paper Hardened | Ashless, circle, 110 mm, pack of 100 |  | 653 | 1 | 1 | See Cope Price List FB310-30
9056504 | Grade 542 Quantitative Filter Paper Hardened | Ashless, circle, 125 mm, pack of 100 |  | 653 | 1 | 1 | See Cope Price List FB310-32
9056505 | Grade 542 Quantitative Filter Paper Hardened | Ashless, circle, 150 mm, pack of 100 |  | 653 | 1 | 1 | See Cope Price List FB310-34
9056506 | Grade 542 Quantitative Filter Paper Hardened | Ashless, circle, 185 mm, pack of 100 |  | 653 | 1 | 1 | See Cope Price List FB310-36
9056507 | Grade 542 Quantitative Filter Paper Hardened | Ashless, circle, 240 mm, pack of 100 |  | 653 | 1 | 1 | See Cope Price List FB310-38
9056641 | Grade GF/A Glass Microfiber Filter Binder Free, | circle, 21 mm, pack of 100 |  | 664 | 1 | 1 | See Cope Price List FB600-10
9056643 | Grade GF/C Glass Microfiber Filter Binder Free, | circle, 21 mm, pack of 100 |  | 663 | 1 | 1 | See Cope Price List FB620-10
9056661 | Grade GF/A Glass Microfiber Filter Binder Free, | circle, 24 mm, pack of 100 |  | 664 | 1 | 1 | See Cope Price List FB600-13
9056662 | Grade GF/B Glass Microfiber Filter Binder Free, | circle, 24 mm, pack of 100 |  | 663 | 1 | 1 | See Cope Price List FB610-13
9056663 | Grade GF/C Glass Microfiber Filter Binder Free, | circle, 24 mm, pack of 100 |  | 663 | 1 | 1 | See Cope Price List FB620-13
9056666 | Grade GF/F Glass Microfiber Filter Binder Free, | circle, 24 mm, pack of 100 |  | 663 | 1 | 1 | See Cope Price List FB640-14
9056667 | Grade 934-AH Glass Microfiber Filter Binder Free, | circle, 24 mm, pack of 100 |  | 663 | 1 | 1 | See Cope Price List FB655-14
9056671 | Grade GF/A Glass Microfiber Filter Binder Free, | circle, 25 mm, pack of 100 |  | 664 | 1 | 1 | See Cope Price List FB600-16
9056672 | Grade GF/B Glass Microfiber Filter Binder Free, | circle, 25 mm, pack of 100 |  | 663 | 1 | 1 | See Cope Price List FB610-16
9056673 | Grade GF/C Glass Microfiber Filter Binder Free, | circle, 25 mm, pack of 100 |  | 663 | 1 | 1 | See Cope Price List FB620-16
9056674 | Grade GF/D Glass Microfiber Filter Binder Free, | circle, 25 mm, pack of 100 |  | 664 | 1 | 1 | See Cope Price List FB630-16
9056676 | Grade GF/F Glass Microfiber Filter Binder Free, | circle, 25 mm, pack of 100 |  | 663 | 1 | 1 | See Cope Price List FB640-16
9056679 | Grade QM-A Quartz Filter, circle, 25 mm, pack of | 100 |  | 664 | 1 | 1 | See Cope Price List FB820-16
9056691 | Grade GF/A Glass Microfiber Filter Binder Free, | circle, 37 mm, pack of 100 |  | 664 | 1 | 1 | See Cope Price List FB600-22
9056692 | Grade GF/B Glass Microfiber Filter Binder Free, | circle, 37 mm, pack of 100 |  | 663 | 1 | 1 | See Cope Price List FB610-22
9056699 | Grade QM-A Quartz Filter, circle, 37 mm, pack of | 100 |  | 664 | 1 | 1 | See Cope Price List FB820-22
9056711 | Grade GF/A Glass Microfiber Filter Binder Free, | circle, 42.5 mm, pack of 100 |  | 664 | 1 | 1 | See Cope Price List FB600-25
9056712 | Grade GF/B Glass Microfiber Filter Binder Free, | circle, 42.5 mm, pack of 100 |  | 663 | 1 | 1 | See Cope Price List FB610-25
9056713 | Grade GF/C Glass Microfiber Filter Binder Free, | circle, 42.5 mm, pack of 100 |  | 663 | 1 | 1 | See Cope Price List FB620-25
9056716 | Grade GF/F Glass Microfiber Filter Binder Free, | circle, 42.5 mm, pack of 100 |  | 663 | 1 | 1 | See Cope Price List FB640-25
9056721 | Grade GF/A Glass Microfiber Filter Binder Free, | circle, 47 mm, pack of 100 |  | 664 | 1 | 1 | See Cope Price List FB600-28
9056722 | Grade GF/B Glass Microfiber Filter Binder Free, | circle, 47 mm, pack of 100 |  | 663 | 1 | 1 | See Cope Price List FB610-28
9056723 | Grade GF/C Glass Microfiber Filter Binder Free, | circle, 47 mm, pack of 100 |  | 663 | 1 | 1 | See Cope Price List FB620-28
9056724 | Grade GF/D Glass Microfiber Filter Binder Free, | circle, 47 mm, pack of 100 |  | 664 | 1 | 1 | See Cope Price List FB630-28
9056725 | Grade GF/A Glass Microfiber Filter Binder Free, | circle, 50 mm, pack of 100 |  | 664 | 1 | 1 | See Cope Price List FB600-33
9056726 | Grade GF/F Glass Microfiber Filter Binder Free, | circle, 47 mm, pack of 100 |  | 663 | 1 | 1 | See Cope Price List FB640-28
9056727 | Grade 934-AH Glass Microfiber Filter Binder Free, | circle, 47 mm, pack of 100 |  | 663 | 1 | 1 | See Cope Price List FB655-28
9056729 | Grade QM-A Quartz Filter, circle, 47 mm, pack of | 100 |  | 664 | 1 | 1 | See Cope Price List FB820-28
9056730 | Grade 934-AH Glass Microfiber Filter Binder Free, | circle, 55 mm, pack of 100 |  | 663 | 1 | 1 | See Cope Price List FB655-36
9056731 | Grade 934-AH Glass Microfiber Filter Binder Free, | circle, 70 mm, pack of 100 |  | 663 | 1 | 1 | See Cope Price List FB655-42
9056732 | Grade 934-AH Glass Microfiber Filter Binder Free, | circle, 90 mm, pack of 100 |  | 663 | 1 | 1 | See Cope Price List FB655-45
9056733 | Grade 934-AH Glass Microfiber Filter Binder Free, | circle, 110 mm, pack of 100 |  | 663 | 1 | 1 | See Cope Price List FB655-48
9056734 | Grade 934-AH Glass Microfiber Filter Binder Free, | circle, 125 mm, pack of 100 |  | 663 | 1 | 1 | See Cope Price List FB655-52
9056739 | Grade GF/A Glass Microfiber Filter Binder Free, | circle, 60 mm, pack of 100 |  | 664 | 1 | 1 | See Cope Price List FB600-39
9056740 | Grade GF/A Glass Microfiber Filter Binder Free, | circle, 55 mm, pack of 100 |  | 664 | 1 | 1 | See Cope Price List FB600-36
9056741 | Grade GF/A Glass Microfiber Filter Binder Free, | circle, 70 mm, pack of 100 |  | 664 | 1 | 1 | See Cope Price List FB600-42
9056742 | Grade GF/A Glass Microfiber Filter Binder Free, | circle, 90 mm, pack of 100 |  | 664 | 1 | 1 | See Cope Price List FB600-45
9056743 | Grade GF/A Glass Microfiber Filter Binder Free, | circle, 110 mm, pack of 100 |  | 664 | 1 | 1 | See Cope Price List FB600-48
9056744 | Grade GF/A Glass Microfiber Filter Binder Free, | circle, 125 mm, pack of 100 |  | 664 | 1 | 1 | See Cope Price List FB600-52
9056745 | Grade GF/A Glass Microfiber Filter Binder Free, | circle, 150 mm, pack of 100 |  | 664 | 1 | 1 | See Cope Price List FB600-55
9056750 | Grade GF/B Glass Microfiber Filter Binder Free, | circle, 55 mm, pack of 100 |  | 663 | 1 | 1 | See Cope Price List FB610-36
9056751 | Grade GF/B Glass Microfiber Filter Binder Free, | circle, 70 mm, pack of 100 |  | 663 | 1 | 1 | See Cope Price List FB610-42
9056752 | Grade GF/B Glass Microfiber Filter Binder Free, | circle, 90 mm, pack of 25 |  | 663 | 1 | 1 | See Cope Price List FB610-45
9056753 | Grade GF/B Glass Microfiber Filter Binder Free, | circle, 110 mm, pack of 25 |  | 663 | 1 | 1 | See Cope Price List FB610-48
9056754 | Grade GF/B Glass Microfiber Filter Binder Free, | circle, 125 mm, pack of 25 |  | 663 | 1 | 1 | See Cope Price List FB610-52
9056755 | Grade GF/B Glass Microfiber Filter Binder Free, | circle, 150 mm, pack of 25 |  | 663 | 1 | 1 | See Cope Price List FB610-55
9056756 | Grade GF/B Glass Microfiber Filter Binder Free, | circle, 185 mm, pack of 25 |  | 663 | 1 | 1 | See Cope Price List FB610-57
9056759 | Grade GF/C Glass Microfiber Filter Binder Free, | circle, 50 mm, pack of 100 |  | 663 | 1 | 1 | See Cope Price List FB620-33
9056760 | Grade GF/C Glass Microfiber Filter Binder Free, | circle, 55 mm, pack of 100 |  | 663 | 1 | 1 | See Cope Price List FB620-36
9056761 | Grade GF/C Glass Microfiber Filter Binder Free, | circle, 70 mm, pack of 100 |  | 663 | 1 | 1 | See Cope Price List FB620-45
9056762 | Grade GF/C Glass Microfiber Filter Binder Free, | circle, 90 mm, pack of 100 |  | 663 | 1 | 1 | See Cope Price List FB620-45
9056763 | Grade GF/C Glass Microfiber Filter Binder Free, | circle, 110 mm, pack of 100 |  | 663 | 1 | 1 | See Cope Price List FB620-48
9056764 | Grade GF/C Glass Microfiber Filter Binder Free, | circle, 125 mm, pack of 100 |  | 663 | 1 | 1 | See Cope Price List FB620-52
9056765 | Grade GF/C Glass Microfiber Filter Binder Free, | circle, 150 mm, pack of 100 |  | 663 | 1 | 1 | See Cope Price List FB620-55
9056771 | Grade GF/D Glass Microfiber Filter Binder Free, | circle, 70 mm, pack of 100 |  | 664 | 1 | 1 | See Cope Price List FB630-42
9056772 | Grade GF/D Glass Microfiber Filter Binder Free, | circle, 90 mm, pack of 25 |  | 664 | 1 | 1 | See Cope Price List FB630-45
9056773 | Grade GF/D Glass Microfiber Filter Binder Free, | circle, 110 mm, pack of 25 |  | 664 | 1 | 1 | See Cope Price List FB630-48
9056774 | Grade GF/D Glass Microfiber Filter Binder Free, | circle, 125 mm, pack of 25 |  | 664 | 1 | 1 | See Cope Price List FB630-52
9056775 | Grade GF/D Glass Microfiber Filter Binder Free, | circle, 150 mm, pack of 25 |  | 664 | 1 | 1 | See Cope Price List FB630-55
9056777 | Grade GF/D Glass Microfiber Filter Binder Free, | circle, 257 mm, pack of 25 |  | 664 | 1 | 1 | See Cope Price List FB630-60
9056780 | Grade GF/F Glass Microfiber Filter Binder Free, | circle, 55 mm, pack of 100 |  | 663 | 1 | 1 | See Cope Price List FB640-36
9056781 | Grade GF/F Glass Microfiber Filter Binder Free, | circle, 70 mm, pack of 100 |  | 663 | 1 | 1 | See Cope Price List FB640-42
9056782 | Grade GF/F Glass Microfiber Filter Binder Free, | circle, 90 mm, pack of 25 |  | 663 | 1 | 1 | See Cope Price List FB640-45
9056783 | Grade GF/F Glass Microfiber Filter Binder Free, | circle, 110 mm, pack of 25 |  | 663 | 1 | 1 | See Cope Price List FB640-48
9056784 | Grade GF/F Glass Microfiber Filter Binder Free, | circle, 125 mm, pack of 25 |  | 663 | 1 | 1 | See Cope Price List FB640-52
9056785 | Grade GF/F Glass Microfiber Filter Binder Free, | circle, 150 mm, pack of 25 |  | 663 | 1 | 1 | See Cope Price List FB640-55
9056787 | Grade GF/F Glass Microfiber Filter Binder Free, | circle, 257 mm, pack of 25 |  | 663 | 1 | 1 | See Cope Price List FB640-60
9056801 | Grade GF/A Glass Microfiber Filter Binder Free, | sheet, 460 × 570 mm, pack of 25 |  | 664 | 1 | 1 | See Cope Price List FB602-35
9056802 | Grade GF/B Glass Microfiber Filter Binder Free, | sheet, 460 × 570 mm, pack of 25 |  | 663 | 1 | 1 | See Cope Price List FB612-35
9056803 | Grade GF/C Glass Microfiber Filter Binder Free, | sheet, 460 × 570 mm, pack of 25 |  | 663 | 1 | 1 | See Cope Price List FB622-30
9056805 | Grade GF/F Glass Microfiber Filter Binder Free, | sheet, 460 × 570 mm, pack of 25 |  | 663 | 1 | 1 | See Cope Price List FB642-35
9056807 | GD/X 25 Syringe Filter, nonsterile, 0.2 µm, 25 mm | regenerated cellulose filtration medium, pack of | 150 | 673 | 1 | 1 | Refer to Cope
9056809 | GD/X 25 Syringe Filter, nonsterile, 0.45 µm, 25 mm | regenerated cellulose filtration medium, pack of | 150 | 673 | 1 | 1 | Refer to Cope
9056810 | GD/X 25 Syringe Filter, nonsterile, 0.45 µm, 25 mm | regenerated cellulose filtration medium, pack of | 1500 | 673 | 1 | 1 | Refer to Cope
9056811 | Grade GF/A Glass Microfiber Filter Binder Free, | sheet, 8 × 10 in, pack of 100 |  | 664 | 1 | 1 | See Cope Price List FB602-25
9056814 | Grade QM-A Quartz Filter, sheet, 8 × 10 in, pack | of 25 |  | 664 | 1 | 1 | See Cope Price List FB822-25
9056816 | Grade GF/C Glass Microfiber Filter Binder Free, | sheet, 102 × 254 mm, pack of 50 |  | 663 | 1 | 1 | See Cope Price List FB622-20
9056820 | GD/X 25 Syringe Filter, nonsterile, 0.2 µm, 25 mm | nylon filtration medium, pack of 150 |  | 673 | 1 | 1 | Refer to Cope
9056821 | GD/X 25 Syringe Filter, nonsterile, 0.45 µm, 25 mm | nylon filtration medium, pack of 150 |  | 673 | 1 | 1 | Refer to Cope
9056822 | GD/X 25 Syringe Filter, nonsterile, 0.2 µm, 25 mm | PVDF filtration medium, pack of 150 |  | 673 | 1 | 1 | Refer to Cope
9056823 | GD/X 25 Syringe Filter, nonsterile, 0.45 µm, 25 mm | PVDF filtration medium, pack of 150 |  | 673 | 1 | 1 | Refer to Cope
9056824 | Mini-UniPrep Syringeless Filter, translucent | housing, std cap, 0.2 µm, PTFE filtration med, | pack of 100 | 681 | 1 | 1 | Refer to Cope
9056825 | Mini-UniPrep Syringeless Filter, regenerated | cellulose, translucent housing, std cap, 0.2 µm, | RC filtration med, pack of 100 | 681 | 1 | 1 | Refer to Cope
9056826 | Mini-UniPrep Syringeless Filter, regenerated | cellulose, translucent housing, std cap, 0.45 µm, | RC filtration med, pack of 100 | 681 | 1 | 1 | Refer to Cope
9056827 | Mini-UniPrep Syringeless Filter, translucent | housing, std cap, 0.45 µm, PVDF filtration med, | pack of 100 | 681 | 1 | 1 | See Cope Price List FC420-26
9056828 | Mini-UniPrep Syringeless Filter, depth | polypropylene, translucent housing, std cap, 0.45 | µm, depth PP filtration med, pack of 100 | 681 | 1 | 1 | Refer to Cope
9056829 | Mini-UniPrep Syringeless Filter, GMF, translucent | housing, std cap, 0.45 µm, glass microfiber | filtration med, pack of 100 | 681 | 1 | 1 | See Cope Price List FC420-34
9056830 | Mini-UniPrep Syringeless Filter, translucent | housing, std cap, 0.45 µm, nylon filtration med, | pack of 100 | 681 | 1 | 1 | See Cope Price List FC420-42
9056831 | Mini-UniPrep Syringeless Filter, translucent | housing, std cap, 0.45 µm, PTFE filtration med, | pack of 100 | 681 | 1 | 1 | See Cope Price List FC420-18
9056832 | Mini-UniPrep Syringeless Filter, polypropylene, | translucent housing, std cap, 0.45 µm, PP | filtration med, pack of 100 | 681 | 1 | 1 | See Cope Price List FC420-10
9056833 | Mini-UniPrep Syringeless Filter, regenerated | cellulose, translucent housing, std cap, 0.2 µm, | RC filtration med, pack of 1000 | 681 | 1 | 1 | Refer to Cope
9056834 | Mini-UniPrep Syringeless Filter, regenerated | cellulose, translucent housing, std cap, 0.45 µm, | RC filtration med, pack of 1000 | 681 | 1 | 1 | Refer to Cope
9056835 | Mini-UniPrep Syringeless Filter, translucent | housing, std cap, 0.45 µm, PVDF filtration med, | pack of 1000 | 681 | 1 | 1 | See Cope Price List FC420-28
9056836 | Mini-UniPrep Syringeless Filter, translucent | housing, std cap, 0.45 µm, nylon filtration med, | pack of 1000 | 681 | 1 | 1 | See Cope Price List FC420-44
9056837 | Mini-UniPrep Syringeless Filter, translucent | housing, std cap, 0.45 µm, PTFE filtration med, | pack of 1000 | 681 | 1 | 1 | See Cope Price List FC420-20
9056838 | Mini-UniPrep Syringeless Filter, polypropylene, | translucent housing, std cap, 0.45 µm, PP | filtration med, pack of 1000 | 681 | 1 | 1 | See Cope Price List FC420-12
9056839 | Mini-UniPrep 6 Positions Compressor, |  |  | 682 | 1 | 1 | Refer to Cope
9056840 | Mini-UniPrep Syringeless Filter, translucent | housing, slit septum cap, 0.2 µm, PVDF filtration | med, pack of 100 | 681 | 1 | 1 | Refer to Cope
9056841 | Mini-UniPrep Syringeless Filter, translucent | housing, slit septum cap, 0.2 µm, nylon | filtration med, pack of 100 | 681 | 1 | 1 | Refer to Cope
9056842 | Mini-UniPrep Syringeless Filter, translucent | housing, slit septum cap, 0.2 µm, PTFE filtration | med, pack of 100 | 681 | 1 | 1 | Refer to Cope
9056843 | Mini-UniPrep Syringeless Filter, translucent | housing, slit septum cap, 0.45 µm, nylon | filtration med, pack of 100 | 681 | 1 | 1 | Refer to Cope
9056844 | Mini-UniPrep Syringeless Filter, translucent | housing, slit septum cap, 0.45 µm, PTFE | filtration med, pack of 100 | 681 | 1 | 1 | Refer to Cope
9056845 | Mini-UniPrep Syringeless Filter, amber housing, | std cap, 0.2 µm, nylon filtration med, pack of | 100 | 681 | 1 | 1 | Refer to Cope
9056846 | Mini-UniPrep Syringeless Filter, amber housing, | std cap, 0.45 µm, PVDF filtration med, pack of | 100 | 681 | 1 | 1 | See Cope Price List FC420-30
9056847 | Mini-UniPrep Syringeless Filter, amber housing, | std cap, 0.45 µm, PTFE filtration med, pack of | 100 | 681 | 1 | 1 | See Cope Price List FC420-22
9056887 | Grade 105 Lens Cleaning Tissue, sheet, 100 × 150 | mm, pack of 625 |  | 1026 | 1 | 1 | See Cope Price List CL760-10
9056888 | Grade 105 Lens Cleaning Tissue, sheet, 200 × 300 | mm, pack of 100 |  | 1026 | 1 | 1 | See Cope Price List CL760-15
9056891 | 1PS Phase Separator, circle, 70 mm, pack of 100 |  |  | 661 | 1 | 1 | See Cope Price List FB380-26
9056892 | 1PS Phase Separator, circle, 90 mm, pack of 100 |  |  | 661 | 1 | 1 | See Cope Price List FB380-28
9056893 | 1PS Phase Separator, circle, 110 mm, pack of 100 |  |  | 661 | 1 | 1 | See Cope Price List FB380-30
9056894 | 1PS Phase Separator, circle, 125 mm, pack of 100 |  |  | 661 | 1 | 1 | See Cope Price List FB380-32
9056895 | 1PS Phase Separator, circle, 150 mm, pack of 100 |  |  | 661 | 1 | 1 | See Cope Price List FB380-34
9056896 | 1PS Phase Separator, circle, 185 mm, pack of 100 |  |  | 661 | 1 | 1 | See Cope Price List FB380-36
9056897 | 1PS Phase Separator, circle, 240 mm, pack of 100 |  |  | 661 | 1 | 1 | Refer to Cope
9056898 | 1PS Phase Separator, circle, 270 mm, pack of 100 |  |  | 661 | 1 | 1 | See Cope Price List FB380-40
9056899 | Lens cleaning tissues 100x150mm | 5 books of 100 sheets |  | 191 | 1 | 1 | 28.36
9057005 | Membrane filters 25mm, CN | pack of 100, AE 99, 8µm pore size |  | 665 | 1 | 1 | Refer to Cope
9057011 | Membrane filters 47mm, CN | pack of 100, AE99, 8µm pore size |  | 665 | 1 | 1 | Refer to Cope
9057012 | Membrane filters 50mm, CN | pack of 100, AE 99, 8µm pore size |  | 665 | 1 | 1 | Refer to Cope
9057041 | Membrane filters CN, 5µm | pack of 100, AE 98, 47mm |  | 665 | 1 | 1 | Refer to Cope
9057042 | Membrane filters 50mm, CN | pack of 100, AE98, 5µm pore size |  | 665 | 1 | 1 | Refer to Cope
9057105 | Transfer membranes,neutral nylon membrane | 200x200 mm,pore 0.2 µm,pack of 10 |  | 1213 | 1 | 1 | Refer to Cope
9057107 | Transfer membranes,neutral nylon membrane | 300x3000 mm,pore 0.2 µm |  | 1213 | 1 | 1 | Refer to Cope
9057116 | Transfer membranes,neutral nylon membrane | 200x3000 mm,pore 0.45 mm |  | 1213 | 1 | 1 | Refer to Cope
9057117 | Transfer membranes,neutral nylon membrane | 300x3000 mm,pore 0.45 mm |  | 1213 | 1 | 1 | Refer to Cope
9057191 | Membrane filters CN, 12µm | pack of 100, 47mm, AE 100 |  | 665 | 1 | 1 | Refer to Cope
9057193 | Membrane filters 50mm, CN | pack of 100, AE 100, 12µm pore size |  | 665 | 1 | 1 | Refer to Cope
9057219 | Membrane filters NC 45, 25mm | pack of 100, cellulose nitrate, 0,45µm | UN 3270, 4.1, II, (E) | 665 | 1 | 1 | Refer to Cope
9057220 | Membrane filters NC 45, 47mm | pack of 100, cellulose nitrate, 0,45µm |  | 665 | 1 | 1 | Refer to Cope
9057222 | Membrane filters NC 45 | pack of 100, 50mm, 0,45µm |  | 665 | 1 | 1 | Refer to Cope
9057225 | Membrane filters NC 45, 100mm | pack of 50, cellulose nitrate, 0,45µm |  | 665 | 1 | 1 | Refer to Cope
9057226 | Membrane filters NS 45, 110mm | pack of 50, cellulose nitrate, 0,45µm |  | 665 | 1 | 1 | Refer to Cope
9057228 | Membrane filters NC45, 142mm | pack of 25, cellulose nitrate, 0,45µm |  | 665 | 1 | 1 | Refer to Cope
9057341 | Membrane filters NC 10, 47mm | pack of 100, cellulose nitrate, 0,1µm |  | 665 | 1 | 1 | Refer to Cope
9057342 | Membrane filters NC 10, 50mm | pack of 100, cellulose nitrate, 0,1µm |  | 665 | 1 | 1 | Refer to Cope
9057433 | Membran filters,Polyamid 0,2um | pack of 100, NL 16 47mm |  | 667 | 1 | 1 | Refer to Cope
9057452 | Membrane filters NL 17, 25mm | pack of 100, jpure polyamide, 0,45µm |  | 667 | 1 | 1 | Refer to Cope
9057453 | Membrane filters 0,45µm, polyamide | pack of 100, NL 17, 47mm |  | 667 | 1 | 1 | Refer to Cope
9057454 | Membrane filters NL 17, 50mm | pack of 100, pure polyamide, 0,2µm |  | 667 | 1 | 1 | Refer to Cope
9057565 | Membrane filters,cellulose acetat,pack of 100 | diam. 25 mm,pore 0.45 µm |  | 666 | 1 | 1 | Refer to Cope
9057571 | Membrane filters,cellulose acetat,pack of 100 | diam. 47 mm,pore 0.45 µm |  | 666 | 1 | 1 | Refer to Cope
9057572 | Membrane filters,cellulose acetat,pack of 100 | diam. 50 mm,pore 0.45 µm |  | 666 | 1 | 1 | Refer to Cope
9057578 | Membrane filters,cellulose acetat,pack of 25 | diam. 142 mm,pore 0.45 µm |  | 666 | 1 | 1 | Refer to Cope
9057605 | Membrane filters OE66, 25mm | pack of 100, cellulose acetate, 0,2µm |  | 666 | 1 | 1 | Refer to Cope
9057611 | Membrane filters OE66, 47mm | pack of 100, cellulose acetate, 0,2µm |  | 666 | 1 | 1 | Refer to Cope
9057612 | Membrane filters OE66, 50mm | pack of 100, cellulose acetate, 0,2µm |  | 666 | 1 | 1 | Refer to Cope
9057618 | Membrane filters OE66, 142mm | pack of 25, cellulose acetate, 0,2µm |  | 666 | 1 | 1 | Refer to Cope
9057712 | Membrane filters,regenerated cellulose,pack of 100 | diam. 50 mm,pore 1.00 µm, RC |  | 666 | 1 | 1 | Refer to Cope
9057771 | Membrane filters RC 58, 47mm | pack of 100, regenerated cellulose, 0,2µm |  | 666 | 1 | 1 | Refer to Cope
9057772 | Membrane filters RC58, 50mm | pack of 100, regenerated cellulose, 0,2µm |  | 666 | 1 | 1 | Refer to Cope
9057791 | Membrane filters,regenerated cellulose,pack of 100 | diam. 47 mm,pore 0.45 µm, RC 55 |  | 666 | 1 | 1 | Refer to Cope
9057792 | Membrane filters,regenerated cellulose,pack of 100 | diam. 50 mm,pore 0.45 µm, RC |  | 666 | 1 | 1 | Refer to Cope
9057795 | Membrane filters RC55, 100mm | pack of 25, regenerated cellulose, 0,45µm |  | 666 | 1 | 1 | Refer to Cope
9057798 | Membrane filters RC 55, 142mm | pack of 25, 0,45µm |  | 666 | 1 | 1 | Refer to Cope
9057800 | Membrane filters ME 29, 3µm | pack of 100, 25mmØ |  | 666 | 1 | 1 | Refer to Cope
9057812 | Membrane filters ME 25, 0,45µm | pack of 50, 110mmØ |  | 666 | 1 | 1 | Refer to Cope
9058326 | Membrane filters NC20, 25mm | pack of 100, cellulose nitrate, 0,2µm |  | 665 | 1 | 1 | Refer to Cope
9058327 | Membrane filters NC20, 47mm | pack of 100, cellulose nitrate 0,2µm |  | 665 | 1 | 1 | Refer to Cope
9058328 | Membrane filters NC20, 50mm | pack of 100, cellulose nitrate, 0,2µm |  | 665 | 1 | 1 | Refer to Cope
9058623 | Membran-filters, PTFE, 5µm | pack of 50, TE 38 47mm |  | 667 | 1 | 1 | Refer to Cope
9058624 | Membrane filters TE38, 50mm | pack of 50, PTFE, 5µm |  | 667 | 1 | 1 | Refer to Cope
9058642 | Membrane filters TE37, 25mm | pack of 50, PTFE, 1µm |  | 667 | 1 | 1 | Refer to Cope
9058643 | Membrane filters TE37, 47mm | pack of 50, PTFE, 1µm |  | 667 | 1 | 1 | Refer to Cope
9058644 | Membrane filters TE37, 50mm | pack of 50, PTFE, 1µm |  | 667 | 1 | 1 | Refer to Cope
9058663 | Membrane filters TE36, 47mm | pack of 50, PTFE, 0,45µm |  | 667 | 1 | 1 | Refer to Cope
9058664 | Membrane filters TE36, 50mm | pack of 50, PTFE, 0,45µm |  | 667 | 1 | 1 | Refer to Cope
9058682 | Membrane filters TE35, 25mm | pack of 50, PTFE, 0,2µm |  | 667 | 1 | 1 | Refer to Cope
9058683 | Membrane filters TE35, 47mm | pack of 50, PTFE, 0,2µm |  | 667 | 1 | 1 | Refer to Cope
9058684 | Membrane filters TE35, 50mm | pack of 50, PTFE, 0,2µm |  | 667 | 1 | 1 | Refer to Cope
9058809 | Membrane filters ME 29, 47mm | pack of 100, 3µm, mixed cellulose esters | UN 3270, 4.1, II, (E) | 666 | 1 | 1 | Refer to Cope
9058812 | Membrane filters ME 29, 50mm | pack of 100, 3µm, mixed cellulose esters |  | 666 | 1 | 1 | Refer to Cope
9058839 | Membrane filters ME28, 47mm | pack of 100, 1,2µm, mixed cellulose esters | UN 3270, 4.1, II, (E) | 666 | 1 | 1 | Refer to Cope
9058842 | Membrane filters ME28, 50mm | pack of 100, 1,2µm, mixed cellulose esters |  | 666 | 1 | 1 | Refer to Cope
9058865 | Membrane filters ME27, 25mm | pack of 100, 0,8µm, mixed cellulose esters |  | 666 | 1 | 1 | Refer to Cope
9058869 | Membrane filters ME 27 | pack of 100, 47mm, 0,8µm | no dan. goods | 666 | 1 | 1 | Refer to Cope
9058872 | Membrane filters ME 27, 50mm | pack of 100, 0,8µm, mixed cellulose esters |  | 666 | 1 | 1 | Refer to Cope
9058935 | Membrane filters ME 25, 25mm | pack of 100, 0,45µm, mixed cellulose esters |  | 666 | 1 | 1 | Refer to Cope
9058939 | Membran filters,cellulose mixed esters | diam. 47 mm,pore 0.45 mm,pack of 100 |  | 666 | 1 | 1 | Refer to Cope
9058942 | Membran filters,cellulose mixed esters | diam. 50 mm,pore 0.45 mm,pack of 100 |  | 666 | 1 | 1 | Refer to Cope
9058946 | Membran filters,cellulose mixed esters | diam. 100 mm,pore 0.45 mm,pack of 50 |  | 666 | 1 | 1 | Refer to Cope
9058951 | Membran filters,cellulose mixed esters | diam. 142 mm,pore 0.45 mm,pack of 25 | no dan. goods | 666 | 1 | 1 | Refer to Cope
9058965 | Membrane filters ME24, 25mm | pack of 100, 0,2µm, mixed cellulose esters |  | 666 | 1 | 1 | Refer to Cope
9058969 | Membrane filters 0,2µm | pack of 100, ME 24, 47mm |  | 666 | 1 | 1 | Refer to Cope
9058975 | Weighing paper MN 226 | block of 100 sheets 90 x 115 mm |  | 365 | 1 | 1 | 14.18
9058981 | Membrane filters ME 24, 142mm | pack of 25, 0,2µm, mixed cellulose esters |  | 666 | 1 | 1 | Refer to Cope
9058987 | Membrane filters ME 24, 50mm | pack of 100, 0,2µm, mixed cellulose esters |  | 666 | 1 | 1 | Refer to Cope
9059016 | Weighing paper 76x76mm | pack of 500 |  | 365 | 1 | 1 | 37.65
9059017 | Weighing paper 102x102mm, | pack of 500 |  | 365 | 1 | 1 | 55.58
9059018 | Weighing paper 152x152mm | pack of 500 |  | 365 | 1 | 1 | 111.3
9059503 | Capsule Filters, LifeAssure | 50mm, PFS, pack of 3 |  | 684 | 1 | 1 | 63.45
9059504 | Capsule Filters, LifeAssure | 50mm, PFS, pack of 50 |  | 684 | 1 | 1 | 0
9059513 | LLG-In-line Filter 0,2µm | PTFE-membrane, PP-housing, | Ø 50 mm, pack of 5 | 684 | 1 | 1 | 33.06
9059514 | LLG-In-line Filter 0,45µm | PTFE-membrane, PP-housing, | Ø 50 mm, pack of 5 | 684 | 1 | 1 | 33.06
9060102 | Filter papers,round,S+S 589/1,quantitative | diam. 90 mm,black band,pack of 100 |  | 660 | 1 | 1 | Refer to Cope
9060103 | Filter papers,round,S+S 589/1,quantitative | diam. 110 mm,black band,pack of 100 |  | 660 | 1 | 1 | Refer to Cope
9060104 | Filter papers,round,589/1,quantitative | quanditative, diam. 125 mm | black band, pack of 100 | 660 | 1 | 1 | Refer to Cope
9060105 | Filter papers,round,S+S 589/1,quantitative | diam. 150 mm,black band,pack of 100 |  | 660 | 1 | 1 | Refer to Cope
9060106 | Filter papers,round,S+S 589/1,quantitative | diam. 185 mm,black band,pack of 100 |  | 660 | 1 | 1 | Refer to Cope
9060200 | Filter papers,round,S+S 589/2,quantitative | diam. 55 mm,white band,pack of 100 |  | 660 | 1 | 1 | Refer to Cope
9060201 | Filter papers,round,S+S 589/2,quantitative | diam. 70 mm,white band,pack of 100 |  | 660 | 1 | 1 | Refer to Cope
9060202 | Filter papers,round,S+S 589/2,quantitative | diam. 90 mm,white band,pack of 100 |  | 660 | 1 | 1 | Refer to Cope
9060203 | Filter papers,round,S+S 589/2,quantitative | diam. 110 mm,white band,pack of 100 |  | 660 | 1 | 1 | Refer to Cope
9060204 | Filter papers,round,S+S 589/2,quantitative | diam. 125 mm,white band,pack of 100 |  | 660 | 1 | 1 | Refer to Cope
9060205 | Filter papers,round,S+S 589/2,quantitative | diam. 150 mm,white band,pack of 100 |  | 660 | 1 | 1 | Refer to Cope
9060206 | Filter papers,round,S+S 589/2,quantitative | diam. 185 mm,white band,pack of 100 |  | 660 | 1 | 1 | Refer to Cope
9060207 | Filterpaper 240mm | pack of 100, grade 589/2 | ***custom made product*** | 660 | 1 | 1 | Refer to Cope
9060303 | Filter papers,round,S+S 589/3,quantitative | diam. 110 mm,blue band,pack of 100 |  | 661 | 1 | 1 | Refer to Cope
9060304 | Filter papers,round,S+S 589/3,quantitative | diam. 125 mm,blue band,pack of 100 |  | 661 | 1 | 1 | Refer to Cope
9060305 | Filter papers,round,S+S 589/3,quantitative | diam. 150 mm,blue band,pack of 100 |  | 661 | 1 | 1 | Refer to Cope
9060306 | Filter papers,round,S+S 589/3,quantitative | diam. 185 mm,blue band,pack of 100 |  | 661 | 1 | 1 | Refer to Cope
9062303 | Filter papers,round,qualitative,S+S 595, | diam. 110 mm,pack of 100 |  | 655 | 1 | 1 | Refer to Cope
9062304 | Filter papers,round,qualitative,S+S 595, | diam. 125 mm,pack of 100 |  | 655 | 1 | 1 | Refer to Cope
9062305 | Filter papers,round,qualitative,S+S 595, | diam. 150 mm,pack of 100 |  | 655 | 1 | 1 | Refer to Cope
9062400 | Filter papers,round,qualitative,S+S 597, | diam. 55 mm,pack of 100 |  | 655 | 1 | 1 | Refer to Cope
9062402 | Filter papers,round,qualitative,S+S 597, | diam. 90 mm,pack of 100 |  | 655 | 1 | 1 | Refer to Cope
9062403 | Filter papers,round,qualitative,S+S 597, | diam. 110 mm,pack of 100 |  | 655 | 1 | 1 | Refer to Cope
9062405 | Filter papers,round,qualitative,S+S 597, | diam. 150 mm,pack of 100 |  | 655 | 1 | 1 | Refer to Cope
9062406 | Filter papers,round,qualitative,S+S 597, | diam. 185 mm,pack of 100 |  | 655 | 1 | 1 | Refer to Cope
9062407 | Filterpaper, circles, 597, 240mm | pack of 100, qualitative, medium fast |  | 655 | 1 | 1 | Refer to Cope
9062704 | Filter papers,round,qualitative,S+S602h | diam. 125 mm,pack of 100 |  | 656 | 1 | 1 | Refer to Cope
9062706 | Filter papers,round,qualitative,S+S602h | diam. 185 mm,pack of 100 |  | 656 | 1 | 1 | Refer to Cope
9063106 | Folded filters 593 1/2, 150mm | pack of 100, qualitativ, medium fast |  | 657 | 1 | 1 | Refer to Cope
9063107 | Folded filters 593 1/1, 240mm | pack of 100, qualitativ, medium fast |  | 657 | 1 | 1 | Refer to Cope
9063206 | Folded filters, 185 mm | pack of 100, grade 594 1/2 |  | 658 | 1 | 1 | Refer to Cope
9063301 | Filter papers,folded,qualitative,S+S 595 1/2 | diam. 70 mm,pack of 100 |  | 657 | 1 | 1 | Refer to Cope
9063303 | Filter papers,folded,qualitative,S+S 595 1/2 | diam. 110 mm,pack of 100 |  | 657 | 1 | 1 | Refer to Cope
9063304 | Filter papers,folded,qualitative,S+S 595 1/2 | diam. 125 mm,pack of 100 |  | 657 | 1 | 1 | Refer to Cope
9063305 | Filter papers,folded,qualitative,S+S 595 1/2 | diam. 150 mm,pack of 100 |  | 657 | 1 | 1 | Refer to Cope
9063306 | Filter papers,folded,qualitative,S+S 595 1/2 | diam. 185 mm,pack of 100 |  | 657 | 1 | 1 | Refer to Cope
9063307 | Filter papers,folded,qualitative,S+S 595 1/2 | diam. 240 mm,pack of 100 |  | 657 | 1 | 1 | Refer to Cope
9063308 | Filter papers,folded,qualitative,S+S 595 1/2 | diam. 270 mm,pack of 100 |  | 657 | 1 | 1 | Refer to Cope
9063309 | Filter papers,folded,qualitative,S+S 595 1/2 | diam. 320 mm,pack of 100 |  | 657 | 1 | 1 | Refer to Cope
9063310 | Folded filters 385mm | pack of 100, 595 1/2 |  | 657 | 1 | 1 | Refer to Cope
9063402 | Filter papers,folded,qualitative,S+S 597 1/2 | diam. 90 mm,pack of 100 |  | 657 | 1 | 1 | Refer to Cope
9063403 | Filter papers,folded,qualitative,S+S 597 1/2 | diam. 110 mm,pack of 100 |  | 657 | 1 | 1 | Refer to Cope
9063404 | Filter papers,folded,qualitative,S+S 597 1/2 | diam. 125 mm,pack of 100 |  | 657 | 1 | 1 | Refer to Cope
9063405 | Filter papers,folded,qualitative,S+S 597 1/2 | diam. 150 mm,pack of 100 |  | 657 | 1 | 1 | Refer to Cope
9063406 | Filter papers,folded,qualitative,S+S 597 1/2 | diam. 185 mm,pack of 100 |  | 657 | 1 | 1 | Refer to Cope
9063407 | Filter papers,folded,qualitative,S+S 597 1/2 | diam. 240 mm,pack of 100 |  | 657 | 1 | 1 | Refer to Cope
9063408 | Filter papers,folded,qualitative,S+S 597 1/2 | diam. 270 mm,pack of 100 |  | 657 | 1 | 1 | Refer to Cope
9063409 | Filter papers,folded,qualitative,S+S 597 1/2 | diam. 320 mm,pack of 100 |  | 657 | 1 | 1 | Refer to Cope
9063410 | Folded filters, 385 mm | pack of 100, 597 1/2 |  | 657 | 1 | 1 | Refer to Cope
9063411 | Folded filters, 500 mm | pack of 100, 597 1/2 |  | 657 | 1 | 1 | Refer to Cope
9063604 | Filter papers,folded,qualitative,S+S 598 1/2 | diam. 125 mm,pack of 50 |  | 656 | 1 | 1 | Refer to Cope
9063606 | Filter papers,folded,qualitative,S+S 598 1/2 | diam. 185 mm,pack of 100 |  | 656 | 1 | 1 | Refer to Cope
9063607 | Filter papers,folded,qualitative,S+S 598 1/2 | diam. 240 mm,pack of 100 |  | 656 | 1 | 1 | Refer to Cope
9063611 | Folded filters, 500 mm | pack of 50, 598 1/2 |  | 656 | 1 | 1 | Refer to Cope
9063804 | Folded filters, 125 mm | pack of 100, 602 EH 1/2 |  | 658 | 1 | 1 | Refer to Cope
9063805 | Filter paper 602 EH1/2 | pack of 100, 150mm |  | 658 | 1 | 1 | Refer to Cope
9063905 | Filter papers,folded,qualitative,S+S 604 1/2 | diam. 150 mm,pack of 100 |  | 656 | 1 | 1 | Refer to Cope
9063906 | Filter papers,folded,qualitative,S+S 604 1/2 | diam. 185 mm,pack of 100 |  | 656 | 1 | 1 | Refer to Cope
9063907 | Filter papers,folded,qualitative,S+S 604 1/2 | diam. 240 mm,pack of 100 |  | 656 | 1 | 1 | Refer to Cope
9063909 | Filter papers,folded,qualitative,S+S 604 1/2 | diam. 320 mm,pack of 100 |  | 656 | 1 | 1 | Refer to Cope
9065104 | Filter papers,folded,qualitative,S+S 1573 1/2 | diam. 125 mm,pack of 100 |  | 656 | 1 | 1 | Refer to Cope
9065105 | Filter papers,folded,qualitative,S+S 1573 1/2 | diam. 150 mm,pack of 100 |  | 656 | 1 | 1 | Refer to Cope
9065106 | Filter papers,folded,qualitative,S+S 1573 1/2 | diam. 185 mm,pack of 100 |  | 656 | 1 | 1 | Refer to Cope
9065107 | Filter papers,folded,qualitative,S+S 1573 1/2 | diam. 240 mm,pack of 100 |  | 656 | 1 | 1 | Refer to Cope
9065108 | Filter papers,folded,qualitative,S+S 1573 1/2 | diam. 270 mm,pack of 100 |  | 656 | 1 | 1 | Refer to Cope
9065109 | Filter papers,folded,qualitative,S+S 1573 1/2 | diam. 320 mm,pack of 100 |  | 656 | 1 | 1 | Refer to Cope
9066597 | Filter paper,sheets,580x580 mm,S+S 597,pack of 100 |  |  | 655 | 1 | 1 | Refer to Cope
9066598 | Filter sheets 580x580mm | pack of 250, grade 598 |  | 656 | 18 | 1 | Refer to Cope
9068210 | PE mesh fabric 1µm | 102x100cm |  | 546 | 1 | 1 | 176.74
9068211 | PE mesh fabric 5µm | 102x100cm |  | 546 | 1 | 1 | 157.43
9068212 | PE mesh fabric 6µm | 102x100cm |  | 546 | 1 | 1 | 157.43
9068213 | PE mesh fabric 10µm | 102x100cm |  | 546 | 1 | 1 | 135.02
9068214 | PE mesh fabric 15µm | 102x100cm |  | 546 | 1 | 1 | 135.02
9068215 | PE mesh fabric 20µm | 102x100cm |  | 546 | 1 | 1 | 135.02
9068216 | PE mesh fabric 30µm | 102x100cm |  | 546 | 1 | 1 | 105.65
9068218 | PE mesh fabric 50µm | 102x100cm |  | 546 | 1 | 1 | 109.33
9068220 | PE mesh fabric 60µm | 102x100cm |  | 546 | 1 | 1 | 105.27
9068224 | PE mesh fabric 100µm | 102x100cm |  | 546 | 1 | 1 | 100.62
9068226 | PE mesh fabric 150µm | 102x100cm |  | 546 | 1 | 1 | 93.99
9068227 | PE mesh fabric 200µm | 102x100cm |  | 546 | 1 | 1 | 91.85
9068228 | PE mesh fabric 250µm | 102x100cm |  | 546 | 1 | 1 | 92.92
9068229 | PE mesh fabric 300µm | 102x100cm |  | 546 | 1 | 1 | 92.92
9068276 | Polyamide mesh 1 µm | width 102 cm, length 1 m |  | 546 | 1 | 1 | 159.36
9068277 | Polyamide mesh 5 µm | width 102 cm, length 1 m |  | 546 | 1 | 1 | 140.04
9068279 | Polyamide mesh 10 µm | width 102 cm, length 1 m |  | 546 | 1 | 1 | 130.38
9068282 | Polyamide mesh 30 µm | width 102 cm, length 1 m |  | 546 | 1 | 1 | 114.93
9068283 | Polyamide mesh 40 µm | width 102 cm, length 1 m |  | 546 | 1 | 1 | 107.02
9068284 | Polyamide mesh 50 µm | width 102 cm, length 1 m |  | 546 | 1 | 1 | 97.55
9068285 | Polyamide mesh 60 µm | width 102 cm, length 1 m |  | 546 | 1 | 1 | 104.04
9068287 | Polyamide mesh 80 µm | width 102 cm, length 1 m |  | 546 | 1 | 1 | 92.27
9068288 | Polyamide mesh 90 µm | width 102 cm, length 1 m |  | 546 | 1 | 1 | 91.41
9068289 | Polyamide mesh 100 µm | width 102 cm, length 1 m |  | 546 | 1 | 1 | 89.92
9068290 | Polyamide mesh 125 µm | width 102 cm, length 1 m |  | 546 | 1 | 1 | 86.71
9068291 | Polyamide mesh 150 µm | width 102 cm, length 1 m |  | 546 | 1 | 1 | 85.43
9068292 | Polyamide mesh 200 µm | width 102 cm, length 1 m |  | 546 | 1 | 1 | 83.28
9068293 | Polyamide mesh 250 µm | width 102 cm, length 1 m |  | 546 | 1 | 1 | 80.28
9068294 | Polyamide mesh 300 µm | width 102 cm, length 1 m |  | 546 | 1 | 1 | 80.28
9068295 | Polyamide mesh 400 µm | width 102 cm, length 1 m |  | 546 | 1 | 1 | 80.28
9068296 | Polyamide mesh 500 µm | width 102 cm, length 1 m |  | 546 | 1 | 1 | 80.28
9068500 | Glassfiber papers,boro-glass,round,GF 6 | diam. 55 mm,pack of 100 |  | 662 | 1 | 1 | Refer to Cope
9068501 | Glassfiber papers,boro-glass,round,GF 6 | diam. 70 mm,pack of 100 |  | 662 | 1 | 1 | Refer to Cope
9068502 | Glassfiber papers,boro-glass,round,GF 6 | diam. 90 mm,pack of 100 |  | 662 | 1 | 1 | Refer to Cope
9068503 | Glassfiber papers,boro-glass,round,GF 6 | diam. 110 mm,pack of 100 |  | 662 | 1 | 1 | Refer to Cope
9068504 | Glassfiber papers,boro-glass,round,GF 6 | diam. 125 mm,pack of 100 |  | 662 | 1 | 1 | Refer to Cope
9068505 | Glassfiber papers,boro-glass,round,GF 6 | diam. 150 mm,pack of 100 |  | 662 | 1 | 1 | Refer to Cope
9068506 | Glassfiber papers,boro-glass,round,GF 6 | diam. 185 mm,pack of 100 |  | 662 | 1 | 1 | Refer to Cope
9068507 | Filterpaper, glass microfibre 80g/m² | pack of 100 Type GF6 240mm |  | 662 | 1 | 1 | Refer to Cope
9068699 | Glass fibre filters 50mmØ | pack of 200, GF 9 |  | 662 | 1 | 1 | Refer to Cope
9068702 | Filter paper, round GF 9 | pack of 100, 90mm | retention rate 99,97% | 662 | 1 | 1 | Refer to Cope
9068703 | Filter paper, round GF9 | pack of 100, 110mm | retention rate 99,97% | 662 | 1 | 1 | Refer to Cope
9069003 | Paper for cleaning,37 x 100 mm,pack of 50 sheets |  |  | 1026 | 1 | 1 | Refer to Cope
9069011 | Weighing boats,for nitrogen determ.acc.Kjeldahl, | pack of 100 |  | 365 | 1 | 1 | See Cope Price List BD764-25
9069922 | Filtration stands,PP,for two funnels |  |  | 97 | 1 | 1 | 84.98
9069924 | Filtration stands,PP,for four funnels |  |  | 97 | 1 | 1 | 101.3
9070200 | Packing bottle 30 ml, light | brown glass, PP, DIN 28 | pack of 143 | 78 | 1 | 1 | #N/A
9070201 | Packing bottle 50 ml, light | brown glass, PP, DIN 28 | pack of 99 | 78 | 1 | 1 | 27.35
9070202 | Packing bottle 100 ml, light | brown glass, PP, DIN 28 | pack of 56 | 78 | 1 | 1 | 21.13
9070203 | PAcking bottle 250 ml, light | brown glass, PP, DIN 28 | pack of 39 | 78 | 1 | 1 | 23.47
9070204 | Packing bottle 1000 ml, light | brown glass, PP, DIN 28 | pack of 14 | 78 | 1 | 1 | 29.75
9070205 | Packing bottle 500 ml, light | brown glass, PP, DIN 28 | pack of 20 | 78 | 1 | 1 | 20.96
9070210 | Closure DIN 28, PP | white, with cone sealing | pack of 500 | 78 | 1 | 1 | #N/A
9070211 | Closure DIN 28, PP | white, with joint runner | pack of 500 | 78 | 1 | 1 | 65
9070212 | Closure DIN 28, PP | white, with drain ring type II, | child-proof lock pack of 500 | 78 | 1 | 1 | 184.36
9070213 | Originality closure DIN 28, PP | white, with foam insert | pack of 500 | 78 | 1 | 1 | 63.39
9070301 | LLG-Wide-neck jar 106ml | with twist-off thread | opening 48mm, pack of 12 | 46 | 1 | 1 | 6.78
9070302 | LLG-Wide-neck jar 212ml | with twist-off thread | opening 63mm, pack of 12 | 46 | 1 | 1 | 6.8
9070303 | LLG-Wide-neck jar 375ml | with twist-off thread | opening 63mm, pack of 12 | 46 | 1 | 1 | 7.03
9070304 | LLG-Wide-neck jar 720ml | with twist-off thread | opening 82mm, pack of 12 | 46 | 1 | 1 | 11.66
9070305 | LLG-Wide-neck jar 1062ml | with twist-off thread | opening 82mm, pack of 12 | 46 | 1 | 1 | 16.12
9070306 | LLG-Twist-Off screw-cap dia. 48mm | for 106ml LLG-wide-neck jars, pack of 12 |  | 46 | 1 | 1 | 2.87
9070307 | LLG-Twist-Off screw-cap dia. 63mm | for 212/375ml LLG-wide-neck jars, pack of 12 |  | 46 | 1 | 1 | 3.45
9070308 | LLG-Twist-Off screw-cap dia. 82mm | für 720/1062ml LLG-wide-neck jars, pack of 12 |  | 46 | 1 | 1 | 4.58
9070408 | Narrow neck reagent bottles,soda glass,clear, | with NS glass stopper,cap.100 ml |  | 79 | 1 | 1 | 10.98
9070414 | Narrow neck reagent bottles,soda glass,clear, | with NS glass stopper,cap.250 ml |  | 79 | 1 | 1 | 13.27
9070419 | Narrow neck reagent bottles,soda glass,clear, | with NS glass stopper,cap.500 ml |  | 79 | 1 | 1 | 16.65
9070424 | Narrow neck reagent bottles,soda glass,clear, | with NS glass stopper,cap.1000 ml |  | 79 | 1 | 1 | 20.8
9070505 | Narrow neck reagent bottles,soda glass,amber, | with NS glass stopper,cap.50 ml |  | 79 | 1 | 1 | 16.04
9070508 | Narrow neck reagent bottles,soda glass,amber, | with NS glass stopper,cap. 100 ml |  | 79 | 1 | 1 | 16.35
9070514 | Narrow neck reagent bottles,soda glass,amber, | with NS glass stopper,cap.250 ml |  | 79 | 1 | 1 | 16.98
9070519 | Narrow neck reagent bottles,soda glass,amber, | with NS glass stopper,cap.500 ml |  | 79 | 1 | 1 | 21.56
9070524 | Narrow neck reagent bottles,soda glass,amber, | with NS glass stopper,cap.1000 ml |  | 79 | 1 | 1 | 24.86
9070808 | Narrow neck reagent bottles,DURAN®,clear glass | with NS glass stopper,cap. 10 ml |  | 79 | 1 | 1 | #N/A
9070814 | Narrow neck reagent bottles,DURAN®,clear glass | with NS glass stopper,cap. 25 ml |  | 79 | 1 | 1 | 30.31
9070817 | Narrow neck reagent bottles,DURAN®,clear glass | with NS glass stopper,cap. 50 ml |  | 79 | 1 | 1 | 26.93
9070824 | Narrow neck reagent bottles,DURAN®,clear glass | with NS glass stopper,cap. 100 ml |  | 79 | 1 | 1 | 27.12
9070836 | Narrow neck reagent bottles,DURAN®,clear glass | with NS glass stopper,cap. 250 ml |  | 79 | 1 | 1 | 29.97
9070844 | Narrow neck reagent bottles,DURAN®,clear glass | with NS glass stopper,cap. 500 ml |  | 79 | 1 | 1 | 38.56
9070854 | Narrow neck reagent bottles,DURAN®,clear glass | with NS glass stopper,cap. 1000 ml |  | 79 | 1 | 1 | 43.51
9070863 | Narrow neck reagent bottles,DURAN®,clear glass | with NS glass stopper,cap. 2000 ml |  | 79 | 1 | 1 | 62.74
9070873 | Narrow neck reagent bottles,DURAN®,clear glass | with NS glass stopper,cap. 5000 ml |  | 79 | 1 | 1 | 173.79
9070886 | Narrow neck reagent bottles,DURAN®,clear glass | with NS glass stopper,cap. 10000 ml |  | 79 | 1 | 1 | 241.39
9070917 | Narrow neck reagent bottles,DURAN®,amber glass | with NS glass stopper,cap. 50 ml |  | 79 | 1 | 1 | 42.42
9070924 | Narrow neck reagent bottles,DURAN®,amber glass | with NS glass stopper,cap. 100 ml |  | 79 | 1 | 1 | 43.17
9070936 | Narrow neck reagent bottles,DURAN®,amber glass | with NS glass stopper,cap. 250 ml |  | 79 | 1 | 1 | 57.26
9070944 | Narrow neck reagent bottles,DURAN®,amber glass | with NS glass stopper,cap. 500 ml |  | 79 | 1 | 1 | 67.42
9070954 | Narrow neck reagent bottles,DURAN®,amber glass | with NS glass stopper,cap. 1000 ml |  | 79 | 1 | 1 | 79.88
9070963 | Narrow neck reagent bottles,DURAN®,amber glass | with NS glass stopper,cap. 2000 ml |  | 79 | 1 | 1 | 117.41
9071405 | Wide neck reagent bottles,soda-glass,clear | with NS glass stopper,cap. 50 ml |  | 68 | 1 | 1 | 13.65
9071408 | Wide neck reagent bottles,soda-glass,clear | with NS glass stopper,cap. 100 ml |  | 68 | 1 | 1 | 14.94
9071414 | Wide neck reagent bottles,soda-glass,clear | with NS glass stopper,cap. 250 ml |  | 68 | 1 | 1 | 23.68
9071419 | Wide neck reagent bottles,soda-glass,clear | with NS glass stopper,cap. 500 ml |  | 68 | 1 | 1 | 23.21
9071424 | Wide neck reagent bottles,soda-glass,clear | with NS glass stopper,cap. 1000 ml |  | 68 | 1 | 1 | 30.71
9071508 | Wide neck reagent bottles,soda-glass,amber | with NS glass stopper,cap. 100 ml |  | 68 | 1 | 1 | 19.29
9071514 | Wide neck reagent bottles,soda-glass,amber | with NS glass stopper,cap. 250 ml |  | 68 | 1 | 1 | 24.52
9071519 | Wide neck reagent bottles,soda-glass,amber | with NS glass stopper,cap. 500 ml |  | 68 | 1 | 1 | 27.96
9071524 | Wide neck reagent bottles,soda-glass,amber | with NS glass stopper,cap. 1000 ml |  | 68 | 1 | 1 | 37
9071672 | DURAN® YOUTILITY bottle 125 ml | amber, graduated, GL 45, | with screw-cap and pouring ring (PP), pack of 4 | 60 | 1 | 1 | 107.09
9071673 | DURAN® YOUTILITY bottle 250 ml | amber, graduated, GL 45, | with screw-cap and pouring ring (PP), pack of 4 | 60 | 1 | 1 | 134.44
9071674 | DURAN® YOUTILITY bottle 250 ml | amber, graduated, GL 45, | with screw-cap and pouring ring (PP), pack of 4 | 60 | 1 | 1 | 173.35
9071675 | DURAN® YOUTILITY bottle 1000 ml | amber, graduated, GL 45, | with screw-cap and pouring ring (PP), pack of 4 | 60 | 1 | 1 | 212.25
9071676 | DURAN® YOUTILITY bottle 1000 ml | clear, graduated, GL 45, | with screw-cap and pouring ring (PP), pack of 4 | 60 | 1 | 1 | 64.77
9071677 | DURAN® YOUTILITY bottle 500 ml | clear, graduated, GL 45, | with screw-cap and pouring ring (PP), pack of 4 | 60 | 1 | 1 | 45.8
9071678 | DURAN® YOUTILITY bottle 250 ml | clear, graduated, GL 45, | with screw-cap and pouring ring (PP), pack of 4 | 60 | 1 | 1 | 36.88
9071679 | DURAN® YOUTILITY bottle 125 ml | clear, graduated, GL 45, | with screw-cap and pouring ring (PP), pack of 4 | 60 | 1 | 1 | 33.1
9071680 | Laboratory bottle 150 ml, clear glass | GL45, with division, | with cap and pouring ring | 61 | 1 | 1 | 9.45
9071681 | Laboratory bottle 750 ml, clear glass | GL45, with division, | with cap and pouring ring | 61 | 1 | 1 | 15.31
9071682 | Laboratory bottle 3500 ml, clear glass | GL45, with division, | with cap and pouring ring | 61 | 1 | 1 | 108.28
9071683 | Laboratory bottle 150 ml, clear glass | GL45, with division, | w/o cap and pouring ring | 61 | 1 | 1 | 6.37
9071684 | Laboratory bottle 750 ml, clear glass | GL45, with division, | w/o cap and pouring ring | 61 | 1 | 1 | 12.27
9071685 | Laboratory bottle 3500 ml, clear glass | GL45, with division, | w/o cap and pouring ring | 61 | 1 | 1 | 105.45
9071686 | Laboratory bottle 150 ml, amber glass | GL45, w/o cap and pouring ring |  | 62 | 1 | 1 | 27.26
9071687 | Laboratory bottle 750 ml, amber glass | GL45, w/o cap and pouring ring |  | 62 | 1 | 1 | 45.46
9071688 | Laboratory bottle 3500 ml, amber glass | GL45, w/o cap and pouring ring |  | 62 | 1 | 1 | 157.9
9071689 | Laboratory bottle 150ml, plastic coated | without cap and pouring ring | GL 45, DURAN® Protect | 62 | 1 | 1 | 19.14
9071690 | Laboratory bottle 750ml, plastic coated | without cap and pouring ring | GL 45, DURAN® Protect | 62 | 1 | 1 | 24.54
9071691 | Laboratory bottle 3500ml, plastic coated | without cap and pouring ring | GL 45, DURAN® Protect | 62 | 1 | 1 | 193.98
9071692 | Filter top part | for pressure equalization |  | 65 | 1 | 1 | 24.98
9071701 | Laboratory bottle 250 ml, amber | Pressure Plus, GL45, DURAN®, | pressure resistant -1/+1,5 bar | 63 | 1 | 1 | 36.71
9071702 | Laboratory bottle 500 ml, amber | Pressure Plus, GL45, DURAN®, | pressure resistant -1/+1,5 bar | 63 | 1 | 1 | 45.36
9071706 | Laboratory bottle 250 ml, clear | Pressure Plus, GL45, DURAN®, | pressure resistant -1/+1,5 bar | 63 | 1 | 1 | 12.67
9071707 | Laboratory bottle 500 ml, clear | Pressure Plus, GL45, DURAN®, | pressure resistant -1/+1,5 bar | 63 | 1 | 1 | 17.2
9071817 | Wide neck reagent bottles,DURAN®,clear glass, | with NS glass stopper,cap. 50 ml |  | 68 | 1 | 1 | 31.92
9071824 | Wide neck reagent bottles,DURAN®,clear glass, | with NS glass stopper,cap. 100 ml |  | 68 | 1 | 1 | 33.58
9071836 | Wide neck reagent bottles,DURAN®,clear glass, | with NS glass stopper,cap. 250 ml |  | 68 | 1 | 1 | 45.06
9071844 | Wide neck reagent bottles,DURAN®,clear glass, | with NS glass stopper,cap. 500 ml |  | 68 | 1 | 1 | 55.5
9071854 | Wide neck reagent bottles,DURAN®,clear glass, | with NS glass stopper,cap. 1000 ml |  | 68 | 1 | 1 | 74.47
9071863 | Wide neck reagent bottles,DURAN®,clear glass, | with NS glass stopper,cap. 2000 ml |  | 68 | 1 | 1 | 89.22
9071896 | Laboratory glass bottle 250 ml, clear | DURAN® GLS 80, wide neck | with screw-cap and pouring ring | 65 | 1 | 1 | 14.13
9071897 | Laboratory glass bottle 250 ml, clear | DURAN® GLS 80, wide neck, plastic coated, | with screw-cap and pouring ring | 66 | 1 | 1 | 22.96
9071899 | Laboratory glass bottle 250 ml, amber | DURAN® GLS 80, wide neck, | with screw-cap and pouring ring | 66 | 1 | 1 | 47.75
9071917 | Wide neck reagent bottles,DURAN®,amber glass, | with NS glass stopper,cap. 50 ml |  | 68 | 1 | 1 | 56.17
9071924 | Wide neck reagent bottles,DURAN®,amber glass, | with NS glass stopper,cap. 100 ml |  | 68 | 1 | 1 | 48.95
9071936 | Wide neck reagent bottles,DURAN®,amber glass, | with NS glass stopper,cap. 250 ml |  | 68 | 1 | 1 | 79.61
9071944 | Wide neck reagent bottles,DURAN®,amber glass, | with NS glass stopper,cap. 500 ml |  | 68 | 1 | 1 | 94.11
9071954 | Wide neck reagent bottles,DURAN®,amber glass, | with NS glass stopper,cap. 1000 ml |  | 68 | 1 | 1 | 107.75
9071963 | Wide neck reagent bottles,DURAN®,amber glass, | with NS glass stopper,cap. 2000 ml |  | 68 | 1 | 1 | 156.54
9071966 | Laboratory glass bottle 3500 ml, clear | DURAN® GLS 80, wide neck, | with screw cap and pouring ring | 65 | 1 | 1 | 107.13
9071968 | Laboratory glass bottle 3500 ml, amber | DURAN® GLS 80, wide neck, | with screw cap and pouring ring | 66 | 1 | 1 | 172.73
9071969 | Laboratory glass bottle 3500 ml, clear | DURAN® protect GLS 80, wide neck, | with screw cap and pouring ring | 66 | 1 | 1 | 200.53
9071979 | Laboratory bottles,DURAN®,amber glass,graduated, | without screw cap,GL 25,cap. 25 ml |  | 62 | 1 | 1 | 22.44
9071980 | Laboratory bottles,DURAN®,amber glass,graduated, | without screw cap,GL 32,cap. 50 ml |  | 62 | 1 | 1 | 22.44
9071981 | Laboratory bottles,DURAN®,amber glass,graduated, | without screw cap,GL 45,cap. 100 ml |  | 62 | 1 | 1 | 25.36
9071982 | Laboratory bottles,DURAN®,amber glass,graduated, | without screw cap,GL 45,cap. 250 ml |  | 62 | 1 | 1 | 30.98
9071983 | Laboratory bottles,DURAN®,amber glass,graduated, | without screw cap,GL 45,cap. 500 ml |  | 62 | 1 | 1 | 39.5
9071984 | Laboratory bottles,DURAN®,amber glass,graduated, | without screw cap,GL 45,cap. 1000 ml |  | 62 | 1 | 1 | 50.12
9071985 | Laboratory bottles,DURAN®,amber glass,graduated, | without screw cap,GL 45,cap. 2000 ml |  | 62 | 1 | 1 | 78.63
9071987 | Laboratory bottles 5l | amber, without cap, DURAN |  | 62 | 1 | 1 | 195.01
9071988 | Laboratory bottles 10l | amber, without cap, DURAN |  | 62 | 1 | 1 | 284.2
9071989 | Laboratory bottles 20l | amber, without cap, DURAN |  | 62 | 1 | 1 | 480.44
9071991 | Laboratory bottle 100ml, plastic coated | without cap and pouring ring | GL 45, DURAN® Protect | 62 | 1 | 1 | See Cope Price List BS445-60
9071992 | Laboratory bottle 250ml, plastic coated | without cap and pouring ring | GL 45, DURAN® Protect | 62 | 1 | 1 | See Cope Price List BS445-63
9071995 | Laboratory bottle 500ml, plastic coated | without cap and pouring ring | GL 45, DURAN® Protect | 62 | 1 | 1 | See Cope Price List BS445-66
9071996 | Laboratory bottle 1000ml, plastic coated | without cap and pouring ring | GL 45, DURAN® Protect | 62 | 1 | 1 | See Cope Price List BS445-70
9071997 | Laboratory bottle 2000ml, plastic coated | without cap and pouring ring | GL 45, DURAN® Protect | 62 | 1 | 1 | 53.9
9071998 | Laboratory bottle 5000ml, plastic coated | without cap and pouring ring | GL 45, DURAN® Protect | 62 | 1 | 1 | See Cope Price List BS445-76
9071999 | Laboratory bottle 10000ml, plastic coated | without cap and pouring ring | GL 45, DURAN® Protect | 62 | 1 | 1 | 371.27
9072000 | Laboratory bottles,DURAN®,graduated,PP screw cap | cap. 50 ml |  | 61 | 1 | 1 | See Cope Price List BS445-18
9072001 | Laboratory bottles,DURAN®,graduated,PP screw cap | cap. 100 ml |  | 61 | 1 | 1 | See Cope Price List BS445-20
9072002 | Laboratory bottles,DURAN®,graduated,PP screw cap | cap. 250 ml |  | 61 | 1 | 1 | See Cope Price List BS445-23
9072003 | Laboratory bottles,DURAN®,graduated,PP screw cap | cap. 25 ml |  | 61 | 1 | 1 | See Cope Price List BS445-15
9072004 | Laboratory bottles,DURAN®,graduated,PP screw cap | cap. 10000 ml |  | 61 | 1 | 1 | See Cope Price List BS445-40
9072005 | Laboratory bottles,DURAN®,graduated,PP screw cap | cap. 500 ml |  | 61 | 1 | 1 | See Cope Price List BS445-26
9072007 | Laboratory bottles,DURAN®,graduated,PP screw cap | cap. 2000 ml |  | 61 | 1 | 1 | See Cope Price List BS445-33
9072008 | Laboratory bottles,DURAN®,graduated,PP screw cap | cap. 5000 ml |  | 61 | 1 | 1 | See Cope Price List BS445-36
9072009 | Laboratory bottles,DURAN®,graduated,PP screw cap | cap. 20000 ml |  | 61 | 1 | 1 | 433.82
9072010 | Laboratory bottles,DURAN®,graduated,PP screw cap | cap. 1000 ml |  | 61 | 1 | 1 | See Cope Price List BS445-30
9072011 | Laboratory bottles 100ml | without cap and ring |  | 61 | 1 | 1 | 5.54
9072012 | Laboratory bottles 250ml | without cap and ring |  | 61 | 1 | 1 | 6.55
9072013 | Laboratory bottles 25ml | without cap, DURAN |  | 61 | 1 | 1 | 6.98
9072014 | Laboratory bottles 20l | without cap, DURAN |  | 61 | 1 | 1 | 431.43
9072015 | Laboratory bottles 500ml | without cap, DURAN |  | 61 | 1 | 1 | 8.82
9072016 | Laboratory bottles 1l | without cap, DURAN |  | 61 | 1 | 1 | 13.7
9072017 | Laboratory bottles 2000ml | without cap and ring |  | 61 | 1 | 1 | 30.48
9072018 | Laboratory bottle 5000ml | without screw cap and pouring ring |  | 61 | 1 | 1 | 131.45
9072019 | Laboratory 10000ml without PP | screw cap and pouring ring |  | 61 | 1 | 1 | 198.27
9072020 | Laboratory bottles 50ml | without cap and ring |  | 61 | 1 | 1 | 6.98
9072041 | Screw caps, PP, blue, GL32 H |  |  | 80 | 1 | 1 | 0.3
9072042 | screw caps,PP,blue,GL45 H |  |  | 80 | 1 | 1 | 0.6
9072051 | Square screw cap bottles, narrow neck | soda-lime glass,clear,without dust proof cap | cap. 100 ml | 80 | 1 | 1 | 4.61
9072052 | Square screw cap bottles, narrow neck | soda-lime glass,clear,without dust proof cap | cap. 250 ml | 80 | 1 | 1 | 7.98
9072055 | Square screw cap bottles, narrow neck | soda-lime glass,clear,without dust proof cap | cap. 500 ml | 80 | 1 | 1 | See Cope Price List DK154-20
9072060 | Square screw cap bottles, narrow neck | soda-lime glass,clear,with dust proof cap | cap. 1000 ml | 80 | 1 | 1 | See Cope Price List DK154-25
9072061 | Square screw cap bottles, narrow neck | soda-lime glass,amber,with dust proof cap | cap. 100 | 80 | 1 | 1 | 4.61
9072062 | Square screw cap bottles, narrow neck | soda-lime glass,amber,with dust proof cap | cap. 250 ml | 80 | 1 | 1 | 7.98
9072065 | Square screw cap bottles, narrow neck | soda-lime glass,amber,with dust proof cap | cap. 500 ml | 80 | 1 | 1 | See Cope Price List DK154-10
9072070 | Square screw cap bottles, narrow neck | soda-lime glass,amber,with dust proof cap | cap. 1000 ml | 80 | 1 | 1 | See Cope Price List DK154-15
9072071 | Square screw cap bottle 100 ml | wide neck, clear, GL 32, | soda-lime glass, without cap | 64 | 1 | 1 | 3.02
9072072 | Square screw cap bottle 250 ml | wide neck, clear, GL 45, | soda-lime glass, without cap | 64 | 1 | 1 | 5.57
9072073 | Square screw cap bottle 50 ml | wide neck, clear, GL 32, | soda-lime glass, without cap | 64 | 1 | 1 | 2.32
9072075 | Square screw cap bottle 500 ml | wide neck, clear, GL 54, | soda-lime glass, without cap | 64 | 1 | 1 | 6.78
9072076 | Square shape bottle 100ml DURAN | with screw cap and pouring ring |  | 63 | 1 | 1 | 9.24
9072077 | Square shape bottle 250ml DURAN | with screw cap and pouring ring |  | 63 | 1 | 1 | 10.35
9072078 | Square shape bottle 500ml DURAN | with screw cap and pouring ring |  | 63 | 1 | 1 | 13
9072079 | Square shape bottle 1000ml DURAN | with screw cap and pouring ring |  | 63 | 1 | 1 | 18.41
9072080 | Square screw cap bottle 1000 ml | wide neck, clear, GL 60, | soda-lime glass, without cap | 64 | 1 | 1 | 10.55
9072081 | Square screw cap bottle 100 ml | wide neck, amber, GL 32, | soda-lime glass, without cap | 64 | 1 | 1 | 3.02
9072082 | Square screw cap bottle 250 ml | wide neck, amber, GL 45, | soda-lime glass, without cap | 64 | 1 | 1 | 5.57
9072085 | Square screw cap bottle 500 ml | wide neck, amber, GL 54, | soda-lime glass, without cap | 64 | 1 | 1 | 6.6
9072090 | Square screw cap bottle 1000 ml | wide neck, amber, GL 54, | soda-lime glass, without cap | 64 | 1 | 1 | 10.55
9072092 | screw caps,PP,blue,GL32 K |  |  | 73 | 1 | 1 | 0.28
9072093 | screw caps,PP,blue,GL45 K |  |  | 73 | 1 | 1 | 0.45
9072094 | screw caps,PP,blue,GL54 K |  |  | 73 | 1 | 1 | 0.6
9072095 | Screw caps,PP,blue,GL60 K |  |  | 80 | 1 | 1 | 1.41
9072103 | Narrow neck bottles, clear glass | 30 ml, DIN 18, without cap 9072160 |  | 78 | 1 | 1 | #N/A
9072108 | Narrow neck bottles, clear glass | 100 ml, DIN 22, without cap 9072161 |  | 78 | 1 | 1 | #N/A
9072114 | Narrow neck bottles, clear glass | 250 ml, DIN 22, without cap 9072161 |  | 78 | 1 | 1 | #N/A
9072119 | Narrow neck bottles, clear glass | 500 ml, DIN 25, without cap 9072162 |  | 78 | 1 | 1 | #N/A
9072124 | Narrow neck bottles, clear glass | 1000 ml, DIN 28, without cap 9072163 |  | 78 | 1 | 1 | #N/A
9072133 | Narrow neck bottles, amber glass | 30 ml, DIN 18, without cap 9072160 |  | 78 | 1 | 1 | #N/A
9072135 | Narrow neck bottles, amber glass | 50 ml, DIN 18, without cap 9072160 |  | 78 | 1 | 1 | #N/A
9072138 | Narrow neck bottles, amber glass | 100 ml, DIN 22, without cap 9072161 |  | 78 | 1 | 1 | 0.68
9072144 | Narrow neck bottles, amber glass | 250 ml, DIN 22, without cap 9072161 |  | 78 | 1 | 1 | #N/A
9072149 | Narrow neck bottles, amber glass | 500 ml, DIN 25, without cap 9072162 |  | 78 | 1 | 1 | #N/A
9072154 | Narrow neck bottles, amber glass | 1000 ml, DIN 28, without cap 9072163 |  | 78 | 1 | 1 | #N/A
9072155 | Premium bottle 100 ml, DURAN® | graduated, PP screw cap |  | 63 | 1 | 1 | 23.4
9072156 | Premium bottle 250 ml, DURAN® | graduated, PP screw cap |  | 63 | 1 | 1 | 24.38
9072157 | Premium bottle 500 ml, DURAN® | graduated, PP screw cap |  | 63 | 1 | 1 | 26.4
9072158 | Premium bottle 1000 ml, DURAN® | graduated, PP screw cap |  | 63 | 1 | 1 | 26.34
9072159 | Premium closure TpCH260, GL25 | temperature res. -196...+260°C, | w/o colouring, USP/FDA conform | 1117 | 1 | 1 | 7.2
9072160 | Screw caps PP for Narrow moth bottles | 30 and 50 ml DIN 18 |  | 78 | 1 | 1 | 0.08
9072161 | Screw caps PP for 100 a.250ml | narrow mouth bottles DIN 22 |  | 78 | 1 | 1 | 0.1
9072162 | Screw caps PP DIN 25 | for narrow mouth bottles 500ml |  | 78 | 1 | 1 | 0.1
9072163 | Screw caps PP, DIN 28 | for 1000ml narrow mouth bottles |  | 78 | 1 | 1 | 0.1
9072164 | Srew cap PP for 30ml wide mouth bottles | DIN 32 |  | 68 | 1 | 1 | 0.15
9072165 | Screw cap PP for 50,100 and 125 ml | wide mouth bottles DIN 40 |  | 68 | 1 | 1 | 0.18
9072166 | Screw cap PP for 250 and 500ml bottles | DIN 55 |  | 68 | 1 | 1 | 0.23
9072167 | Screw cap PP for bottles 1000ml/DIN 68 |  |  | 68 | 1 | 1 | 0.3
9072168 | Aluminium bottles 38ml | with PP-screw cap |  | 85 | 1 | 1 | See Cope Price List BS980-15
9072169 | Aluminium bottles 60ml | with PP-screw cap |  | 85 | 1 | 1 | See Cope Price List BS980-25
9072170 | Aluminium bottles 120ml | with PP-screw cap |  | 85 | 1 | 1 | See Cope Price List BS980-35
9072171 | Aluminium bottles 300ml | with PP-screw cap |  | 85 | 1 | 1 | See Cope Price List BS980-45
9072172 | Aluminium bottles 600ml | with PP-screw cap |  | 85 | 1 | 1 | See Cope Price List BS980-55
9072173 | Aluminium bottles 1200ml | with PP-screw cap |  | 85 | 1 | 1 | See Cope Price List BS980-65
9072175 | Stainless steel bottle 1500ml | GL 45, w/o UN addmittance |  | 85 | 1 | 1 | 413.89
9072177 | Stainless steel closure GL 45 | with PTFE coated sealing disc |  | 85 | 1 | 1 | 124.8
9072181 | Laboratory bottle GL 25, 10ml | clear glass, w/o closure |  | 61 | 1 | 1 | 9.34
9072182 | Laboratory bottle GL 25, 10ml | clear glass, with closure |  | 61 | 1 | 1 | 12.09
9072183 | Laboratory bottle GL 25, 10ml | amber glass, w/o closure |  | 61 | 1 | 1 | 25.14
9072184 | Laboratory bottle GL 25, 10ml | amber glass, with closure |  | 61 | 1 | 1 | 27.33
9072185 | Laboratory bottle protect GL 25, 10ml | w/o cosure |  | 61 | 1 | 1 | 22.19
9072210 | Wide-neck bottles 150 ml, clear | RD.45 w/o 7075021 closure | pack of 42 | 68 | 1 | 1 | 33.79
9072211 | Wide-neck bottles 150 ml, amber glas | RD.45 w/o 7075021 closure | pack of 48 | 68 | 1 | 1 | 48.4
9072325 | Wide mouth bottle 250ml, amber | with PTFE-laminated cap, DIN 55 |  | 69 | 1 | 1 | 5.42
9072326 | Wide mouth bottles 500ml, amber | with PTFE-laminated cap, DIN 55 |  | 69 | 1 | 1 | 7.33
9072327 | Wide mouth bottles 1000ml, amber | with PTFE-laminated cap, DIN 68 |  | 69 | 1 | 1 | 11.13
9072331 | Laboratory bottles,borosilicate glass 3.3 | pack of 10, graduated,PP screw cap,cap. 100 ml |  | 60 | 1 | 1 | 19.65
9072332 | Laboratory bottles,borosilicate glass 3.3 | pack of 10, graduated,PP screw cap,cap. 250 ml |  | 60 | 1 | 1 | 23.93
9072334 | Laboratory bottles,borosilicate glass 3.3 | pack of 10, graduated,PP screw cap,cap. 500 ml |  | 60 | 1 | 1 | 26.87
9072335 | Laboratory bottles,borosilicate glass 3.3 | pack of 10, graduated,PP screw cap,cap. 1000 ml |  | 60 | 1 | 1 | 39.88
9072336 | Laboratory bottles,borosilicate glass 3.3 | 2000 ml, Pack of 10 |  | 60 | 1 | 1 | 83.75
9072337 | Laboratory bottle,borosilicate glass 3.3 | 5000 ml |  | 60 | 1 | 1 | 47.52
9072338 | Laboratory bottles,borosilicate glass 3.3 | 10.000 ml |  | 60 | 1 | 1 | 75.39
9072371 | Reagent bottles 100ml, narrow neck | with stopper NS 14/15, Pyrex® | pack of 10 | 79 | 1 | 1 | See Cope Price List BS420-30
9072372 | Reagent bottles 250ml, narrow neck | with stopper NS 19/26, Pyrex® | pack of 10 | 79 | 1 | 1 | See Cope Price List BS420-42
9072373 | Reagent bottles 500ml, narrow neck | with stopper NS 24/29, Pyrex® | pack of 10 | 79 | 1 | 1 | See Cope Price List BS420-50
9072374 | Reagent bottles 1000ml, narrow neck | with stopper NS 29/32, Pyrex® | pack of 10 | 79 | 1 | 1 | See Cope Price List BS420-80
9072375 | Reagent bottles 2000ml, narrow neck | with stopper NS 29/32, Pyrex® | pack of 10 | 79 | 1 | 1 | See Cope Price List BS420-90
9072376 | Reagent bottle 5000ml, narrow neck | with stopper NS 45/40, Pyrex® |  | 79 | 1 | 1 | See Cope Price List BS420-93
9072377 | Reagent bottle 10000ml, narrwo neck | with stopper NS 60/46, Pyrex® |  | 79 | 1 | 1 | See Cope Price List BS420-95
9072378 | Reagent bottle 20000ml, narrow neck | with stopper NS 60/46, Pyrex® |  | 79 | 1 | 1 | See Cope Price List BS420-97
9072379 | Reagent bottles 100ml, narrwo neck | Pyrex®, borosilicate glass | pack of 10 | 80 | 1 | 1 | See Cope Price List BS415-30
9072380 | Reagent bottles 250ml, narrow neck | Pyrex®, borosilicate glass | pack of 10 | 80 | 1 | 1 | See Cope Price List BS415-42
9072381 | reagent bottles 500ml, narrow neck | Pyrex®, borosilicate glass | pack of 10 | 80 | 1 | 1 | See Cope Price List BS415-50
9072382 | Reagent bottles 1000ml, narrow neck | Pyrex®, borosilicate glass | pack of 10 | 80 | 1 | 1 | See Cope Price List BS415-80
9072383 | Reagent bottles 2000ml, narrow neck | Pyrex®, borosilicate glass | pack of 10 | 80 | 1 | 1 | See Cope Price List BS415-90
9072384 | Reagent bottle 5000ml, narrow neck | Pyrex®, borosilicate glass |  | 80 | 1 | 1 | See Cope Price List BS415-93
9072385 | Reagent bottle 10000ml, narrow neck | Pyrex®, borosilicate glass |  | 80 | 1 | 1 | See Cope Price List BS415-95
9072386 | Reagent bottle 15000ml, narrow neck | Pyrex®, borosilicate glass |  | 80 | 1 | 1 | See Cope Price List BS415-96
9072387 | Reagent bottle 20000ml, narrow neck | Pyrex®, borosilicate glass |  | 80 | 1 | 1 | See Cope Price List BS415-97
9072400 | Screw cap | PP, GL 45, yellow, | with lip seal | 64 | 1 | 1 | 2.07
9072401 | Screw cap | PP, GL 45, green, | with lip seal | 64 | 1 | 1 | 2.07
9072402 | Screw cap | PP, GL 45, grey, | with lip seal | 64 | 1 | 1 | 2.07
9072408 | Acid cap bottles,DURAN®,with NS pennyhead stopper | interchangeable glass cap,clear glass,cap. 100 ml |  | 87 | 1 | 1 | 73.76
9072414 | Acid cap bottles,DURAN®,with NS pennyhead stopper | interchangeable glass cap,clear glass,cap. 250 ml |  | 87 | 1 | 1 | 89.56
9072419 | Acid cap bottles,DURAN®,with NS pennyhead stopper | interchangeable glass cap,clear glass,cap. 500 ml |  | 87 | 1 | 1 | 99.74
9072424 | Acid cap bottles,DURAN®,with NS pennyhead stopper | interchangeable glass cap,clear glass,cap. 1000 ml |  | 87 | 1 | 1 | 113.36
9072508 | Acid cap bottles,DURAN®,with NS pennyhead stopper | interchangeable glass cap,amber glass,cap. 100 ml |  | 87 | 1 | 1 | 98.52
9072514 | Acid cap bottles,DURAN®,with NS pennyhead stopper | interchangeable glass cap,amber glass,cap. 250 ml |  | 87 | 1 | 1 | 104.36
9072519 | Acid cap bottles,DURAN®,with NS pennyhead stopper | interchangeable glass cap,amber glass,cap. 500 ml |  | 87 | 1 | 1 | 117.09
9072524 | Acid cap bottles,DURAN®,with NS pennyhead stopper | interchangeable glass cap,amber glass,cap. 1000 ml |  | 87 | 1 | 1 | 157.16
9072525 | Laboratory bottles, 1000 ml DURAN | HPLC GL 45, PP, 4 port-screw cap |  | 1371 | 1 | 1 | 52.66
9072526 | Laboratory bottles, 500 ml DURAN | HPLC GL 45, PP, 4 port-screw cap |  | 1371 | 1 | 1 | 50.1
9072646 | Dropping bottles,with glass pipet | complete with rubber teat,clear glass,cap. 50 ml |  | 92 | 1 | 1 | 11.33
9072648 | Dropping bottles,with glass pipet | complete with rubber teat,clear glass,cap. 100 ml |  | 92 | 1 | 1 | 12.59
9072656 | Dropping bottles,with glass pipet | complete with rubber teat,amber glass,cap. 50 ml |  | 92 | 1 | 1 | 11.81
9072658 | Dropping bottles,with glass pipet | complete with rubber teat,amber glass,cap. 100 ml |  | 92 | 1 | 1 | 13.65
9072681 | Pipet teats, transparent | natural rubber/latex (NR) |  | 858 | 1 | 1 | 0.3
9072682 | Pipet teats, transparent | silicone (VMQ), pack of 10 |  | 858 | 1 | 1 | 19.85
9072683 | Pipette teats, red | VNR/SBR |  | 858 | 1 | 1 | 0.63
9072684 | Pipet teats, transparent | latex (NR), 5 ml, pack of 5 |  | 858 | 1 | 1 | 7
9072685 | Pipet teats, transparent | latex (NR), 10 ml, pack of 3 |  | 858 | 1 | 1 | 5.52
9072741 | Narrow neck bottle 10 ml, LDPE | clear, without screw cap | screw cap see 9.072 771 | 81 | 1 | 1 | 0.33
9072742 | Narrow neck bottle 20 ml, LDPE | clear, without screw cap | screw cap see 9.072 771 | 81 | 1 | 1 | 0.38
9072743 | Narrow neck bottle 30 ml, LDPE | clear, without screw cap | screw cap see 9.072 771 | 81 | 1 | 1 | 0.48
9072745 | Narrow neck bottle 50 ml, LDPE | clear, without screw cap | screw cap see 9.072 773 | 81 | 1 | 1 | 0.53
9072748 | Narrow neck bottle 100 ml, LDPE | clear, without screw cap | screw cap see 9.072 773 | 81 | 1 | 1 | 0.55
9072750 | Narrow neck bottle 250 ml, LDPE | clear, without screw cap | screw cap see 9.072 775 | 81 | 1 | 1 | 1.03
9072751 | Narrow neck bottle 200 ml, LDPE | clear, without screw cap | screw cap see 9.072 773 | 81 | 1 | 1 | 1.11
9072752 | Narrow neck bottle 500 ml, LDPE | clear, without screw cap | screw cap see 9.072 775 | 81 | 1 | 1 | 1.56
9072755 | Narrow neck bottle 1000 ml, LDPE | clear, without screw cap | screw cap see 9.072 777 | 81 | 1 | 1 | 2.82
9072757 | Narrow neck bottle 2000 ml, LDPE | clear, with screw cap |  | 81 | 1 | 1 | 5.44
9072759 | Narrow neck bottle 3000 ml, LDPE | clear, with screw cap |  | 81 | 1 | 1 | 8.21
9072762 | Narrow neck bottle 5000 ml, LDPE | clear, with screw cap |  | 81 | 1 | 1 | 12.59
9072771 | Screw cap 14 mm, LDPE | for 10/20/30 ml | narrow mouth bottles | 81 | 1 | 1 | 0.15
9072773 | Screw cap 18 mm, LDPE | for 50/100/200 ml | narrow mouth bottles | 81 | 1 | 1 | 0.18
9072775 | Screw cap 25 mm, LDPE | for 250/500 ml | narrow mouth bottles | 81 | 1 | 1 | 0.23
9072777 | Screw cap 28 mm, LDPE | for 1000/2000 ml | narrow mouth bottles | 81 | 1 | 1 | 0.25
9072778 | Screw cap 32 mm, LDPE | for wide mouth bottles 9.072 981/982 | and narrow mouth bottles # 2000070510 | 69 | 1 | 1 | 0.3
9072779 | Screw cap 40 mm, LDPE | for wide mouth bottles | 9.072 983/984/985 + 9.073 385/386 | 69 | 1 | 1 | 0.38
9072781 | Screw cap 50 mm, LDPE | for wide mouth bottles | 9.072 986/987 + 9.073 387 | 69 | 1 | 1 | 0.58
9072782 | Screw cap 65 mm, LDPE | for wide mouth bottles | 9.072 988/989/990 | 69 | 1 | 1 | 1.01
9072783 | Round bottles 50ml, HDPE | without closure 9072788/790 |  | 82 | 1 | 1 | 0.73
9072784 | Round bottles 100ml, HDPE | without closure 9072788/790 |  | 82 | 1 | 1 | 0.81
9072785 | Round bottles 250ml, HDPE | without closure 9072788/790 |  | 82 | 1 | 1 | 1.13
9072786 | Round bottles 500ml, HDPE | without closure 9072789/791 |  | 82 | 1 | 1 | 1.59
9072787 | Round bottles 100ml, HDPE | without closure 9072789/791 |  | 82 | 1 | 1 | 2.29
9072788 | Neck opening caps PP | white, for 50-250ml bottles |  | 82 | 1 | 1 | 0.28
9072789 | Neck opening caps PP | white, for 500 and 1000ml bottles |  | 82 | 1 | 1 | 0.28
9072808 | Square bottles,PE-HD,without screw cap | cap. 100 ml,diam. 13 mm |  | 86 | 1 | 1 | 0.86
9072814 | Square bottles,PE-HD,without screw cap | cap. 250 ml,diam. 19 mm |  | 86 | 1 | 1 | 1.18
9072819 | Square bottles,PE-HD,without screw cap | cap. 500 ml,diam. 19 mm |  | 86 | 1 | 1 | 1.56
9072824 | Square bottles,PE-HD,without screw cap | cap. 1000 ml,diam. 19 mm |  | 86 | 1 | 1 | 2.29
9072850 | Square reagent bottle,narrow neck,PE-HD | cap. 100 mm,without screw cap |  | 84 | 1 | 1 | 1.51
9072851 | Square reagent bottle,narrow neck,PE-HD | cap. 250 mm,without screw cap |  | 84 | 1 | 1 | 0.83
9072852 | Square reagent bottle,narrow neck,PE-HD | cap. 500 mm,without screw cap |  | 84 | 1 | 1 | 0.98
9072853 | Square reagent bottle,narrow neck,PE-HD | cap. 1000 mm,without screw cap |  | 84 | 1 | 1 | 1.49
9072854 | Square reagent bottle,narrow neck,PE-HD | cap. 2500 mm,without screw cap |  | 84 | 1 | 1 | 7.86
9072855 | Square shape bottles 100 ml | HDPE white, without closure |  | 84 | 1 | 1 | 1.59
9072856 | Square shape bottles 250 ml | HDPE white, without closure |  | 84 | 1 | 1 | 2.14
9072857 | Square shape bottles 500 ml | HDPE white, without closure |  | 84 | 1 | 1 | 2.57
9072858 | Square shape bottles 1000 ml | HDPE white, without closure |  | 84 | 1 | 1 | 1.56
9072859 | Square shape bottles 2500 ml | HDPE white, without closure |  | 84 | 1 | 1 | 8.26
9072862 | Tamper-evident cap. PP, blue | for bottles 2500ml |  | 84 | 1 | 1 | 0.71
9072863 | Tamper evident cap PP | for 100-1000ml, 32 mm |  | 84 | 1 | 1 | 0.5
9072866 | Tamper evident cap, PP | white/blue, 32mm, for 100-1000ml bottles |  | 84 | 1 | 1 | 1.01
9072867 | Tamper evident cap, PP | white/red, 32mm, for 100-1000ml bottles |  | 84 | 1 | 1 | 5.49
9072868 | Tamper evident cap PP | for 2500ml, 45 mm |  | 84 | 1 | 1 | 0.96
9072869 | Square reagent bottles,wide neck,PE-HD | cap. 50 ml,without screw cap |  | 72 | 1 | 1 | 0.53
9072870 | Square reagent bottles,wide neck,PE-HD | cap. 100 ml,without screw cap |  | 72 | 1 | 1 | Refer to Cope
9072871 | Square reagent bottles,wide neck,PE-HD | cap. 250 ml,without screw cap |  | 72 | 1 | 1 | Refer to Cope
9072872 | Square reagent bottles,wide neck,PE-HD | cap. 500 ml,without screw cap |  | 72 | 1 | 1 | Refer to Cope
9072873 | Square reagent bottles,wide neck,PE-HD | cap. 1000 ml,without screw cap |  | 72 | 1 | 1 | Refer to Cope
9072874 | Square reagent bottles,wide neck,PE-HD | cap. 1500 ml,without screw cap |  | 72 | 1 | 1 | 1.74
9072875 | Square reagent bottles,wide neck,PE-HD | cap. 2500 ml,without screw cap |  | 72 | 1 | 1 | 2.24
9072876 | Square reagent bottles,wide neck,PE-HD | cap. 4000 ml,without screw cap |  | 72 | 1 | 1 | 4.03
9072877 | Square reagent bottles,wide neck,PE-HD | cap. 350 ml,without screw cap |  | 72 | 1 | 1 | 0.91
9072878 | Square reagent bottles,wide neck,PE-HD | cap. 750 ml,without screw cap |  | 72 | 1 | 1 | 2.95
9072879 | Wide neck bottles, HDPE, without screw caps | 50 ml white |  | 72 | 1 | 1 | Refer to Cope
9072880 | Wide neck bottles, HDPE, without screw caps | 100 ml white |  | 72 | 1 | 1 | 0.6
9072881 | Wide neck bottles,HDPE,without screw caps | 250 ml white |  | 72 | 1 | 1 | Refer to Cope
9072882 | Wide neck bottles, HDPE,without screw caps | 500 ml white |  | 72 | 1 | 1 | Refer to Cope
9072883 | Wide neck bottles, HDPE,without screw caps | 750 ml white |  | 72 | 1 | 1 | 3.1
9072884 | Wide neck bottles, HDPE,without screw caps | 1000 ml white |  | 72 | 1 | 1 | Refer to Cope
9072885 | Wide neck bottles, HDPE,without screw caps | 1500 ml white |  | 72 | 1 | 1 | 1.81
9072886 | Wide neck bottles, HDPE,without screw caps | 2500 ml white |  | 72 | 1 | 1 | 2.37
9072887 | Wide neck bottles, HDPE,without screw caps | 4000 ml white |  | 72 | 1 | 1 | 4.23
9072893 | Screw caps, 68,5 mm |  |  | 73 | 1 | 1 | 0.68
9072894 | Screw cap, melamine black | for 50ml bottles |  | 73 | 1 | 1 | 0.35
9072895 | Screw cap, PP, black | for 100ml bottles |  | 73 | 1 | 1 | 0.53
9072896 | Screw cap PP black | for 250/300ml bottles |  | 73 | 1 | 1 | 0.63
9072897 | Screw cap PP black | for 500, 750 and 1000ml bottles |  | 73 | 1 | 1 | 0.65
9072898 | Screw cap, PP, black | 80mmØ for bottles 1500-4000ml |  | 73 | 1 | 1 | 1.26
9072899 | Tamper evident screw caps, PP, red | for 50ml bottles 28mm |  | 73 | 1 | 1 | 0.55
9072900 | Tamper evident screw caps, PP, red | for 100ml bottles 32mm |  | 73 | 1 | 1 | 0.6
9072901 | Tamper-evident cap PP | red, for 250/300ml bottles |  | 73 | 1 | 1 | 0.81
9072902 | Tamper evident screw caps, PP, red | for 50-1000ml bottles 54mm |  | 73 | 1 | 1 | 0.93
9072903 | Tamper evident screw caps, PP, red | for 1500-4000ml bottles 80mm |  | 73 | 1 | 1 | 1.84
9072904 | Tamper-evident cap PP, blue | 28mmØ for 50ml flasks |  | 73 | 1 | 1 | 0.4
9072905 | Degassing cap, PP | red, with cone seal, originality ring | and degassing diaphragm | 84 | 1 | 1 | 2.44
9072914 | Square bottles,without screw cap,PVC | cap. 250 ml,diam. 20 mm |  | 86 | 1 | 1 | 1.51
9072915 | Screw cap, white PP | with washbottle set |  | 86 | 1 | 1 | 0.4
9072919 | Square bottles,without screw cap,PVC | cap. 500 ml,diam. 20 mm |  | 86 | 1 | 1 | 2.39
9072924 | Square bottles,without screw cap,PVC | cap. 1000 ml,diam. 20 mm |  | 86 | 1 | 1 | 3.6
9072929 | Screw cap, melamine white | for bottles 250/500/1000ml |  | 86 | 1 | 1 | 0.43
9072932 | Wide mouth containers 2,3l, HDPE, natural | square shape, handle, without cap 9.072.893 |  | 74 | 1 | 1 | Refer to Cope
9072934 | HDPE wide mouth containers | 4,4l with screw cap, square shape |  | 74 | 1 | 1 | 13
9072943 | Square bottles 25 ml, wide neck, PE | with cap PP, graduated |  | 75 | 1 | 1 | See Cope Price List BR790-15
9072944 | Square bottles 50 ml, wide neck, PE | with cap PP, graduated |  | 75 | 1 | 1 | See Cope Price List BR790-20
9072945 | Square bottles 100 ml, wide neck, PE | with cap PP, graduated |  | 75 | 1 | 1 | See Cope Price List BR790-30
9072946 | Square bottles 250 ml, wide neck, PE | with cap PP, graduated |  | 75 | 1 | 1 | See Cope Price List BR790-42
9072947 | Square bottles 500 ml, wide neck, PE | with cap PP, graduated |  | 75 | 1 | 1 | See Cope Price List BR790-50
9072948 | Square bottles 1000 ml, wide neck, PE | with cap PP, graduated |  | 75 | 1 | 1 | See Cope Price List BR790-80
9072949 | Square bottles 2000 ml, wide neck, PE | with cap PP, graduated |  | 75 | 1 | 1 | See Cope Price List BR790-90
9072950 | Wide mouth bottle 50ml, PE | graduated, with closure PP |  | 75 | 1 | 1 | 0.43
9072951 | Wide mouth bottle 100ml, PE | graduated, with closure PP |  | 75 | 1 | 1 | 0.45
9072952 | Wide mouth bottle 250ml PE | graduated, with closure PP |  | 75 | 1 | 1 | 0.58
9072953 | Wide mouth bottle 500ml PE | graduated, with closure PP |  | 75 | 1 | 1 | 0.73
9072954 | Wide mouth bottle 1000ml PE | graduated, with closure PP |  | 75 | 1 | 1 | 1.26
9072955 | Wide mouth bottle 2000ml PE | graduated, with closure PP |  | 75 | 1 | 1 | 2.27
9072965 | Wide neck bottle,autoclavable,PP,without screw cap | cap. 100 ml,graduated |  | 70 | 1 | 1 | 1.39
9072966 | Wide neck bottle,autoclavable,PP,without screw cap | cap. 250 ml,graduated |  | 70 | 1 | 1 | 1.91
9072967 | Wide neck bottle,autoclavable,PP,without screw cap | cap. 500 ml,graduated |  | 70 | 1 | 1 | 3.07
9072968 | Wide neck bottle,autoclavable,PP,without screw cap | cap. 1000 ml,graduated |  | 70 | 1 | 1 | 4.71
9072970 | Screw caps for bottles 100 ml |  |  | 70 | 1 | 1 | 0.5
9072971 | Screw caps for bottles 250 ml |  |  | 71 | 1 | 1 | 0.55
9072972 | Screw caps for bottles 500 ml |  |  | 71 | 1 | 1 | 0.88
9072973 | Screw caps for bottles 1000 ml |  |  | 70 | 1 | 1 | 1.51
9072974 | Wide mouth bottle 50ml PE | graduated, with closure GL 32 |  | 75 | 1 | 1 | 1.21
9072975 | Wide mouth bottle 100ml PE | graduated, with closure GL 32 |  | 75 | 1 | 1 | 1.26
9072976 | Wide mouth bottle 250ml PE | graduated, with closure GL 45 |  | 75 | 1 | 1 | 1.74
9072977 | Wide mouth bottle 500ml PE | graduated, with closure GL 45 |  | 75 | 1 | 1 | 1.94
9072978 | Wide mouth bottle 1000ml PE | graduated, with closure GL 63 |  | 75 | 1 | 1 | 3.48
9072979 | Wide mouth bottle 2000ml PE | graduated, with closure GL 63 |  | 75 | 1 | 1 | 5.39
9072981 | Wide neck bottles,PE,without screw cap | pls see 9.072 778 |  | 69 | 1 | 1 | 0.58
9072982 | Wide mouth bottles,PE,without screw cap | pls see 9.072 778 |  | 69 | 1 | 1 | 0.78
9072983 | Wide mouth bottles,PE,without screw cap | pls see 9.072 779 |  | 69 | 1 | 1 | 1.16
9072984 | Wide neck bottles,PE,without screw cap | pls see 9.072 779 |  | 69 | 1 | 1 | 0.93
9072985 | Wide mouth bottles 300ml PE | natural, without cap, pls see 9.072 779 |  | 69 | 1 | 1 | 1.46
9072986 | Wide neck bottles,PE,without screw cap | cap., pls see 9.072 781 |  | 69 | 1 | 1 | 1.79
9072987 | Wide mouth bottles PE | 750ml without cap, | pls see 9.072 781 | 69 | 1 | 1 | 2.82
9072988 | Wide neck bottles,PE,without screw cap | pls see 9.072 782 |  | 69 | 1 | 1 | 2.95
9072989 | Wide mouth bottles 1500ml, PE | natural,without screw cap | pls see 9.072 782 | 69 | 1 | 1 | 4.48
9072990 | Wide neck bottles,PE,without screw cap | pls see 9.072 782 |  | 69 | 1 | 1 | 4.74
9073030 | Wide mouth bottle 50ml PP | graduated, with closure GL 32 | autoclavable | 75 | 1 | 1 | 1.13
9073031 | Wide mouth bottle 100ml PP | graduated, with closure GL 32 | autoclavable | 75 | 1 | 1 | 1.23
9073032 | Wide mouth bottle 250ml PP | graduated, with closure GL 45 | autoclavable | 75 | 1 | 1 | 1.74
9073033 | Wide mouth bottle 500ml PP | graduated, with closure GL 45 | autoclavable | 75 | 1 | 1 | 1.94
9073034 | Wide mouth bottle 1000ml PP | graduated, with closure GL 63 | autoclavable | 75 | 1 | 1 | 3.48
9073035 | Wide mouth bottle 2000ml PP | graduated, with closure GL 63 | autoclavable | 75 | 1 | 1 | 5.47
9073036 | Wide neck containers,PE-HD,with screw cap | cap. 5 ltr |  | 74 | 1 | 1 | 17.1
9073042 | Wide neck containers,PE-HD,with screw cap | cap. 10 ltrs |  | 74 | 1 | 1 | 34.19
9073050 | Square wide neck containers,hard PVC,clear | cap. 50 ml |  | 74 | 1 | 1 | 0.48
9073051 | Square wide neck containers,hard PVC,clear | cap. 100 ml |  | 74 | 1 | 1 | 0.55
9073052 | Square wide neck containers,hard PVC,clear | cap. 200 ml |  | 74 | 1 | 1 | 0.91
9073053 | Square wide neck containers,hard PVC,clear | cap. 300 ml |  | 74 | 1 | 1 | 1.08
9073054 | Square wide neck containers,hard PVC,clear | cap. 500 ml |  | 74 | 1 | 1 | 1.31
9073055 | Square wide neck containers,hard PVC,clear | cap. 750 ml |  | 74 | 1 | 1 | 1.64
9073056 | Square wide neck containers,hard PVC,clear | 1000 ml |  | 74 | 1 | 1 | Refer to Cope
9073057 | Square wide neck containers,hard PVC,clear | cap. 2000 ml |  | 74 | 1 | 1 | 3.45
9073060 | Square wide neck containers,hard PVC,amber | cap. 50 ml |  | 74 | 1 | 1 | 0.55
9073061 | Square wide neck containers,hard PVC,amber | cap. 100 ml |  | 74 | 1 | 1 | 0.55
9073062 | Square wide neck containers,hard PVC,amber | cap. 200 ml |  | 74 | 1 | 1 | 0.96
9073063 | Square wide neck containers,hard PVC,amber | cap. 300 ml |  | 74 | 1 | 1 | 1.26
9073064 | Square wide neck containers,hard PVC,amber | cap. 500 ml |  | 74 | 1 | 1 | 1.36
9073065 | Square wide neck containers,hard PVC,amber | cap. 750 ml |  | 74 | 1 | 1 | 1.91
9073066 | Square wide neck containers,hard PVC,amber | cap. 1000 ml |  | 74 | 1 | 1 | 1.96
9073067 | Square wide neck containers,hard PVC,amber | cap. 2000 ml |  | 74 | 1 | 1 | 3.98
9073070 | Screw cap, 23 mm |  |  | 71 | 1 | 1 | 0.28
9073071 | Screw cap, 31 mm |  |  | 45 | 1 | 1 | 0.35
9073072 | Screw cap, 41 mm |  |  | 45 | 1 | 1 | 0.2
9073073 | Screw cap, 54 mm |  |  | 45 | 1 | 1 | 0.71
9073074 | Screw cap, 69 mm |  |  | 45 | 1 | 1 | 0.91
9073075 | Screw cap, 69 mm |  |  | 71 | 1 | 1 | 0.96
9073300 | Dropping bottle, FEP,cap. 30 ml |  |  | 1114 | 1 | 1 | Refer to Cope
9073310 | Dropping bottle, PE, with dropper tip can | cap. 10 ml |  | 91 | 1 | 1 | 0.38
9073311 | Dropping bottle, PE, without dropper tip can | cap. 25 ml |  | 91 | 1 | 1 | 0.53
9073312 | Dropping bottle, PE, without dropper tip can | cap. 50 ml |  | 91 | 1 | 1 | 0.65
9073313 | Closure, HDPE | dropper screwed | for 9.073 310 - 9.073 312 | 91 | 1 | 1 | 0.35
9073314 | Dropper cap with delivery tip | 9 mm |  | 81 | 1 | 1 | 0.3
9073315 | Dropper cap with delivery tip | 13 mm |  | 81 | 1 | 1 | 0.33
9073318 | Dropper cap with delivery tip | 19 mm |  | 81 | 1 | 1 | 0.48
9073319 | Cap for narrowl-neck bottles LDPE | with nozzle, natural for 1 or 2Ltr.flask |  | 81 | 1 | 1 | 0.53
9073320 | Small captive cap, red PVC | will be delivered by ordering article | 9073314, 315, 318, 319 | 81 | 1 | 1 | 0.08
9073321 | Screw cap, black, melamine | for 100 ml bottles |  | 86 | 1 | 1 | 0.3
9073322 | Plastic cap, melamine, black | for bottles 250/500/1000ml |  | 86 | 1 | 1 | 0.43
9073344 | HDPE-medium neck bottles | 100ml, round, with screw cap |  | 71 | 1 | 1 | 0.93
9073345 | HDPE-medium neck bottles | 250ml, round, with screw cap |  | 71 | 1 | 1 | 1.39
9073346 | Medium neck bottles HDPE | 500ml round with closure |  | 71 | 1 | 1 | 2.29
9073347 | Medium neck bottles PE-HD | 1000ml round with screw cap |  | 71 | 1 | 1 | 3.58
9073348 | PP-screw caps, natural | for series 307, 100ml |  | 71 | 1 | 1 | 0.35
9073349 | PP-screw caps, natural | for series 307, 250ml |  | 71 | 1 | 1 | 0.4
9073355 | Wide mouth washbottles PE-LD | Acetone 250ml red |  | 89 | 1 | 1 | 5.11
9073356 | Wide mouth washbottles, LDPE | Aceton 500ml red |  | 89 | 1 | 1 | 6.57
9073357 | Wide mouth washbottles PE-LD | 250ml Ethanol green |  | 89 | 1 | 1 | 5.11
9073358 | Wide mouth washbottles PELD | Ethanol 500ml |  | 89 | 1 | 1 | 6.57
9073359 | Wide mouth washbottles PE-LD | Isopropanol 250ml yellow |  | 89 | 1 | 1 | 5.11
9073360 | Wide mouth wash bottles LDPE | isopropanol 500ml yellow |  | 89 | 1 | 1 | 6.57
9073361 | Wide mouth wash-bottles, LDPE | orange, methanol 250ml |  | 89 | 1 | 1 | 5.11
9073362 | Wide mouth washbottles LDPE | Methanol 500ml orange |  | 89 | 1 | 1 | 6.57
9073363 | Wide mouth wash bottles LDPE | 250ml, distilled water, blue |  | 89 | 1 | 1 | 5.11
9073364 | Wide mouth washbottles PE-LD | destillied water 500ml blue |  | 89 | 1 | 1 | 6.57
9073365 | Square-shouldered bottles, round | 50ml, PE-LD without closure |  | 81 | 1 | 1 | 0.76
9073366 | Sqare-shouldered bottles series 302 | without closure, 100ml |  | 81 | 1 | 1 | 0.96
9073368 | Square shouldered bottles | 250ml LDPE without closure |  | 81 | 1 | 1 | #N/A
9073369 | Square shouldered bottles | 500ml without closure LDPE round shape |  | 81 | 1 | 1 | 2.82
9073370 | Square-shouldered bottles, series 302 | PE-LD 1000ml round without closure |  | 81 | 1 | 1 | 4.03
9073373 | UN-Narrow mouth reagent bottle 500 ml | natural, HDPE, without closure |  | 82 | 1 | 1 | 1.13
9073374 | UN-Narrow mouth reagent bottle 1000 ml | natural, HDPE, without closure |  | 82 | 1 | 1 | 1.56
9073375 | UN-Narrow mouth reagent bottle 2500 ml | natural, HDPE, without closure |  | 82 | 1 | 1 | 3.32
9073376 | UN-Narrow mouth reagent bottle 500 ml | black, HDPE, without closure |  | 82 | 1 | 1 | 3.22
9073377 | UN-Narrow mouth reagent bottle 1000 ml | black, HDPE, without closure |  | 82 | 1 | 1 | 1.89
9073378 | UN-Narrow mouth reagent bottle 2500 ml | black, HDPE, without closure |  | 82 | 1 | 1 | 3.98
9073379 | Light-cup, black, PP | PTFE cup-shaped liner, | tamper-evident ring, | 83 | 1 | 1 | 1.61
9073380 | Bell cap, black, PP | PTFE cup-shaped liner, | red PP tamper-evident ring, | 83 | 1 | 1 | 2.54
9073381 | Bell cap, red, PP | PTFE cup-shaped liner, | red PP tamper-evident ring, | 83 | 1 | 1 | 4.11
9073385 | HDPE-wide mouth bottles 250ml | natural, square shape | without closure 9.072.779 | 71 | 1 | 1 | 1.81
9073386 | HDPE-wide mouth bottles 500ml | natural, square shape | without closure 9.072.779 | 71 | 1 | 1 | 2.37
9073387 | HDPE-wide mouth bottles 1000ml | natural, square shape | without closure 9.072.781 | 71 | 1 | 1 | 3.27
9073388 | Wide mouth jars 100ml, HDPE | round, natural without cap 9.073.071 |  | 45 | 1 | 1 | 1.06
9073389 | Storage jars, round HDPE | 250ml without lid |  | 45 | 1 | 1 | 1.64
9073390 | Wide mouth bottles 500 ml | HDPE round, natural without lid |  | 45 | 1 | 1 | 1.89
9073391 | Storage jars, HDPE round | 750ml, natural without lid |  | 45 | 1 | 1 | 2.57
9073392 | Storage jars HDPE, round | 1000ml without lid |  | 45 | 1 | 1 | 2.67
9073393 | Storage jars 1500ml HDPE | round, without lid, natural |  | 45 | 1 | 1 | 3.55
9073394 | Storage jars PE-HD | 2000ml, round without lid |  | 45 | 1 | 1 | 4.68
9073395 | PETG wide mouth containers, series 310 | 50ml crystal clear without screw cap |  | 73 | 1 | 1 | 0.76
9073396 | Wide mouth container PETG crystal clear | 100ml without screw cap |  | 73 | 1 | 1 | 0.76
9073397 | Wide mouth containers, clear | 200ml, square shape, without closure |  | 73 | 1 | 1 | 1.41
9073398 | PETG wide mouth container 500ml | crystal clear without closure |  | 73 | 1 | 1 | 1.84
9073399 | Wide mouth containers, PETG without closure | 1000ml crystal clear |  | 73 | 1 | 1 | 2.67
9073400 | Wide mouth containers, square shape | 2000ml clear, without colusres |  | 73 | 1 | 1 | 5.21
9073456 | Narrow-neck bottle ClearGrip 100 ml | PP, high transparent, | closure see 9.073 480 | 83 | 1 | 1 | 0.81
9073457 | Narrow-neck bottle ClearGrip 250 ml | PP, high transparent, | closure see 9.073 480 | 83 | 1 | 1 | 1.16
9073458 | Narrow-neck bottle ClearGrip 500 ml | PP, high transparent, | closure see 9.073 481 | 83 | 1 | 1 | 1.81
9073459 | Narrow-neck bottle ClearGrip 1000 ml | PP, high transparent, | closure see 9.073 481 | 83 | 1 | 1 | 2.62
9073464 | Funnel 50 mm, HDPE | drain 3 mm, nature |  | 95 | 1 | 1 | 0.78
9073465 | Funnels, 60 mm, HDPE, stem 8 mm |  |  | 95 | 1 | 1 | 0.83
9073466 | Funnel 80 mm, HDPE | drain 11 mm, nature |  | 95 | 1 | 1 | 0.96
9073467 | Funnels 100 mm, HDPE | stem 12 mm, natural |  | 95 | 1 | 1 | 1.08
9073468 | Funnel 120 mm, HDPE | drain 12 mm, nature |  | 95 | 1 | 1 | 1.36
9073469 | Funnels 164mmØ | HDPE |  | 95 | 1 | 1 | 2.34
9073470 | Funnel 208 mm, HDPE | drain 20 mm, nature | with phosphorbronze-sieve, 50 mm Ø | 95 | 10 | 1 | 6.17
9073480 | Closure PP, white | with PTFE-insert and originality ring, | for bottles 100 - 250 ml | 72 | 1 | 1 | 0.98
9073481 | Closure PP, white | with PTFE-insert and originality ring, | for bottles 500 - 1000 ml | 72 | 1 | 1 | 1.13
9073500 | LLG-Narrow-neck bottle 50 ml | round, LDPE, nature, | with closure, pack of 50 | 81 | 1 | 1 | 23.88
9073501 | LLG-Narrow-neck bottle 100 ml | round, LDPE, natural, | with closure, pack of 20 | 81 | 1 | 1 | 10.18
9073502 | LLG-Narrow-neck bottle 250 ml | round, LDPE, natural, | with closure, pack of 10 | 81 | 1 | 1 | 7.98
9073503 | LLG-Narrow-neck bottle 500 ml | round, LDPE, natural, | with closure, pack of 10 | 81 | 1 | 1 | 12.87
9073504 | LLG-Narrow-neck bottle 1000 ml | round, LDPE, natural, | with closure, pack of 4 | 81 | 1 | 1 | 8.21
9073505 | LLG-Narrow-neck bottle 2000 ml | round, LDPE, natural, | with closure | 81 | 1 | 1 | 3.73
9073510 | LLG-Wide-neck bottle 50 ml | round, LDPE, natural, | with closure, pack of 50 | 69 | 1 | 1 | 23.36
9073511 | LLG-Wide-neck bottle 100 ml | round, LDPE, natural, | with closure, pack of 20 | 69 | 1 | 1 | 13.55
9073512 | LLG-Wide-neck bottle 250 ml | round, LDPE, natural, | with closure, pack of 10 | 69 | 1 | 1 | 8.69
9073513 | LLG-Wide-neck bottle 500 ml | round, LDPE, natural, | with closure, pack of 10 | 69 | 1 | 1 | 15.67
9073514 | LLG-Wide-neck bottle 1000 ml | round, LDPE, natural, | with closure, pack of 4 | 69 | 1 | 1 | 10.33
9073515 | LLG-Wide-neck bottle 1500 ml | round, LDPE, natural, | with closure, pack of 4 | 69 | 1 | 1 | 14.78
9073516 | LLG-Wide-neck bottle 2000 ml | round, LDPE, natural, | with closure | 69 | 1 | 1 | 3.98
9073517 | Round bottle 250 ml "VarioPack Dual" | with PA barrier layer, white, | closure 9.073 520 | 82 | 1 | 1 | 2.17
9073518 | Round bottle 500 ml "VarioPack Dual" | with PA barrier layer, white, | closure 9.073 520 | 82 | 1 | 1 | 2.97
9073519 | Round bottle 1000 ml "VarioPack Dual" | with PA barrier layer, white, | closure 9.073 520 | 82 | 1 | 1 | 5.31
9073520 | Screw caps for VarioPack | for 250-1000 ml, PP, white |  | 82 | 1 | 1 | 1.08
9073681 | LDPE wide mouth bottles | 50ml brown without 9.073.778 closure |  | 70 | 1 | 1 | 0.98
9073682 | Wide neck bottles, 100 ml, LDPE | amber, without closure 9073778 |  | 70 | 1 | 1 | 1.33
9073684 | LDPE wide-necked bottle 250 ml | brown without cap | cap-Nr. 9073779 | 70 | 1 | 1 | 1.81
9073686 | Wide mouth bottle 500ml LDPE | brown, without closure 9.073.781 |  | 70 | 1 | 1 | 3.05
9073688 | LDPE wide mouth bottles | 1000 ml, amber without cap 9073782 |  | 70 | 1 | 1 | 4.96
9073740 | narrow neck bottles,PFA,with screw closure | cap. 50 ml |  | 1114 | 1 | 1 | 57.82
9073741 | Wide neck bottles,PFA,with screw closure | cap. 500 ml |  | 1115 | 1 | 1 | 131.86
9073742 | Wide neck bottles,PFA,with screw closure | cap. 250 ml |  | 1115 | 1 | 1 | 105.62
9073743 | Wide neck bottles,PFA,with screw closure | cap. 1000 ml |  | 1115 | 1 | 1 | 181.89
9073778 | Screw cap LDPE, brown | for 50 and 100ml wide |  | 70 | 1 | 1 | 0.45
9073779 | LDPE screw-type cap brown for WH bottle 250 ml |  |  | 70 | 1 | 1 | 0.58
9073781 | Bell cap PP black | ring red |  | 70 | 1 | 1 | 0.91
9073782 | Screw caps, brown, LDPE | for 1000 ml wide mouth bottles, series 303 |  | 70 | 1 | 1 | 1.54
9074051 | Wide mouth containers, square shape | PVC 100ml, clear without closure 9.074.071 |  | 73 | 1 | 1 | 0.68
9074052 | Wide mouth containers, square shape | PVC 200ml, clear without closure 9.074.072 |  | 73 | 1 | 1 | 1.13
9074053 | PVC wide mouth containers, 300 ml, clear | square shape, without cap 9074072 |  | 73 | 1 | 1 | 1.33
9074054 | Wide mouth containers, square shape | PVC 500ml, clear without closure 9.074.073 |  | 73 | 1 | 1 | 1.31
9074061 | PVC wide mouth containers | 100ml brown square shape without closures | No. 9.074.071 | 73 | 1 | 1 | 0.68
9074062 | Wide mouth containers, 200 ml | PVC, amber, square shape | without closure 9074072 | 73 | 1 | 1 | 1.18
9074063 | Wide mouth containers PVC square shape | 300ml brown without closure 9.074.072 |  | 73 | 1 | 1 | 1.39
9074064 | Wide mouth containers PVC square shape | 500ml brown without closure 9.074.073 |  | 73 | 1 | 1 | 1.36
9074071 | Tamper-evident caps, black | for 100ml wide mouth containers |  | 71 | 1 | 1 | 0.5
9074072 | Tamper-evident caps PP | for containers 200+300ml |  | 71 | 1 | 1 | 0.55
9074073 | Tamper-evident caps PP, black | for containers 500ml |  | 71 | 1 | 1 | 0.78
9100030 | Cryo-Babies 24x13mm | white, pack of 1000 pcs./roll |  | 157 | 1 | 1 | 47.02
9100031 | Cryo-Babies 33x13mm | white pack of 1000 pcs./roll |  | 157 | 1 | 1 | 47.02
9100032 | Cryo-Tags 38x13mm | white, pack of 1000 pcs./roll |  | 157 | 1 | 1 | 47.02
9100033 | Laser-Cryo-Babies 33x13mm | white, pack of 1700 (20x85) |  | 157 | 1 | 1 | 94.03
9100040 | Tough-Tags 33x13mm | white, pack of 1000 pcs./roll |  | 158 | 1 | 1 | 39.19
9100041 | Tough-Tags 33x13mm | blue, pack of 1000 pcs./roll |  | 158 | 1 | 1 | 54.47
9100042 | Tough-Tags 33x13mm | green, pack of 1000 pcs./roll |  | 158 | 1 | 1 | 54.47
9100043 | Tough-Tags 33x13mm | red, pack of 1000 pcs./roll |  | 158 | 1 | 1 | 54.47
9100044 | Tough-Tags 33x13mm | yellow, pack of 1000 pcs./roll |  | 158 | 1 | 1 | 59.88
9100045 | Tough-Tags 24x13mm | white, pack of 1000 pcs./roll |  | 158 | 1 | 1 | 43.09
9100046 | Tough-Tags 24x13mm | blue, pack of 1000 pcs./roll |  | 158 | 1 | 1 | 47.02
9100047 | Tough-Tags 24x13mm | green, pack of 1000 pcs./roll |  | 158 | 1 | 1 | 47.02
9100048 | Tough-Tags 24x13mm | red, pack of 1000 pcs./roll |  | 158 | 1 | 1 | 47.02
9100049 | Tough-Tags 24x13mm | yellow, pack of 1000 pcs./roll |  | 158 | 1 | 1 | 43.89
9100050 | Tough-Tags 38x6mm | white, for microtiter plates, | pack of 1000 pcs./roll | 158 | 1 | 1 | 47.02
9100051 | Tough-Tags 21x7mm | white, for PCR vials, | pack of 1500 pcs./roll | 158 | 1 | 1 | 43.89
9100052 | Tough-Tags 38x19mm | white, for test tubes, | pack of 1000 pcs./roll | 158 | 1 | 1 | 73.65
9100060 | Tough-Tags® Station | blue, 280x120x89mm |  | 158 | 1 | 1 | 96
9102204 | Bottle carriers,PE-coated wire, for 4 x 2000 ml | 130x110 mm |  | 47 | 1 | 1 | 67.79
9102206 | Bottle carriers,PE-coated wire,6 openings | 130x110 mm |  | 47 | 1 | 1 | 80.58
9102208 | Bottle carriers,PE-coated wire,for 8 x 1000 ml | 130x110 mm |  | 47 | 1 | 1 | 110.57
9102210 | Bottle carriers,PE-coated wire,for 10 x 1000 ml | 130x110 mm |  | 47 | 1 | 1 | 122.24
9102214 | Bottle carriers,PE-coated wire,for 4 x 500 ml | 100x100 mm |  | 47 | 1 | 1 | 60.2
9102216 | Bottle carriers,PE-coated wire,for 6 x 500 ml | 100x100 mm |  | 47 | 1 | 1 | 75.83
9102218 | Bottle carriers,PE-coated wire,for 8 x 500 ml | 100x100 mm |  | 47 | 1 | 1 | 95.9
9102220 | Bottle carriers,PE-coated wire,for 10 x 500 ml | 100x100 mm |  | 47 | 1 | 1 | 106.13
9102224 | Bottle carriers,PE-coated wire,for 4 x 250 ml | 80x80 mm |  | 47 | 1 | 1 | 57.22
9102226 | Bottle carriers,PE-coated wire,for 6 x 250 ml | 80x80 mm |  | 47 | 1 | 1 | 62.17
9102228 | Bottle carriers,PE-coated wire,for 8 x 250 ml | 80x80 mm |  | 47 | 1 | 1 | 75.96
9102230 | Bottle carriers,PE-coated wire,for 10 x 250 ml | 80x80 mm |  | 47 | 1 | 1 | 66.03
9102232 | Bottle carriers,PE-coated wire,for 12 x 250 ml | 80x80 mm |  | 47 | 1 | 1 | 112
9102321 | Safety bottle carrier | for 4 bottles per 1000ml |  | 47 | 1 | 1 | 46.95
9102322 | Safety bottle carriers,plastic coated wire, | for 2 x 2500 ml |  | 47 | 1 | 1 | 42
9102420 | Narrow neck bottles,PFA,with screw cap,cap.100 ml |  |  | 1114 | 1 | 1 | 87.94
9102422 | Narrow neck bottles,PFA,with screw cap,cap.250 ml |  |  | 1114 | 1 | 1 | 101.63
9102424 | Narrow neck bottles,PFA,with screw cap,cap.500 ml |  |  | 1114 | 1 | 1 | 126.86
9102426 | Narrow neck bottles,PFA,with screw cap,cap.1000 ml |  |  | 1114 | 1 | 1 | 174.62
9102430 | Narrow neck bottles,PFA,with screw cap,cap.2000 ml |  |  | 1115 | 1 | 1 | 342.49
9102958 | Bottle 30ml, PETG, square, | with HDPE lid, sterile, certified | on purity and particle rate, pack of 6 | 1230 | 1 | 1 | Refer to Cope
9102959 | Bottle 60ml, PETG, square | with HDPE lid, sterile, certified | on purity and particle rate, pack of 6 | 1230 | 1 | 1 | Refer to Cope
9102960 | Bottle 125ml, PETG, square, | with HDPE lid, sterile, certified | on purity and particle rate, pack of 6 | 1230 | 1 | 1 | Refer to Cope
9102961 | Bottle 250ml, PETG, square, | with HDPE lid, sterile, certified, | on purity and particle rate, pack of 6 | 1230 | 1 | 1 | Refer to Cope
9102962 | Bottle 500ml, PETG, square, | with HDPE lid, sterile, certified | on purity and particle rate, pack of 4 | 1230 | 1 | 1 | Refer to Cope
9102963 | Bottle 1000ml, PETG, square, | with HDPE lid, sterile, certified | on purity and particle rate, pack of 4 | 1230 | 1 | 1 | Refer to Cope
9102964 | Bottle 2000ml, PETG | square, with HDPE lid, sterile, | certified on purity and particle rate | 1230 | 1 | 1 | Refer to Cope
9102970 | InVitro Biotainer® bottle 500ml | PETG, PP screw-cap with PE-insert, | sterile, pack of 5 | 1231 | 1 | 1 | Refer to Cope
9102972 | InVitro Biotainer® Bottle 125ml | PETG, PP screw-cap with PE-insert, | sterile, pack of 5 | 1231 | 1 | 1 | Refer to Cope
9102974 | InVitro Biotainer® bottle 1000ml | PETG, PP screw-cap with PE insert, | sterile, pack of 35 | 1231 | 1 | 1 | Refer to Cope
9102977 | InVitro Biotainer® bottle 2000ml | PETG, PP screw-caps with PE insert, | sterile, pack of 20 | 1231 | 1 | 1 | Refer to Cope
9102984 | InVitro Biotainer® Bottle 5000ml | PETG, PP screw-cap with | PE insert, sterile, PE handle | 1231 | 1 | 1 | Refer to Cope
9103011 | Narrow neck bottle, FEP, with screw cap | cap. 30 ml |  | 1114 | 1 | 1 | Refer to Cope
9103012 | Narrow neck bottle, PFE, with screw cap | cap. 60 ml |  | 1114 | 1 | 1 | Refer to Cope
9103013 | Narrow neck bottle, FEP, with screw cap | cap. 125 ml |  | 1114 | 1 | 1 | Refer to Cope
9103014 | Narrow neck bottle, FEP, with screw cap | cap. 250 ml |  | 1114 | 1 | 1 | Refer to Cope
9103015 | Narrow neck bottle, FEP, with screw cap | cap. 500 ml |  | 1114 | 1 | 1 | Refer to Cope
9103016 | Narrow neck bottle, FEP, with screw cap | cap. 1000 ml |  | 1114 | 1 | 1 | Refer to Cope
9103017 | Narrow neck bottle, FEP, with screw cap | cap. 2000 ml |  | 1114 | 1 | 1 | Refer to Cope
9103035 | Narrow-neck bottle Economy PPCO 30 ml |  |  | 84 | 1 | 1 | Refer to Cope
9103036 | Narrow-neck bottle Economy PPCO 60 ml |  |  | 84 | 1 | 1 | Refer to Cope
9103037 | Narrow-neck bottle Economy PPCO 125 ml |  |  | 84 | 1 | 1 | Refer to Cope
9103038 | Narrow-neck bottle Economy PPCO 250 ml |  |  | 84 | 1 | 1 | Refer to Cope
9103039 | Narrow-neck bottle Economy PPCO 500 ml |  |  | 84 | 1 | 1 | Refer to Cope
9103040 | Narrow-neck bottle Economy PPCO 1000 ml |  |  | 84 | 1 | 1 | Refer to Cope
9103077 | Square bottles,PC,with screw cap,cap. 2000 ml |  |  | 87 | 1 | 1 | See Cope Price List BR626-85
9103121 | Culture media bottles 30ml | pack of 24 PETG sterile |  | 1230 | 1 | 1 | See Cope Price List BR632-17
9103122 | Culture media bottles 60ml | pack of 24 PETG sterile |  | 1230 | 1 | 1 | See Cope Price List BR632-20
9103123 | Culture media bottles 125ml | pack of 24 PETG sterile |  | 1230 | 1 | 1 | See Cope Price List BR632-23
9103124 | Cultura media bottles 250ml | pack of 24 PETG sterile |  | 1230 | 1 | 1 | See Cope Price List BR632-28
9103125 | Culture media bottles 500ml | pack of 12 PETG sterile |  | 1230 | 1 | 1 | See Cope Price List BR632-34
9103126 | Culture media bottles 1000ml | pack of 12 PETG sterile |  | 1230 | 1 | 1 | See Cope Price List BR632-37
9103127 | Culture media bottles 2000ml | pack of 6 PETG sterile |  | 1230 | 1 | 1 | See Cope Price List BR632-40
9103136 | PET wide mouth bottles | pack of 10, 100ml transparent |  | 45 | 1 | 1 | 12.85
9103137 | PET wide mouth bottles | pack of 10, 250ml transparent |  | 45 | 1 | 1 | 19.19
9103138 | PET wide mouth bottles 500ml | pack of 10, transparent, with closure |  | 45 | 1 | 1 | 22.29
9103140 | PET wide mouth bottles 2000ml | pack of 10, transparent, with closure, | sqare bottle | 45 | 1 | 1 | 68.13
9103148 | PET wide mouth bottles 2500ml | pack of 10, transparent, with closure |  | 45 | 1 | 1 | 73.67
9103149 | PET wide mouth bottles 3000ml | pack of 10, transparent, with closure |  | 45 | 1 | 1 | 77.95
9103200 | Wide-neck bottle RK 250 GT | 250 ml, thread Ø 55 mm, | clear glass, with closure | 69 | 1 | 1 | 5.29
9103201 | Wide-neck bottle RK 500 GT | 500 ml, thread Ø 55 mm, | clear glass, with closure | 69 | 1 | 1 | 7.23
9103202 | Wide-neck bottle RK 1000 GT | 1000 ml, thread Ø 55 mm, | clear glass, with closure | 69 | 1 | 1 | 10.91
9103221 | Wide neck bottles,PE-HD,with screw cap | cap. 30 ml, pack of 12 |  | 74 | 1 | 1 | See Cope Price List BR775-17
9103222 | Wide neck bottles,PE-HD,with screw cap | cap. 60 ml, pack of 12 |  | 74 | 1 | 1 | See Cope Price List BR775-23
9103223 | Wide neck bottles,PE-HD,with screw cap | cap. 125 ml, pack of 12 |  | 74 | 1 | 1 | See Cope Price List BR775-32
9103224 | Wide neck bottles,PE-HD,with screw cap | cap. 250 ml, pack of 12 |  | 74 | 1 | 1 | See Cope Price List BR775-42
9103225 | Wide neck bottles,PE-HD,with screw cap | cap. 500 ml, pack of 12 |  | 74 | 1 | 1 | See Cope Price List BR775-50
9103226 | Wide neck bottles,PE-HD,with screw cap | cap. 1000 ml, pack of 6 |  | 74 | 1 | 1 | See Cope Price List BR775-80
9103227 | Wide-mouth bottles 1500 HDPE | pack of 6 |  | 74 | 1 | 1 | Refer to Cope
9103228 | Wide neck bottles 30 ml, PE-HD | with screw-cap PP, pack of 72 |  | 76 | 1 | 1 | Refer to Cope
9103229 | Wide-neck bottles 60 ml, PE-HD | with screw-cap PP, pack of 72 |  | 76 | 1 | 1 | Refer to Cope
9103230 | Wide-neck bottle 125 ml, PE-HD | with screw-cap PP, pack of 72 |  | 76 | 1 | 1 | Refer to Cope
9103231 | Wide-neck bottles 250 ml, PE-HD | with screw-cap PP, pack of 72 |  | 76 | 1 | 1 | Refer to Cope
9103232 | Wide-neck bottles 500 ml, PE-HD | with screw-cap PP, pack of 72 |  | 76 | 1 | 1 | Refer to Cope
9103233 | Wide-neck bottles 1000 ml, PE-HD | with screw-cap PP, pack of 24 |  | 76 | 1 | 1 | Refer to Cope
9103234 | Wide neck bottles 30 ml, HDPE | amber, pack of 72 |  | 76 | 1 | 1 | Refer to Cope
9103235 | Wide neck bottles 60 ml, HDPE | amber, pack of 72 |  | 76 | 1 | 1 | Refer to Cope
9103236 | Wide neck bottle 125 ml, HDPE | amber, pack of 72 |  | 76 | 1 | 1 | Refer to Cope
9103237 | Wide neck bottles 250 ml, HDPE | amber, pack of 72 |  | 76 | 1 | 1 | Refer to Cope
9103238 | Wide neck bottles 500 ml, HDPE | amber, pack of 48 |  | 76 | 1 | 1 | Refer to Cope
9103239 | Wide neck bottles 1000 ml, HDPE | amber, pack of 24 |  | 76 | 1 | 1 | Refer to Cope
9103240 | Wide-neck bottles, acc.to IP, FLPE 125 ml | pack of 12 |  | 76 | 1 | 1 | Refer to Cope
9103241 | Wide neck bottles, acc.to IP, FLPE 250 ml | pack of 12 |  | 76 | 1 | 1 | Refer to Cope
9103242 | Wide neck bottles, acc.to IP, FLPE 500 ml | pack of 12 |  | 76 | 1 | 1 | Refer to Cope
9103243 | Wide neck bottles, acc.to IP, FLPE 1000 ml | pack of 6 |  | 76 | 1 | 1 | Refer to Cope
9103244 | Wide-neck bottles 125 ml, HDPE | PassPort IP 2, pack of 12 |  | 76 | 1 | 1 | Refer to Cope
9103245 | Wide neck bottles PassPort IP2 | HDPE 250ml, pack of 12 |  | 76 | 1 | 1 | Refer to Cope
9103246 | Wide mouth bottles PassPort IP 2 | HDPE 500ml, pack of 12 |  | 76 | 1 | 1 | Refer to Cope
9103247 | Wide mouth bottles, Passport IP2 | HDPE 1000ml, pack of 6 |  | 76 | 1 | 1 | Refer to Cope
9103248 | Wide neck bottles,PP,with screw cap,cap. 30 ml | pack of 12 |  | 77 | 1 | 1 | Refer to Cope
9103249 | Wide neck bottles,PP,with screw cap,cap. 60 ml | pack of 12 |  | 77 | 1 | 1 | Refer to Cope
9103250 | Wide neck bottles,PP,with screw cap,cap. 125 ml | pack of 12 |  | 77 | 1 | 1 | Refer to Cope
9103251 | Wide neck bottle 250ml,PP,with screw cap | pack of 12 |  | 77 | 1 | 1 | Refer to Cope
9103252 | Wide neck bottles,PP,with screw cap,cap. 500 ml | pack of 12 |  | 77 | 1 | 1 | Refer to Cope
9103253 | Wide neck bottles,PP,with screw cap,cap. 1000 ml | pack of 6 |  | 77 | 1 | 1 | Refer to Cope
9103254 | Wide-neck bottles Economy PPCO 30 ml | pack of 72 |  | 77 | 1 | 1 | Refer to Cope
9103255 | Wide-neck bottles Economy PPCO 60 ml | pack of 72 |  | 77 | 1 | 1 | Refer to Cope
9103256 | Wide-neck bottle Economy PPCO 125 ml | pack of 72 |  | 77 | 1 | 1 | Refer to Cope
9103257 | Wide-neck bottles Economy PPCO 250 ml | pack of 72 |  | 77 | 1 | 1 | Refer to Cope
9103258 | Wide-neck bottles Economy PPCO 500 ml | pack of 48 |  | 77 | 1 | 1 | Refer to Cope
9103259 | Wide-neck bottle Economy PPCO 1000 ml | pack of 24 |  | 77 | 1 | 1 | Refer to Cope
9103279 | Square bottles,PE-HD,with screw cap,cap. 125 ml | pack of 12 |  | 86 | 1 | 1 | Refer to Cope
9103280 | Square bottles,PE-HD,with screw cap,cap. 250 ml | pack of 12 |  | 86 | 1 | 1 | Refer to Cope
9103281 | Square bottles,PE-HD,with screw cap,cap. 500 ml | pack of 12 |  | 86 | 1 | 1 | Refer to Cope
9103282 | Square bottles,PE-HD,with screw cap,cap. 1000 ml | pack of 6 |  | 86 | 1 | 1 | Refer to Cope
9103283 | Square bottles,PE-HD,with screw cap,cap. 2000 ml | pack of 4 |  | 86 | 1 | 1 | Refer to Cope
9103284 | Square bottle PC 30ml grad. | pack of 12 |  | 87 | 1 | 1 | See Cope Price List BR626-17
9103285 | Square bottles,PC,with screw cap,cap. 60 ml | pack of 12 |  | 87 | 1 | 1 | See Cope Price List BR626-23
9103286 | Square bottles,PC,with screw cap,cap. 125 ml | pack of 6 |  | 87 | 1 | 1 | See Cope Price List BR626-30
9103287 | Square bottles,PC,with screw cap,cap. 250 ml | pack of 6 |  | 87 | 1 | 1 | See Cope Price List BR626-35
9103288 | Square bottles,PC,with screw cap,cap. 500 ml | pack of 4 |  | 87 | 1 | 1 | See Cope Price List BR626-50
9103289 | Square bottles,PC,with screw cap,cap. 1000 ml | pack of 4 |  | 87 | 1 | 1 | See Cope Price List BR626-80
9105384 | Minisymbol collecting sheet "Ban sign" | symbol height 20mm, foil, self-adhesive | pack of 20 | 234 | 1 | 1 | 9.6
9105450 | Prohibition-sign "drinking and eating prohibited" | foil, self adhesive, Ø 100mm |  | 234 | 1 | 1 | #N/A
9105451 | Prohibition-sign "drinking and eating prohibited" | foil, self adhesive, Ø 200mm |  | 234 | 1 | 1 | #N/A
9105452 | Prohibition-sign "don't smoke" | foil, self adhesive, Ø 100mm |  | 234 | 1 | 1 | #N/A
9105453 | Prohibition-sign "don't smoke" | foil, self adhesive, Ø 200mm |  | 234 | 1 | 1 | #N/A
9105700 | LLG-GHS 01, exploding bomb | "Warning", languages: DE, UK, FR, 26x37mm, | dispenser box of 250 lables | 234 | 1 | 1 | 8.87
9105701 | LLG-GHS 01, exploding bomb | "Danger", languages: DE, UK, FR, 26x37mm, | dispenser box of 250 labels | 234 | 1 | 1 | 8.87
9105702 | LLG-GHS 02, flame | "Warning", languages: DE, UK, FR, 26x37mm, | dispenser box of 250 labels | 234 | 1 | 1 | 8.87
9105703 | LLG-GHS 02, flame | "Danger", languages: DE, UK, FR, 26x37mm, | dispenser box of 250 labels | 234 | 1 | 1 | 8.87
9105704 | LLG-GHS 03, flame over circle | "Warning", languages: DE, UK, FR, 26x37mm, | dispenser box of 250 labels | 234 | 1 | 1 | 8.87
9105705 | LLG-GHS 03, flame over circle | "Danger", languages: DE, UK, FR, 26x37mm, | dispenser box of 250 labels | 234 | 1 | 1 | 8.87
9105706 | LLG-GHS 04, gas cylinder | "Warning", languages: DE, UK, FR, 26x37mm, | dispenser box of 250 labels | 234 | 1 | 1 | 8.87
9105707 | LLG-GHS 05, corrosive | "Warning", languages: DE, UK, FR, 26x37mm, | dispenser box of 250 labels | 234 | 1 | 1 | 8.87
9105708 | LLG-GHS 05, corrosive | "Danger", languages: DE, UK, FR, 26x37mm, | dispenser box of 250 labels | 234 | 1 | 1 | 8.87
9105709 | LLG-GHS 06, skull and crossbones | "Danger", languages: DE, UK, FR, 26x37mm, | dispenser box of 250 labels | 234 | 1 | 1 | 8.87
9105710 | LLG-GHS 07, exclamation mark | "Warning", languages: DE, UK, FR, 26x37mm, | dispenser box of 250 labels | 234 | 1 | 1 | 8.87
9105711 | LLG-GHS 08, health hazard | "Warning", languages: DE, UK, FR, 26x37mm, | dispenser box of 250 labels | 234 | 1 | 1 | 8.87
9105712 | LLG-GHS 08, health hazard | "Danger", languages: DE, UK, FR, 26x37mm, | dispenser box of 250 labels | 234 | 1 | 1 | 8.87
9105713 | LLG-GHS 09, environment | "Warning", languages: DE, UK, FR, 26x37mm, | dispenser box of 250 labels | 234 | 1 | 1 | 8.87
9105720 | LLG-GHS 01, exploding bomb | "Warning", languages: DE, UK, FR, 37x52mm, | dispenser box of 250 labels | 234 | 1 | 1 | 9.62
9105721 | LLG-GHS 01, exploding bomb | "Danger", languages: DE, UK, FR, 37x52mm, | dispenser box of 250 labels | 234 | 1 | 1 | 9.62
9105722 | LLG-GHS 02, flame | "Warning", languages: DE, UK, FR, 37x52mm, | dispenser box of 250 labels | 234 | 1 | 1 | 9.62
9105723 | LLG-GHS 02, flame | "Danger", languages: DE, UK, FR, 37x52mm, | dispenser box of 250 labels | 234 | 1 | 1 | 9.62
9105724 | LLG-GHS 03, flame over circle | "Warning", languages: DE, UK, FR, 37x52mm, | dispenser box of 250 labels | 234 | 1 | 1 | 9.62
9105725 | LLG-GHS 03, flame over circle | "Danger", languages: DE, UK, FR, 37x52mm, | dispenser box of 250 labels | 234 | 1 | 1 | 9.62
9105726 | LLG-GHS 04, gas cylinder | "Warning", languages: DE, UK, FR; 37x52mm, | dispenser box of 250 labels | 234 | 1 | 1 | 9.62
9105727 | LLG-GHS 05, corrosive | "Warning", languages: DE, UK, FR; 37x52mm, | dispenser box of 250 labels | 234 | 1 | 1 | 9.62
9105728 | LLG-GHS 05, corrosive | "Danger", languages: DE, UK, FR; 37x52mm, | dispenser box of 250 labels | 234 | 1 | 1 | 9.62
9105729 | LLG-GHS 06, skull and crossbones | "Danger", languages: DE, UK, FR; 37x52mm, | dispenser box of 250 labels | 234 | 1 | 1 | 9.62
9105730 | LLG-GHS 07, exclamation mark | "Warning", languages: DE, UK, FR; 37x52mm, | dispenser box of 250 labels | 234 | 1 | 1 | 9.62
9105731 | LLG-GHS 08, health hazard | "Warning", languages: DE, UK, FR; 37x52mm, | dispenser box of 250 labels | 234 | 1 | 1 | 9.62
9105732 | LLG-GHS 08, health hazard | "Danger", languages: DE, UK, FR; 37x52mm, | dispenser box of 250 labels | 234 | 1 | 1 | 9.62
9105733 | LLG-GHS 09, environment | "Warning", languages: DE, UK, FR; 37x52mm, | dispenser box of 250 labels | 234 | 1 | 1 | 9.62
9105740 | LLG-Labels "Biohazard" Ø 9,5mm | for vials and tubes top identification, | 1000 labels per roll, in dispensing box | 234 | 1 | 1 | 24.41
9106013 | Aluminum foil,20 m,300 mm,0.013 mm |  |  | 177 | 1 | 1 | See Cope Price List AL202-05
9106015 | Aluminum foil,10 m,450 mm,0.015 mm |  |  | 177 | 1 | 1 | See Cope Price List AL202-20
9106102 | Aluminium foil 45cm width |  |  | 177 | 1 | 1 | See Cope Price List AL202-25
9106103 | Aluminum foil,100 m,300 mm,0.013 mm |  |  | 177 | 1 | 1 | See Cope Price List AL202-10
9106104 | Aluminum foil,150m x 450mm | 15 µm |  | 177 | 1 | 1 | See Cope Price List AL202-30
9106105 | Aluminum foil,100 m,500 mm,0.030 |  |  | 177 | 1 | 1 | See Cope Price List AL202-40
9106106 | Aluminium foil 10 m x 30 cm | 15 µm thickness |  | 177 | 1 | 1 | See Cope Price List AL202-15
9106107 | Aluminium foil 10 m x 30 cm | 30 µm thickness |  | 177 | 1 | 1 | See Cope Price List AL202-35
9106205 | Aluminum foil,200 m,500 mm,0.050 mm |  |  | 177 | 1 | 1 | See Cope Price List AL202-45
9106208 | Round aluminum disks,0.03 mm,diam. 80 mm | pack of 1000 |  | 177 | 1 | 1 | 60.62
9106210 | Round aluminum disks,0.03 mm,diam. 100 mm | pack of 1000 |  | 177 | 1 | 1 | 77.72
9106212 | Round aluminum disks,0.03 mm,diam. 120 mm | pack of 1000 |  | 177 | 1 | 1 | 95.31
9106213 | Round aluminum disks,0.03 mm,diam. 130 mm | pack of 1000 |  | 177 | 1 | 1 | 103.39
9106215 | Round aluminum disks,0.03 mm,diam. 150 mm | pack of 1000 |  | 177 | 1 | 1 | 117.07
9106240 | Aluminum dishes,cap. 28 ml,top diam. 64 mm | pack of 100 |  | 177 | 1 | 1 | 11.64
9106241 | Aluminum dishes,cap. 110 ml,top diam. 80 mm | pack of 100 |  | 177 | 1 | 1 | 15.94
9106242 | Aluminum dishes,cap. 110 ml,top diam. 99 mm | pack of 100 |  | 177 | 1 | 1 | 15.54
9106261 | Aluminum dishes,cap. 125 ml,top diam. 96 mm | pack of 100 |  | 177 | 1 | 1 | 20.65
9106263 | Aluminum dishes,cap. 280 ml,top diam. 114 mm | pack of 100 |  | 177 | 1 | 1 | 14.68
9106266 | Alu bowls 500 ml, square | 191x127mm above, 156x92mm below, | 29mm high, pack of 60 | 177 | 1 | 1 | 22.95
9106278 | Benchkote Plus Surface Protector, sheet, 500 × 600 | mm, pack of 50 |  | 178 | 1 | 1 | See Cope Price List SA205-12
9106279 | Benchkote surface protector | roll 50mx60cm |  | 178 | 1 | 1 | See Cope Price List SA205-18
9106280 | Benchkote Surface Protector, sheet, 460 × 570 mm, | pack of 50 |  | 178 | 1 | 1 | See Cope Price List SA200-20
9106284 | Benchkote Surface Protector, reel, 460 mm × 50 m, |  |  | 178 | 1 | 1 | See Cope Price List SA204-15
9106286 | Benchkote surface protection,roll,50 m x 920mm |  |  | 178 | 1 | 1 | See Cope Price List SA204-25
9106287 | Benchkote Surface Protector, pad, 460 × 570 mm | (available in EU), |  | 178 | 1 | 1 | See Cope Price List SA200-30
9106288 | Labmat,disposable cloths for absorbing liquids | 15.2 m x 508 mm |  | 179 | 1 | 1 | 67.82
9106300 | BYTAC®-Foil 635mm, Vinyl | FEP coated, self-adhesive, | per roll of 4,6 mtr. | 178 | 1 | 1 | 208.15
9106310 | BYTAC®-Foil 635mm, aluminium | FEP coated, self-adhesive, | per roll of 4,6 mtr. | 178 | 1 | 1 | 226.65
9106450 | Airtight film, 20 m x 325 mm |  |  | 180 | 1 | 1 | 4.03
9106460 | SAROGOLD® foil 300m x 300mm | in Cutterbox |  | 180 | 1 | 1 | 57.41
9106508 | Plastic film 80x0,05 mm | tubular, transparent | in rolls of 25 m | 179 | 1 | 1 | 9.8
9106510 | Plastic film 100x0,05 mm | tubular, transparent | in rolls of 25 m | 179 | 1 | 1 | 10.2
9106515 | Plastic film 150x0,05 mm | tubular, transparent | in rolls of 25 m | 179 | 1 | 1 | 11.21
9106520 | Plastic film 200x0,05 mm | tubular, transparent | in rolls of 25 m | 179 | 1 | 1 | 12.72
9106525 | Plastic film 250x0,05 mm | tubular, transparent | in rolls of 25 m | 179 | 1 | 1 | 14.03
9106530 | Plastic film 300x0,05 mm | tubular, transparent | in rolls of 25 m | 179 | 1 | 1 | 14.71
9106538 | Plastic film 80x0,10 mm | tubular, transparent | in rolls of 25 m | 179 | 1 | 1 | 11.91
9106540 | Plastic film 100x0,10 mm | tubular, transparent | in rolls of 25 m | 179 | 1 | 1 | 13.4
9106545 | Plastic film 150x0,10 mm | tubular, transparent | in rolls of 25 m | 179 | 1 | 1 | 15.52
9106550 | Plastic film 200x0,10 mm | tubular, transparent | in rolls of 25 m | 179 | 1 | 1 | 17.63
9106555 | Plastic film 250x0,10 mm | tubular, transparent | in rolls of 25 m | 179 | 1 | 1 | 16.94
9106560 | Plastic film 300x0,10 mm | tubular, transparent | in rolls of 25 m | 179 | 1 | 1 | 18.6
9106570 | Reinforcement films, 18x24 cm | pack of 2, universal B 1, blue, CaWo4 |  | 1213 | 1 | 1 | 57.3
9106571 | Reinforcement films, 24x30 cm | pack of 2, universal B 1, blue, CaWo4 |  | 1213 | 1 | 1 | 88.15
9106572 | Reinforcement films, 20x40 cm | pack of 2, universal B 1, blue, CaWo4 |  | 1213 | 1 | 1 | 95.5
9106574 | Reinforcement films, 35,6x43,2 cm | pack of 2, universal B 1, blue, CaWo4 |  | 1213 | 1 | 1 | 145.82
9106580 | X-ray cassettes, 18x24 cm | with lead lining and snap fit lid |  | 1213 | 1 | 1 | 119.31
9106581 | X-ray cassettes, 24x30 cm | with lead lining and snap fit lid |  | 1213 | 1 | 1 | 141.84
9106582 | X-ray cassettes, 20x40 cm | with lead lining and snap fit lid |  | 1213 | 1 | 1 | 140.52
9106583 | X-ray cassettes, 35,6x43,2 cm | with lead lining and snap fit lid |  | 1213 | 1 | 1 | 185.59
9106600 | Ultrasonic processor UP 50H |  |  | 564 | 1 | 1 | 2365.21
9106602 | Sonotrode MS1 | für 0.1 bis 5 ml | tip 1 mm dia. | 564 | 1 | 1 | 370.05
9106604 | Sonotrode MS7 | für 10 - 250 ml | tip 7 mm dia. | 564 | 1 | 1 | 244.61
9106620 | Ultrasonic processor UP200Ht | 200 W |  | 565 | 1 | 1 | 3432.09
9106621 | Ultrasonic-Generator UP200St-G | 200 W |  | 564 | 1 | 1 | 1716.05
9106622 | Ultrasonic transducer UP200St-T | 200 W |  | 564 | 1 | 1 | 1716.05
9106623 | Sonotrode S26d2 | titanium, Ø 2mm | for sample volumes of 2-50ml | 565 | 1 | 1 | 326.15
9106625 | Sonotrode S26d7D | Titan, Ø 7mm | for Flow Cell | 565 | 1 | 1 | 476.24
9106626 | Flow Cell FC7K | for sonotrodes (D-version) |  | 565 | 1 | 1 | 790.28
9106785 | Microwave Severin MW 7864 | 800 W, 5 steps, black |  | 786 | 1 | 1 | #N/A
9106837 | Impulse heat sealing tong polystar® 200 D |  |  | 179 | 1 | 1 | 504.82
9106838 | Impulse heat sealing tong polystar® 300 D |  |  | 179 | 1 | 1 | 512.71
9110010 | Gas leak detection liquid 0.5 flask | without sprayhead 9.110 011 | DIN 30657 | 182 | 1 | 1 | 5.16
9110011 | Sprayhead for 9.110 010 |  |  | 182 | 1 | 1 | 3.78
9110190 | Gas wash bottle base NS 29/32 | for 100 ml, boro 3.3 |  | 602 | 1 | 1 | 11.56
9110191 | Gas wash bottle base NS 29/32 | for 500 ml, boro 3.3 |  | 602 | 1 | 1 | 16.47
9110192 | Gas wash bottle base NS 29/32 | for 1000 ml, boro 3.3 |  | 602 | 1 | 1 | 18.46
9110215 | Gas Collecting Tubes without Nozzle, Cap. ml 150 |  |  | 496 | 1 | 1 | 56.33
9110220 | Gas Collecting Tubes without Nozzle, Cap. ml 350 |  |  | 496 | 1 | 1 | 58.54
9110225 | Gas Collecting Tubes without Nozzle, Cap. ml 500 |  |  | 496 | 1 | 1 | 61.33
9110230 | Gas Collecting Tubes without Nozzle, Cap. ml | 1000 |  | 496 | 1 | 1 | 91.09
9110236 | Gas collecting tubes,DURAN®,with stopcock | cap. 350 ml,with sampling port |  | 496 | 1 | 1 | 69.05
9110237 | Gas collecting tubes,DURAN®,with stopcock | cap. 500 ml,with sampling port |  | 496 | 1 | 1 | 80.6
9110290 | Gas washing bottle,PP,250 ml graduated cylinder |  |  | 602 | 1 | 1 | 64.67
9110306 | Gas washing columns,FEP,cap. 500 ml,height 400 mm |  |  | 602 | 1 | 1 | 443.65
9110308 | Gas washing columns,FEP,cap. 1000 ml,height 700 mm |  |  | 602 | 1 | 1 | 625.25
9110320 | Gas washing bottles,PFA,with frit,cap. 250 ml |  |  | 1116 | 1 | 1 | 372.6
9110322 | Gas washing bottles,PFA,with frit,cap. 500 ml |  |  | 1116 | 1 | 1 | 445.21
9110324 | Gas washing bottles,PFA,with frit,cap. 1000 ml |  |  | 1116 | 1 | 1 | 534.37
9110380 | Gas Washbottle Heads without Filter Disc, |  |  | 603 | 1 | 1 | 15.24
9110390 | Gas Washbottle Heads with Filter Disc, Por. 0 | Flask ml |  | 603 | 1 | 1 | 47.65
9110391 | Gas Washbottle Heads with Filter Disc, Por. 1 | Flask ml Flask ml |  | 603 | 1 | 1 | 28.44
9110452 | Gas washing bottle 250ml, por.1 | NS 29/32, 25x250mm |  | 603 | 1 | 1 | 87.19
9110472 | Insert with glass frit | for gas wash bottle |  | 602 | 1 | 1 | 55.7
9110473 | Gas washing bottle bottom | NS 29, 100 ml, borosilicate glass |  | 602 | 1 | 1 | 25.31
9110474 | Gas washing bottle bottom | NS 29, 250ml, borosilicate glass |  | 602 | 1 | 1 | 29.47
9110500 | Glass cutting knife with exchangeable blade of | hard metal |  | 120 | 1 | 1 | 38.22
9110501 | Spare blade for cutting knife, hard metal |  |  | 120 | 1 | 1 | 21.83
9110510 | Glass tubing cutter with steel wheel | for glass tubes upto 30 mm diam. |  | 120 | 1 | 1 | 14.48
9110511 | Spare wheel for glass tube cutter |  |  | 120 | 1 | 1 | 3.95
9112563 | Skimmed milk butyrometer | 0-1%:0.01 F, crease neck |  | 1158 | 1 | 1 | 28.03
9112564 | Skimmed milk butyrometer | 0-1%:0.02 F, even neck |  | 1158 | 1 | 1 | 24.94
9112565 | Milk/skimmed milk butyrometer | 0-4%:0,05 "Kehe" |  | 1158 | 1 | 1 | 19.95
9112566 | Skimmed milk butyrometer "Siegfeld" | 0-0,5%:0,02 |  | 1158 | 1 | 1 | 24.05
9112567 | Cream butyrometer "Koehler" | 0-40%: 0,5 |  | 1159 | 1 | 1 | 24.71
9112568 | Cream butyrometer "Koehler" | 0-70%:0,5 |  | 1159 | 1 | 1 | 24.94
9112569 | Milk powder butyrometer | 0-35%:0,5 "Teichert" |  | 1159 | 1 | 1 | 28.26
9112570 | Cream butyrometer "Roeder" | 0-50%:0,5, with stopper and beaker |  | 1159 | 1 | 1 | 32.72
9112571 | Cream butyrometer "Roeder" | 0-35-65%:0,5 |  | 1159 | 1 | 1 | 46.91
9112572 | Cheese butyrometer "van Gulik/DIN" | 0-40%:0.5 with stopper and beaker |  | 1159 | 1 | 1 | 31.78
9112573 | Rubber stopper GERBAL-M | for volumetric method butyrometers |  | 1160 | 1 | 1 | 3.75
9112574 | Key for GERBAL-M |  |  | 1160 | 1 | 1 | See Cope Price List DA150-42
9112575 | Rubber stoppers, large | 30/17x22mm with hole |  | 1160 | 1 | 1 | 2.92
9112576 | Rubber stoppers, small | 15/10x13mm |  | 1160 | 1 | 1 | 2.27
9112577 | Glass beaker for butyrometers | "cream" |  | 1160 | 1 | 1 | 4.16
9112578 | Glass beaker for butyrometers | "cheese" |  | 1160 | 1 | 1 | 8.92
9112579 | Micro II centrifuge, dairy testing | with attachment for 12 butyrometers |  | 1156 | 1 | 1 | 1539.41
9112580 | Micro II centrifuge, dairy testing | with attachment for 8 butyrometers |  | 1156 | 1 | 1 | See Cope Price List DA460-10
9112583 | Swing-out rotor, stainless steel |  |  | 1157 | 1 | 1 | 1766.22
9112584 | Rotor with 12 places |  |  | 1157 | 1 | 1 | 883.94
9112585 | Insert for butyrometer |  |  | 1157 | 1 | 1 | See Cope Price List DA454-25
9112586 | Insert for ADPI, solubility tubes |  |  | 1157 | 1 | 1 | See Cope Price List DA454-27
9112587 | Insert for Majonnier tubes |  |  | 1157 | 1 | 1 | See Cope Price List DA454-29
9112588 | Milk butyrometer 0-6%:0,1 | without stopper |  | 1158 | 1 | 1 | 16.82
9112589 | Milk pipettes, 11 ml |  |  | 1160 | 1 | 1 | 10.18
9112590 | Tilt measure SUPERIOR, with rubber stopper | for 1 ml, amyl alcohol, without bottle |  | 1160 | 1 | 1 | 46.76
9112591 | Butorometer water bath |  |  | 1157 | 1 | 1 | #N/A
9112592 | PP stand | for 12 butyrometers |  | 1157 | 1 | 1 | 124.68
9112593 | Shaking cover, PVC | for water bath |  | 1157 | 1 | 1 | 82.93
9112594 | Cover, stainless | 12 openings for butyrometer on stand 9112592 |  | 1157 | 1 | 1 | #N/A
9112603 | Milk pipettes 10,75ml |  |  | 1160 | 1 | 1 | 11.23
9112604 | Amylic alcohol pipettes 1ml |  |  | 1160 | 1 | 1 | 9.97
9112605 | Milk syringe 11ml |  |  | 1160 | 1 | 1 | 161.7
9112607 | Sulphuric acid pipettes 10ml |  |  | 1160 | 1 | 1 | 14.73
9112608 | Tilt measure for 10ml sulphuric acid | with rubber stopper, without bottle |  | 1160 | 1 | 1 | 49.35
9112609 | Cream pipettes 5ml |  |  | 1160 | 1 | 1 | 15.16
9112610 | Water pipettes 5 ml |  |  | 1160 | 1 | 1 | 8.51
9112611 | Cream syringe 5 ml |  |  | 1160 | 1 | 1 | 149.49
9112651 | Colony counter ColonyCount V |  |  | 1272 | 1 | 1 | 929.68
9114303 | Glass wool, extra fine | pack of 30 g |  | 1370 | 1 | 1 | #N/A
9114310 | Glass wool, extra fine | pack of 1000 g |  | 1370 | 1 | 1 | 22.25
9114331 | Quartz wool, 4-12 µm | pack of 500 g |  | 1371 | 1 | 1 | 311.6
9115036 | Incinerating dishes,porcelain,flat,cap. 5 ml | diam.37 mm,height 10 mm |  | 108 | 1 | 1 | 6.47
9115041 | Incinerating dishes,porcelain,flat,cap. 8 ml | diam.42 mm,height 11 mm |  | 108 | 1 | 1 | 6.67
9115045 | Incinerating dishes,porcelain,flat,cap. 15 ml | diam.48 mm,height 12 mm |  | 108 | 1 | 1 | 8.99
9115140 | Incinerating dishes,porcelain,deep,cap. 20 ml | diam. 40 mm,height 20 mm |  | 108 | 1 | 1 | See Cope Price List BF685-25
9115150 | Incinerating dishes,porcelain,deep,cap. 30 ml | diam. 50 mm,height 25 mm |  | 108 | 1 | 1 | 8.16
9115160 | Incinerating dishes,porcelain,deep,cap. 45 ml | diam. 60 mm,height 30 mm |  | 108 | 1 | 1 | 10.15
9115245 | Incinerating dishes,porcelain,cap. 10 ml | 48x25x10 mm |  | 108 | 1 | 1 | 8.16
9115265 | Incinerating dishes,porcelain,cap. 20 ml | 70x45x12 mm |  | 108 | 1 | 1 | 13.8
9115295 | Incinerating dishes,porcelain,cap. 55 ml | 95x55x15 mm |  | 108 | 1 | 1 | 18.81
9115301 | LLG-Evaporating dish 208/0 | 10ml, 50x10 mm | low form, with drain | 100 | 1 | 1 | 4
9115302 | LLG-Evaporating dish 208/1 | 20ml, 60x14 mm | low form, with drain | 100 | 1 | 1 | 4.18
9115303 | LLG-Evaporating dish 208/3 | 55ml, 80x20 mm | low form, with drain | 100 | 1 | 1 | 5.69
9115304 | LLG-Evaporating dish 208/5 | 250ml, 130x30 mm, | low form, with drain | 100 | 1 | 1 | 9.47
9115305 | LLG-Evaporating dish 208/2 | 28ml, 75x15 mm | low form, with drain | 100 | 1 | 1 | 4.76
9115306 | LLG-Evaporating dish 208/6 | 450ml, 160x40 mm | low form, with drain | 100 | 1 | 1 | 16.14
9115307 | LLG-Evaporating dish 208/7 | 1100ml, 200x55 mm | low form, with drain | 100 | 1 | 1 | 29.78
9115308 | LLG-Evaporating dish 208/8 | 1750ml, 250x55 mm | low form, with drain | 100 | 1 | 1 | 42.29
9115310 | LLG-Evaporating dish 206/0 | 10 ml, 40x16 mm, | medium form, with drain | 101 | 1 | 1 | 4.48
9115311 | LLG-Evaporating dish 206/1 | 20 ml, 50x20 mm, | medium form, with drain | 101 | 1 | 1 | 5.19
9115312 | LLG-Evaporating dish 206/2 | 60 ml, 80x32 mm, | medium form, with drain | 101 | 1 | 1 | 6.57
9115313 | LLG-Evaporating dish 206/3A | 150 ml, 100x40 mm, | medium form, with drain | 101 | 1 | 1 | 8.87
9115314 | LLG-Evaporating dish 206/4/0 | 285 ml, 125x50 mm, | medium form, with drain | 101 | 1 | 1 | 13.37
9115315 | LLG-Evaporating dish 206/6A | 700 ml, 170x74 mm, | medium form, with drain | 101 | 1 | 1 | 22.19
9115316 | LLG-Evaporating dish 206/7/A | 1000 ml, 200x80 mm, | medium form, with drain | 101 | 1 | 1 | 24.38
9115350 | LLG-Weighing boat 37x17 mm | 252/0 |  | 364 | 1 | 1 | 2.22
9115351 | LLG-Weighing boat 64x29 mm | 252/2 |  | 364 | 1 | 1 | 2.57
9115404 | Pipetting ball,soft PVC,cap. 5 ml |  |  | 859 | 1 | 1 | 3.27
9115411 | Pipetting ball,soft PVC,cap. 10 ml |  |  | 859 | 1 | 1 | 4
9115430 | Pipetting ball,soft PVC,cap. 28 ml |  |  | 859 | 1 | 1 | 4.21
9115450 | Pipetting ball,soft PVC,cap. 42 ml |  |  | 859 | 1 | 1 | 5.62
9115480 | Pipetting ball,soft PVC,cap. 90 ml |  |  | 859 | 1 | 1 | 6.57
9115485 | Pipetting ball,soft PVC,cap. 145 ml |  |  | 859 | 1 | 1 | 8.84
9115487 | Pipetting ball,soft PVC,cap. 225 ml |  |  | 859 | 1 | 1 | 11.28
9115501 | Pipetting aids,rubber,green,upto 1 ml |  |  | 858 | 1 | 1 | See Cope Price List PP845-05
9115502 | Pipetting aids,rubber,grey,upto 2 ml |  |  | 858 | 1 | 1 | See Cope Price List PP845-09
9115505 | Pipetting aids,rubber,yellow,upto 5 ml |  |  | 858 | 1 | 1 | See Cope Price List PP845-13
9115506 | Pipetting aids,rubber,blue,upto 10 ml |  |  | 858 | 1 | 1 | See Cope Price List PP845-17
9115507 | Pipetting aids,rubber,red,upto 15 ml |  |  | 858 | 1 | 1 | See Cope Price List PP845-21
9115510 | Orsat bladder,natural rubber,transparent |  |  | 939 | 1 | 1 | 8.99
9115515 | Bladder for rotary evaporators |  |  | 623 | 1 | 1 | 46.3
9115611 | Stopcocks, Straight Bore with Solid Glass Plug , | NS 12,5 Bore mm 1,5 |  | 614 | 1 | 1 | 14.86
9115614 | Stopcocks, Straight Bore with Solid Glass Plug , | NS 14,5 Bore mm 4 |  | 614 | 1 | 1 | 17.05
9115615 | Stopcocks, Straight Bore with Solid Glass Plug , | NS 18,8 Bore mm 6 |  | 614 | 1 | 1 | 22.95
9115618 | Stopcocks, Straight Bore with Solid Glass Plug , | NS 24 Bore mm 8 |  | 614 | 1 | 1 | 47.6
9115631 | Stopcocks, Straight Bore with PTFE Plug , NS 12,5 | Bore mm 1,5 |  | 614 | 10 | 1 | 20.38
9115632 | Stopcocks, Straight Bore with PTFE Plug, Capillary | Side Arms, NS 12,5 Bore mm 1,5 |  | 614 | 1 | 1 | 24.96
9115633 | Stopcocks, Straight Bore with PTFE Plug, Capillary | Side Arms, NS 14,5 Bore mm 2,5 |  | 614 | 1 | 1 | 22.19
9115634 | Stopcocks, Straight Bore with PTFE Plug , NS 14,5 | Bore mm 4 |  | 614 | 1 | 1 | 29.36
9115635 | Stopcocks, Straight Bore with PTFE Plug , NS 18,8 | Bore mm 4 |  | 614 | 1 | 1 | 25.65
9115637 | Stopcocks, Straight Bore with PTFE Plug , NS 21,5 | Bore mm 6 |  | 614 | 1 | 1 | 41.64
9115638 | Stopcocks, Straight Bore with PTFE Plug , NS 24 | Bore mm 8 |  | 614 | 1 | 1 | 57.3
9115639 | Stopcocks, Straight Bore with PTFE Plug , NS 29,2 | Bore mm 10 |  | 614 | 1 | 1 | 84.15
9115642 | Stopcocks, Straight Bore with Solid Glass Plug , | NS 12,5 Bore mm 2,5 |  | 614 | 1 | 1 | 14.86
9115644 | Stopcocks, Straight Bore with Solid Glass Plug , | NS 18,8 Bore mm 4 |  | 614 | 1 | 1 | 21.23
9115648 | Stopcocks, Straight Bore with PTFE Plug , NS 14,5 | Bore mm 2,5 |  | 614 | 1 | 1 | 21.11
9116011 | Stopcocks, Three Way with Solid Glass Plug, NS | 14,5 Bore mm 1,5 |  | 613 | 1 | 1 | 26.35
9116012 | Stopcocks, Three Way with Solid Glass Plug, NS | 14,5 Bore mm 2,5 |  | 613 | 1 | 1 | 32.7
9116013 | Stopcocks, Three Way with Solid Glass Plug, NS | 18,8 Bore mm 2,5 |  | 613 | 1 | 1 | 28.65
9116014 | Stopcocks, Three Way with Solid Glass Plug, NS | 18,8 Bore mm 4 |  | 613 | 1 | 1 | 39.5
9116015 | Stopcocks, Three Way with Solid Glass Plug, NS 24 | Bore mm 4 |  | 613 | 1 | 1 | 52.16
9116017 | Stopcocks, Three Way with Solid Glass Plug, NS | 29,2 Bore mm 6 |  | 613 | 1 | 1 | 73.5
9116771 | 2-way stopcock, PVDF, bore 4 mm | for tubing bore 5-7 mm |  | 147 | 1 | 1 | 16.04
9116772 | 2-way stopcock, PVDF, bore 6 mm | for tubing bore 7-9 mm |  | 147 | 1 | 1 | 18.99
9116773 | 2-way stopcock, PVDF, bore 8 mm | for tubing bore 9-11 mm |  | 147 | 1 | 1 | 22.27
9116775 | 2-way stopcock, PVDF, bore 8 mm | for tubing bore 11-13 mm |  | 147 | 1 | 1 | 21.76
9116776 | 3-way stopcock, PVDF, bore 4 mm | for tubing bore 5-7 mm |  | 148 | 1 | 1 | See Cope Price List SV924-15
9116777 | 3-way stopcock, PVDF, bore 6 mm | for tubing bore 7-9 mm |  | 148 | 1 | 1 | See Cope Price List SV924-20
9116778 | 3-way stopcock, PVDF, bore 8 mm | for tubing bore 9-11 mm |  | 148 | 1 | 1 | See Cope Price List SV924-25
9116780 | 3-way stopcock, PVDF, bore 8 mm | for tubing bore 11-13 mm |  | 148 | 1 | 1 | 25.38
9116781 | 2-way stopcock, PE/PP, bore 4 mm | for tubing bore 5-7 mm |  | 147 | 1 | 1 | See Cope Price List SV880-15
9116782 | 2-way stopcock, PE/PP, bore 6 mm | for tubing bore 7-9 mm |  | 147 | 1 | 1 | See Cope Price List SV880-20
9116783 | 2-way stopcock, PE/PP, bore 8 mm | for tubing bore 9-11 mm |  | 147 | 1 | 1 | See Cope Price List SV880-25
9116784 | 2-way stopcock, PE/PP, bore 8 mm | for tubing bore 11-13 mm |  | 147 | 1 | 1 | 12.77
9116786 | 3-way stopcock, PE/PP, bore 4 mm | for tubing bore 5-7 mm |  | 148 | 1 | 1 | See Cope Price List SV920-15
9116787 | 3-way stopcock, PE/PP, bore 6 mm | for tubing bore 7-9 mm |  | 148 | 1 | 1 | See Cope Price List SV920-20
9116788 | 3-way stopcock, PE/PP, bore 8 mm | for tubing bore 9-11 mm |  | 148 | 1 | 1 | See Cope Price List SV920-25
9116789 | 3-way stopcock, PE/PP, bore 8 mm | for tubing bore 11-13 mm |  | 148 | 1 | 1 | 21.76
9116901 | Silicone high-vacuum grease,tube of 75 g |  |  | 612 | 1 | 1 | 27.41
9116902 | Silicone high vacuum grease Baysilone® | low viscosity, tube of 35 g |  | 611 | 1 | 1 | 6.55
9116903 | Silicone high vacuum grease Baysilone® | medium viscosity, tube of 35 g |  | 611 | 1 | 1 | 5.84
9116904 | Silicone high vacuum grease Baysilone® | high viscosity, tube of 35 g |  | 611 | 1 | 1 | 5.84
9116909 | Silicone grease OKS 1112 | 100 gr.tube |  | 612 | 1 | 1 | #N/A
9116911 | Silicone high-vacuum grease,medium,tube of 75 g |  |  | 612 | 1 | 1 | 27.41
9116924 | Joint grease,without silicone,can of 30 ml |  |  | 612 | 1 | 1 | 18.54
9116925 | Rotating joint grease,without silicone,50 ml |  |  | 612 | 1 | 1 | 23.35
9116950 | Joint grease,vacuum tight | 80g tube |  | 612 | 1 | 1 | 25.86
9116960 | Tube holder Tubenboy® | 66 mm, white, ABS/SAN |  | 228 | 1 | 1 | 2.29
9117002 | Laboratory valves,PUNDURA-NOVA-DURAN®,straight | bore 2,5 mm |  | 614 | 1 | 1 | 51.34
9117003 | Laboratory valves,PUNDURA-NOVA-DURAN®,straight | bore 4,0 mm |  | 614 | 1 | 1 | 51.34
9117004 | Laboratory valves,PUNDURA-NOVA-DURAN®,straight | bore 6,0 mm |  | 614 | 1 | 1 | 67.65
9117012 | Laboratory valves,PUNDURA-NOVA-DURAN®,90° | bore 2,5 mm |  | 614 | 1 | 1 | 48.3
9117013 | Laboratory valves,PUNDURA-NOVA-DURAN®,90° | bore 4,0 mm |  | 614 | 1 | 1 | 48.3
9117014 | Laboratory valves,PUNDURA-NOVA-DURAN®,90° | bore 6,0 mm |  | 614 | 1 | 1 | 60.05
9117100 | Lab jack Swiss Boy 100 | aluminium, green, plate 50x40 mm | load 20 kg | 163 | 1 | 1 | 122.89
9117105 | Lab jack Swiss Boy 105 | aluminium, blue, plate 80x75 mm | load 30 kg | 163 | 1 | 1 | 140.44
9117110 | Lab jack Swiss Boy 110 | aluminium, red, plate 120x140 mm | load 50 kg | 163 | 1 | 1 | 175.55
9117115 | Lab jack Swiss Boy 115 | aluminium, plate 122x150 mm | load 80 kg | 163 | 1 | 1 | 210.66
9117116 | Lab jack Swiss Boy 116 | aluminium, blue, plate 180x216 mm | load 90 kg | 163 | 1 | 1 | 301.48
9117118 | Lab jack Swiss Boy 118 | aluminium, grey, plate 240x320 mm | load 90 kg | 163 | 1 | 1 | 904.42
9117130 | Additional plate type 130 | steel grey, 200x200 mm |  | 164 | 1 | 1 | 54.49
9117131 | Additional plate type 131 | steel grey, 300x300 mm |  | 164 | 1 | 1 | 85.61
9117132 | Additional plate type 132 | steel grey, 180x260 mm |  | 164 | 1 | 1 | 70.04
9117133 | Retort stand plate type 133 | 200x200 mm, | for application on frames | 164 | 1 | 1 | 176.72
9117134 | Additional plate type 134 | steel grey, 400x500 mm |  | 164 | 1 | 1 | 229.33
9117135 | Additional plate type 135 | steel grey, 320x220 mm |  | 164 | 1 | 1 | 71.34
9117177 | Support rod type 177 | 12x650 mm, with two | suppl. plates type 130 applicable | 164 | 1 | 1 | 44.1
9117199 | Support Typ 199 | black, for Swiss Boy | type 105/110/115/116 | 164 | 1 | 1 | 155.65
9117220 | LLG-Lab jack 200x200mm | height min.90mm, height max.320mm |  | 163 | 1 | 1 | 154.68
9118921 | Ratschet 190 mm | for 9.118 928,9.118 929, 9.118 964, | 9.118 965, 9.118 979 and 9.118 970 | 165 | 1 | 1 | 46.39
9118923 | Lab-Jack, 18/10 stainless steel | 100 x 100 mm, with adjusting wheel |  | 164 | 1 | 1 | 151.52
9118924 | Lab-Jack, 18/10 stainless steel | 160 x 130 mm, with adjusting wheel |  | 164 | 1 | 1 | 162.5
9118925 | Lab-Jack, 18/10 stainless steel | 200 x 200 mm, with adjusting wheel |  | 164 | 1 | 1 | 195.44
9118926 | Lab-Jack, 18/10 stainless steel | 240 x 240 mm, with adjusting wheel |  | 164 | 1 | 1 | 191.94
9118928 | Lab-Jack, 18/10 stainless steel | 300 x 300 mm, with adjusting wheel for ratchet |  | 164 | 1 | 1 | 900.06
9118929 | Lab-Jack, 18/10 stainless steel | 400 x 400 mm, with adjusting wheel for ratchet | incl. ratchet | 164 | 1 | 1 | 1105.54
9118945 | Lab-Jack MAXI, 200 x 200 mm | 18/10 stainless steel, with adjusting wheel, | (+ 30% more hight) 75-400 mm | 165 | 1 | 1 | 221.21
9118946 | Lab-Jack MAXI, 160 x 130 mm | aluminium green, with adjusting wheel, | (+ 30% more hight) 75-400 mm | 166 | 1 | 1 | 149.32
9118947 | Lab-Jack MAXI, 200 x 200 mm | aluminium green, with adjusting wheel, | (+ 30% more hight) 75-400 mm | 166 | 1 | 1 | 175.66
9118960 | Lab-Jack, aluminium green | 100 x 100 mm, with adjusting wheel |  | 165 | 1 | 1 | 112
9118961 | Lab-Jack, aluminium green | 160 x 130 mm, with adjusting wheel |  | 165 | 1 | 1 | 122.98
9118962 | Lab-Jack, aluminium green | 200 x 200 mm, with adjusting wheel |  | 165 | 1 | 1 | 128.47
9118963 | Lab-Jack, aluminium green | 240 x 240 mm, with adjusting wheel |  | 165 | 1 | 1 | 154.83
9118964 | Lab-Jack, aluminium green | 300 x 300 mm, with adjusting wheel, | incl. ratchet | 165 | 1 | 1 | 471.71
9118965 | Lab-Jack, aluminium green | 400 x 400 mm, with adjusting wheel, | incl. ratchet | 165 | 1 | 1 | 705.67
9118970 | Lab-Jack, aluminium anodized blue | 400 x 400 mm, with adjusting wheel for ratchet | incl. ratchet | 165 | 1 | 1 | 776.61
9118971 | Laboratory jacks | 25kg, 200x230mm |  | 166 | 1 | 1 | 817.15
9118975 | Lab-Jack, aluminium anodized blue | 100 x 100 mm, with adjusting wheel |  | 165 | 1 | 1 | 121.9
9118976 | Lab-Jack, aluminium anodized blue | 160 x 130 mm, with adjusting wheel |  | 165 | 1 | 1 | 132.87
9118977 | Lab-Jack, aluminium anodized blue | 200 x 200 mm, with adjusting wheel |  | 165 | 1 | 1 | 155.89
9118978 | Lab-Jack, aluminium anodized blue | 240 x 240 mm, with adjusting wheel |  | 165 | 1 | 1 | 169.09
9118979 | Lab-Jack, aluminium anodized blue | 300 x 300 mm, with adjusting wheel for ratchet | incl. ratchet | 165 | 1 | 1 | 517.73
9118980 | Laboraty jacks with hydraulic drive | 25kg, 300x230mm |  | 166 | 1 | 1 | 665.95
9118981 | Laboraty jacks with hydraulic drive | 25 kg, 200x230mm, high-grade steel |  | 166 | 1 | 1 | 1794.89
9118982 | Laboratory jacks with hydraulic drive | 15kg, 200x230mm |  | 166 | 1 | 1 | 726.27
9118983 | Laboratory jacks with hydraulic drive | 35kg, 300x300mm |  | 166 | 1 | 1 | 746.31
9118984 | Laboraty jacks with hydraulic drive | 25kg, 300x300mm with safety lowering device |  | 166 | 1 | 1 | 851.44
9118985 | Laboraty jacks with hydraulic drive | 85 kg, 400x450mm |  | 166 | 1 | 1 | 1732.51
9118986 | Laboraty jacks with hydraulic drive | 85kg, 600x600mm |  | 166 | 1 | 1 | 1973.83
9118987 | Laboraty jacks with hydraulic drive | 85kg, 600x600mm |  | 166 | 1 | 1 | 2071.3
9119900 | Hot Hand grip for protection against heat and cold | thick-walled silicone |  | 225 | 1 | 1 | 27.08
9129800 | LLG-Universal Indicator paper | pH 1-11, 1 roll of 5m |  | 274 | 1 | 1 | 4.06
9129801 | LLG-Universal Indicator paper | pH 1-11, refill pack, | 3 rolls of 5m | 274 | 1 | 1 | 9.5
9129802 | LLG-Universal Indicator paper | pH 1-14, 1 roll of 5m |  | 274 | 1 | 1 | 4.06
9129803 | LLG-Universal Indicator paper | pH 1-14, refill pack, | 3 rolls of 5m | 274 | 1 | 1 | 9.5
9129805 | LLG-Universal Indicator paper | pH 1-14, 100 strips per pack |  | 274 | 1 | 1 | 3.78
9129806 | LLG-Universal Indicator paper | pH 0-14, 50 strips per pack |  | 275 | 1 | 1 | 3.32
9129807 | LLG-Universal Indicator paper | pH 0-14, 100 strips per pack |  | 275 | 1 | 1 | 6.1
9129808 | LLG-Universal pH-Indicator- | strips, pH 0-14, 100 strips | per vial with snap lid | 275 | 1 | 1 | 15.72
9129902 | Test strips,Ammonium,range 10 - 400 mg/l | 100 tests |  | 1125 | 1 | 1 | 96.8
9129904 | Test strips,Ascorbic acid,range: 50 - 2000 mg/l | 100 tests |  | 1125 | 1 | 1 | 65.49
9129909 | Test strips,Chromate,range: 3 - 100 mg/l | 100 tests | UN 3316, 9, II, (E) | 1125 | 1 | 1 | 68.32
9129912 | Test strips,Cyanide,range: 1 - 30 mg/l | 100 tests | UN 1993, 3, III, (D/E) | 1125 | 1 | 1 | 99.99
9129913 | Test strips,Iron,range: 3 - 500 mg/l | 100 tests |  | 1125 | 1 | 1 | 62.17
9129914 | Test strips,Formaldehyde,range: 10 - 100 mg/l | 100 tests | UN 3316, 9, II, (E) | 1125 | 1 | 1 | 99.49
9129916 | Test strips,Total hardness,range: 5 - 25 mg/l | 100 tests |  | 1125 | 1 | 1 | 58.24
9129918 | Test strips,Total hardness,range: 3 - 21 mg/l | 100 tests |  | 1125 | 1 | 1 | 59.82
9129919 | Test strips,Total hardness,range: 3 - 21 mg/l | 1000 tests |  | 1125 | 1 | 1 | 437.74
9129923 | Test strips,Copper,range: 10 x 300 mg/l | 100 tests |  | 1125 | 1 | 1 | 58.08
9129928 | Test strips,Nickel,range: 10 - 500 mg/l | 100 tests |  | 1125 | 1 | 1 | 57.3
9129931 | Test strips, Nitrate, range: 10 - 500 mg/l | 100 tests |  | 1125 | 1 | 1 | 24.43
9129932 | Test strips,Nitrite,range: 2 - 80 mg/l | 100 tests |  | 1125 | 1 | 1 | 25.88
9129933 | Test strips,Nitrite,range: 0,1 - 3 mg/l | 100 tests |  | 1125 | 1 | 1 | 71.78
9129934 | Test strips,Peroxide,range: 0,5 - 25 mg/l | 100 tests |  | 1125 | 1 | 1 | 18.74
9129938 | Test strips,Sulfite,range: 10 - 400 mg/l | 100 tests |  | 1125 | 1 | 1 | 46.72
9129943 | Test strips,Peracetic acid,range: 5 - 500 mg/l | 100 tests |  | 1125 | 1 | 1 | 81.86
9130001 | pH indicator strips,universal,0-14 pH,pack of 100 |  |  | 276 | 1 | 1 | 23.42
9130002 | pH indicator strips,0 - 2,5 pH,pack of 100 |  |  | 276 | 1 | 1 | 28.06
9130003 | pH indicator strips,2,0 - 9,0 pH,pack of 100 |  |  | 276 | 1 | 1 | 30.85
9130004 | pH indicator strips,2,5 - 4,5 pH,pack of 100 |  |  | 276 | 1 | 1 | 30.69
9130007 | pH indicator strips,4,0 - 7,0 pH,pack of 100 |  |  | 276 | 1 | 1 | 12.03
9130009 | Indicator strips pH 5,2-7,2 | pack of 100 applications |  | 276 | 1 | 1 | 33.2
9130010 | pH indicator strips,6,5-10,0 pH,pack of 100 |  |  | 276 | 1 | 1 | 30.37
9130013 | pH indicator strips,11,0 - 13,0 pH,pack of 100 |  |  | 276 | 1 | 1 | 30.22
9130016 | pH indicator strips,Acilit,0 - 6 pH,pack of 100 |  |  | 276 | 1 | 1 | 28.06
9130017 | pH indicator strips,Neutralit,5-10 pH,pack of 100 |  |  | 276 | 1 | 1 | 28.06
9130018 | pH indicator strips,Alkalit,7,5-14 pH,pack of 100 |  |  | 276 | 1 | 1 | 28.06
9130050 | DC-plate Silica gel 60 F254 | 20 x 20 cm, pack of 25 |  | 1390 | 1 | 1 | 245.66
9130051 | DC plate Silica gel 60 F254 | 10 x 20 cm, pack of 50 |  | 1390 | 1 | 1 | 278.32
9130052 | DC-plate Silica gel 60 F254 | 5 x 20 cm, pack of 100 |  | 1390 | 1 | 1 | 335.82
9130053 | DC plate Silica gel 60 F254 | 5 x 20 cm, pack of 25 |  | 1390 | 1 | 1 | 122.85
9130054 | DC plate Silica gel 60 F254 | 5 x 10 mm, pack of 200 |  | 1390 | 1 | 1 | 369.79
9130055 | DC plate Silica gel 60 F254 | 5 x 10 cm, pack of 25 |  | 1390 | 1 | 1 | 116.47
9130056 | DC plate Silica gel 60 F254 | 2,5 x 7,5 cm, pack of 100 |  | 1390 | 1 | 1 | 252.19
9130057 | DC plate Silica gel 60 F254 | 2,5 x 7,5 cm, pack of 500 |  | 1390 | 1 | 1 | 436.43
9130058 | DC-alu foil Silic gel 60 F254 | 20 x 20 cm, pack of 25 |  | 1390 | 1 | 1 | 197.42
9130059 | DC alu foil Silica gel 60 F254 | 5 x 10 cm, pack of 50 |  | 1390 | 1 | 1 | 107.22
9130060 | DC-alu foil Silica gel 60 F254 | 5 x 7,5 cm, pack of 20 |  | 1390 | 1 | 1 | 46.43
9130061 | PLC plate Silica gel 60 F254 0,5 MM | 20 x 20 cm, thickness 0,5 mm | pack of 20 | 1390 | 1 | 1 | 300.54
9130062 | PLC-plate Kieselgel 60 F254 2 MM | 20 x 20 cm, thickness 2 mm | pack of 12 | 1390 | 1 | 1 | 423.37
9130063 | DC plastic foil Silica gel 60 F254 | 20 x 20 cm, pack of 25 |  | 1390 | 1 | 1 | 190.32
9130112 | Litmus paper, blue | 100 strips |  | 275 | 1 | 1 | 8.31
9130116 | Litmus paper, red | 100 strips |  | 275 | 1 | 1 | 8.31
9130118 | Litmus paper, neutral | 100 strips |  | 275 | 1 | 1 | 8.77
9130200 | Universal-Indicator paper pH 1 - 11 | reel of 5 m |  | 274 | 1 | 1 | 10.58
9130203 | Universal-Indicator paper pH 1 - 11 | refill pack with 3 reels |  | 274 | 1 | 1 | 19.65
9130210 | Universal-Indicator paper pH 1 - 14 | reel of 5 m |  | 274 | 1 | 1 | 11.59
9130213 | Indicator paper,pH 1 - 14,refill-pack of 3 rolls |  |  | 274 | 1 | 1 | 19.65
9130305 | Universal indicator papers,in rolls,0,5-5,5 pH |  |  | 274 | 1 | 1 | 13.6
9130306 | Indicator paper,pH 0,5 - 5,5,refill-pack of 3rolls |  |  | 274 | 1 | 1 | 22.06
9130325 | Universal indicator papers,in rolls,5,5-9 pH | 90209 |  | 274 | 1 | 1 | 13.15
9130326 | Indicator paper,pH 5,5 - 9,0,refill-pack of 3rolls |  |  | 274 | 1 | 1 | 20.4
9130344 | DUOTEST indicatorpaper | ph 1-12 |  | 274 | 1 | 1 | 15.87
9130347 | DUOTEST indicatorpaper | ph 5,0-8,0 |  | 274 | 1 | 1 | 16.17
9130355 | DUOTEST indicatorpaper | ph 1-12 pack of 3 refillpack |  | 274 | 1 | 1 | 31.23
9130356 | DUOTEST indicatorpaper | ph 1,0-4,3 |  | 274 | 1 | 1 | 17.38
9130358 | DUOTEST indicatorpaper | ph 5-8 pack of 3 refillpack |  | 274 | 1 | 1 | 31.23
9130359 | DUOTEST indicator paper | ph 3,5-6,8 |  | 274 | 1 | 1 | 16.17
9130360 | Universal indicator papers,in rolls,1-11 pH | 90510 |  | 275 | 1 | 1 | 21.46
9130361 | Refilling packing 1-11 | pack of 3 |  | 275 | 1 | 1 | 32.74
9130362 | DUOTEST indicatorpaper | ph 7,0-10,0 |  | 274 | 1 | 1 | 16.17
9130363 | DUOTEST indicatorpaper | ph 9,5-14,0 |  | 274 | 1 | 1 | 17.38
9130366 | Indicator paper "Pehanon" | pack of 200 strips, 8-9,7 |  | 275 | 1 | 1 | 18.44
9130367 | Indicator paper Tritest 1-11 | a roll of 5m, 10mm broadly |  | 274 | 1 | 1 | 16.02
9130368 | Indicator paper Tristest 1-11 | refill packs contain 3 rolls |  | 274 | 1 | 1 | 24.94
9130377 | pH-Fix indicator sticks 3,1-8,3 | pack of 100 |  | 276 | 1 | 1 | 17.68
9130378 | pH-Fix indicator sticks 3,6-6,1 | packed in snap-cap tube, pack of 100 |  | 276 | 1 | 1 | 17.68
9130379 | pH-Fix indicator strips, pH 0.0 - 14.0 | pack of 100 |  | 276 | 1 | 1 | 15.11
9130380 | pH-Fix indicator strips, pH 2.0 - 9.0 | pack of 100 |  | 276 | 1 | 1 | 16.02
9130381 | pH-Fix indicator strips, pH 0.0 - 14.0 | pack of 100 |  | 276 | 1 | 1 | 15.11
9130382 | pH-Fix indicator strips, pH 0.0 - 6.0 | pack of 100 |  | 276 | 1 | 1 | 15.11
9130383 | pH-Fix indicator strips, pH 4.5 - 10.0 | pack of 100 |  | 276 | 1 | 1 | 16.02
9130384 | pH-Fix indicator strips, pH 7.0 - 14.0 | pack of 100 |  | 276 | 1 | 1 | 16.77
9130385 | pH-Fix indicator strips, pH 0.3 - 2.3 | pack of 100 |  | 276 | 1 | 1 | 17.68
9130386 | pH-Fix indicator strips, pH 1.7 - 3.8 | pack of 100 |  | 276 | 1 | 1 | 17.68
9130387 | pH-Fix indicator strips, pH 3.6 - 6.1 | pack of 100 |  | 276 | 1 | 1 | 15.11
9130388 | pH-Fix indicator strips, pH 5.1 - 7.2 | pack of 100 |  | 276 | 1 | 1 | 16.77
9130389 | pH-Fix indicator strips, pH 6.0 - 7.7 | pack of 100 |  | 276 | 1 | 1 | 16.77
9130390 | pH-Fix indicator strips, pH 7.5 - 9.5 | pack of 100 |  | 276 | 1 | 1 | 16.02
9130391 | pH-Fix indicator strips, pH 7.9 - 9.8 | pack of 100 |  | 276 | 1 | 1 | 17.68
9130392 | pH-Fix indicator strips, pH 6.0 - 10.0 | pack of 100 |  | 276 | 1 | 1 | 15.11
9130393 | Test strips AQUADUR,for water hardness | range steps: 3-5-10-15-20-25°d, pack of 100 |  | 1124 | 1 | 1 | 26.19
9130394 | Test strips AQUADUR,for water hardness | range steps:3-4-7-14-21°d,pack of 100 |  | 1124 | 1 | 1 | 29.47
9130400 | AQUADUR®-test sticks 4-14 | gradation: <(><<)>3 >4 >8,4 >14° dH | pack of 100 | 1124 | 1 | 1 | 30.48
9130401 | Quantofix test kit, aluminium | 100 test strips + reagents | UN 3316, 9, II, (E) | 1124 | 1 | 1 | 50.75
9130402 | Quantofix test strips | pack of 100, ascorbic acid |  | 1124 | 1 | 1 | 29.85
9130403 | Quantofix tets kit, chromate | 100 test strips + reagent |  | 1124 | 1 | 1 | 39.8
9130406 | Quatofix test strips | pack of 100, cobalt |  | 1124 | 1 | 1 | 36.65
9130407 | Quantofix test strips | pack of 100, copper |  | 1124 | 1 | 1 | 25.82
9130408 | Quantofix test strips | pack of 100, nickel |  | 1124 | 1 | 1 | 30.85
9130409 | Quantofix test strips | pack of 100, nitrate/nitrite |  | 1124 | 1 | 1 | 28.46
9130410 | Test strips Quantofix | pack of 100, nitrite |  | 1124 | 1 | 1 | 25.69
9130411 | Quantofix test trips | pack of 100, peroxide 100 |  | 1124 | 1 | 1 | 25.31
9130412 | Quantofix test strips | pack of 100, sulphite |  | 1124 | 1 | 1 | 26.82
9130413 | Quantofix test strips | pack of 100, tin |  | 1124 | 1 | 1 | 45.08
9130414 | Quantofix test kit, ammonia | 100 test strips + reagent |  | 1124 | 1 | 1 | 42.44
9130415 | Quantofix test kit, arsenic 50 | 100 test strips + reagents |  | 1124 | 1 | 1 | 80.09
9130416 | Quantofix test kit, arsenic 10 | 100 test strips + reagents |  | 1124 | 1 | 1 | 84
9130417 | Quantofix test kit, calcium | 60 test strips |  | 1124 | 1 | 1 | 62.97
9130418 | Quantofix test strips | pack of 100, carbonate hardness |  | 1124 | 1 | 1 | 28.59
9130419 | Quantifix test kit, chlorine | 100 test strips + reagents | (no dan. goods) | 1124 | 1 | 1 | 62.21
9130420 | Quantofix test strips | pack of 100, chloride |  | 1124 | 1 | 1 | 33.25
9130421 | Quantofix test kit, cyanide | 100 test strips + reagents | (no dan. goods) | 1124 | 1 | 1 | 61.83
9130422 | Quantofix test kit, formaldehyde | 100 test strips + reagents | UN 3316, 9, II, (E) | 1124 | 1 | 1 | 54.28
9130423 | Quantofix test kit, potassium | 100 test strips + reagents |  | 1124 | 1 | 1 | 49.87
9130424 | Quantofix test kit, molydenum | 100 test strips + reagents |  | 1124 | 1 | 1 | 69.52
9130425 | Quantofix test strips | pack of 100, nitrite 3000 |  | 1124 | 1 | 1 | 30.98
9130426 | Quantofix test strips | pack of 100, peroxide 100 |  | 1124 | 1 | 1 | 27.33
9130427 | Quantofix test strips | pack of 100, Peroxid 25 |  | 1124 | 1 | 1 | 25.31
9130428 | Quantofix test kit, phosphate | 100 test strips + reagents | UN 3316, 9, II, (E) | 1124 | 1 | 1 | 41.81
9130429 | Quantofix test strips | pack of 100, sulphate |  | 1124 | 1 | 1 | 30.22
9130430 | Quantofix test kit, zinc | 100 test strips + reagents | UN 3316, 9, II, (E) | 1124 | 1 | 1 | 46.72
9130431 | QUANTOFIX Multistick for Aquarium | box with 100 test sticks |  | 1124 | 1 | 1 | 44.45
9130432 | Quantofix test kit, EDTA | 100 test strips + reagents |  | 1124 | 1 | 1 | 30.73
9130433 | Quantofix test strips | pack of 100, LubriCheck |  | 1124 | 1 | 1 | 35.89
9130434 | Quantofix test strips | pack of 100, Quat |  | 1124 | 1 | 1 | 27.33
9130436 | Quantofix® test stripes | box of 100 test stripes | peracetic acid 500 | 1124 | 1 | 1 | 33.88
9130437 | Quantofix® test stripes | box of 100 test stripes | peracetic acid 2000 | 1124 | 1 | 1 | 40.42
9130438 | Quantofix® test stripes | box of 100 test stripes | Glutaraldehyde | 1124 | 1 | 1 | 42.31
9130439 | Quantofis test kit, total iron 100 | 100 test strips + reagents |  | 1124 | 1 | 1 | 24.56
9130440 | Quantofix® tests, suitcase of 100 tests | arsenic sensitive | UN 3316, 9, II, (E) | 1124 | 1 | 1 | 170.44
9130603 | PEHANON indicator paper 3,8-5,5 | pack of 200 strips |  | 275 | 1 | 1 | 17.38
9130605 | PEHANON pH 5,2-6,8 | pack of 200 stripes |  | 275 | 1 | 1 | 18.44
9130626 | PEHANON indicator paper | pack of 200 strips, pH 6,0-8,1 |  | 275 | 1 | 1 | 17.38
9130651 | Indicator paper PH 1,0-2,8 | pack of 200 "PEHANON" |  | 275 | 1 | 1 | 17.38
9130652 | Indicator paper "Pehanon" | pack of 200 strips, pH 1,8-3,8 |  | 275 | 1 | 1 | 18.44
9130656 | PEHANON pH 2,8-4,6 | pack of 200 strips |  | 275 | 1 | 1 | 18.44
9130657 | PEHANON pH 1-12 | jars with 200 stripes |  | 275 | 1 | 1 | 19.04
9130658 | Indicator paper pH 0-1,80 | pack of 200 strips |  | 275 | 1 | 1 | 19.65
9130659 | PEHANON indicator paper 4,0-9,0 | pack of 200 strips |  | 275 | 1 | 1 | 18.44
9130660 | Indicator paper "Pehanon" | pack of 200 strips, 7,2-8,8 |  | 275 | 1 | 1 | 19.65
9130661 | PEHANON indicator paper | pack of 200, pH 9,5-12,0 |  | 275 | 1 | 1 | 19.65
9130663 | PEHANON indicator paper 10,5-13,0 | pack of 200 strips |  | 275 | 1 | 1 | 19.65
9130666 | PHEHANON, pH 12.0 to 14.0 | supplied in packs of 200 |  | 275 | 1 | 1 | 19.65
9139850 | Safety Cap I | GL 45, attachments | 1 capillary (3.2 mm OD) | 1373 | 1 | 1 | See Cope Price List CK780-04
9139851 | Safety Cap II | GL 45, attachments | 2 capillarys (3.2 mm OD) | 1373 | 1 | 1 | See Cope Price List CK780-12
9139852 | Safety Cap III | GL 45, attachments | 3 capillarys (3.2 mm OD) | 1373 | 1 | 1 | See Cope Price List CK780-16
9139853 | Safety Cap IV | GL 45, attachments | 4 capillarys (3.2 mm OD) | 1373 | 1 | 1 | See Cope Price List CK780-20
9139854 | Safety Cap VI | GL 45, attachments | 6 capillarys (3.2 mm OD) | 1373 | 1 | 1 | See Cope Price List CK780-28
9139855 | Safety Cap I | with 1 stopcock, GL 45, attachments | 1 capillary (3.2 mm OD) | 1373 | 1 | 1 | See Cope Price List CK780-08
9139856 | Safety Cap II | with 2 stopcocks, GL 45, attachments | 2 capillarys (3.2 mm OD) | 1373 | 1 | 1 | 169.98
9139857 | Safety Cap III | with 3 stopcocks, GL 45, attachments | 3 capillarys (3.2 mm OD) | 1373 | 1 | 1 | 183.2
9139858 | Safety Cap IV | with 4 stopcocks, GL 45, attachments | 4 capillarys (3.2 mm OD) | 1373 | 1 | 1 | See Cope Price List CK780-24
9139859 | Safety Cap VI | with 6 stopcocks, GL 45, attachments | 6 capillarys (3.2 mm OD) | 1373 | 1 | 1 | 261.13
9139860 | Safety Cap II | combined, GL 45, (1 with / 1 without stop cock) | attachments 2 capillarys (3.2 mm OD) | 1373 | 1 | 1 | 178.64
9139861 | Safety Cap III | combined, GL 45, (2 with / 1 without stop cock) | attachments 3 capillarys (3.2 mm OD) | 1373 | 1 | 1 | 190.95
9139862 | Safety Cap I | for 3/16 ", GL 45, | attachments 1 capillary (3/16" OD) | 1373 | 1 | 1 | 124.19
9139863 | Safety Cap II | for NS 29/32 ground flask, | attachments 2 capillarys (3.2 mm OD) | 1373 | 1 | 1 | 115.52
9139864 | Air valve | (with integrated PTFE filter) | for SCAT Safety Caps | 1374 | 1 | 1 | 32.03
9139865 | Safety Waste Cap GL 45 | 3x2.3/3.2mm OD |  | 1374 | 1 | 1 | See Cope Price List CK790-03
9139866 | Safety Waste Cap GL 45 | 2x2.3/3.2mm OD, | 1x6.4mm ID (Leak) | 1374 | 1 | 1 | See Cope Price List CK790-06
9139867 | Safety Waste Cap S 60 / 61 | 3x2.3/3.2mm OD |  | 1374 | 1 | 1 | See Cope Price List CK790-18
9139868 | Safety Waste Cap S 60 / 61 | 2x2.3/3.2mm OD, | 1x6.4mm ID (Leak) | 1374 | 1 | 1 | See Cope Price List CK790-19
9139870 | Safety Waste Cap S 90 / 91 | 4x2.3/3.2mm OD, | 1x6.4mm ID (Leak) | 1374 | 1 | 1 | See Cope Price List CK790-26
9139871 | Charcoal Filter S | (24g) |  | 1375 | 1 | 1 | See Cope Price List CK794-05
9139872 | Charcoal Filter M | (48g) |  | 1375 | 1 | 1 | See Cope Price List CK794-12
9139873 | Charcoal Filter L | (100g) |  | 1375 | 1 | 1 | See Cope Price List CK794-24
9139874 | Safety Waste Cap S 50 | with safety funnel, | 2x2.3/3.2mm AD | 1376 | 1 | 1 | 409.18
9139875 | Safety Waste Cap S 55 | with safety funnel, | 2x2.3/3.2mm OD | 1376 | 1 | 1 | 365.91
9139876 | Safety Waste Cap S 60 / 61 | with safety funnel, | 2x2.3/3.2mm OD | 1376 | 1 | 1 | 365.91
9139877 | Safety Waste Cap S 65 | with safety funnel, | 2x2.3/3.2mm OD | 1376 | 1 | 1 | 452.15
9139878 | Safety Waste Cap S 70 / 71 | with safety funnel, | 2x2.3/3.2mm OD | 1376 | 1 | 1 | 479.33
9139880 | Safety Waste Cap S 90 / 91 | with safety funnel, | 4x2.3/3.2mm OD | 1376 | 1 | 1 | 474.99
9139882 | Thread adapter, PTFE | GL45 - GL38 |  | 1375 | 1 | 1 | 81.16
9139883 | Thread adapter, PTFE | GL45 - GL40 |  | 1375 | 1 | 1 | 69.49
9139888 | 3 port collector | sidewise, (3x2.3/3.2mm OD) | for leak connector | 1376 | 1 | 1 | See Cope Price List CK796-15
9139889 | 8 port collector | (8x3.2mm OD) | for leak connector | 1376 | 1 | 1 | See Cope Price List CK796-55
9139890 | Blind screw, PFA | pack of 10 |  | 1377 | 1 | 1 | 50.27
9139892 | Disposal unit | 2.5 l container GL45 | with lid funnel | 250 | 1 | 1 | 117.9
9139893 | Disposal unit | 5 l container GL45 | with lid funnel | 250 | 1 | 1 | 123.68
9139894 | Disposal unit | 10 l container GL45 | with lid funnel | 250 | 1 | 1 | 122.24
9139895 | Safety Cap I S40 | with stopcock | for Merck bottles | 1373 | 1 | 1 | 163.6
9139896 | Safety Waste Cap S 40 | 2x2.3/3.2mm, 1x6.4mm ID, | for Merck bottles | 1374 | 1 | 1 | 113.06
9139906 | Canisters,PE-HD,cap. 9 ltr. |  |  | 56 | 1 | 1 | Refer to Cope
9139907 | Canisters,PE-HD,cap. 20 ltr. |  |  | 56 | 1 | 1 | Refer to Cope
9139916 | Aspirator canisters,PC,with stopcock,cap.9 ltr. |  |  | 55 | 1 | 1 | Refer to Cope
9139917 | Aspirator canisters,PC,with stopcock,cap.20 ltr. |  |  | 55 | 1 | 1 | Refer to Cope
9139918 | Aspirator canisters,PE-HD,with stopcock,cap.9 ltr. |  |  | 56 | 1 | 1 | Refer to Cope
9139919 | Aspirator canisters,PE-HD,with stopcock,cap.20 ltr |  |  | 56 | 1 | 1 | Refer to Cope
9139921 | Aspirator canisters,PP,with stopcock,cap.9 ltr. |  |  | 56 | 1 | 1 | Refer to Cope
9139922 | Aspirator canisters,PP,with stopcock,cap. 20 ltr. |  |  | 56 | 1 | 1 | Refer to Cope
9139925 | Rapid-action stopcock,PP |  |  | 56 | 1 | 1 | Refer to Cope
9139926 | Rapid-action stopcoc,TFE Tefzel |  |  | 56 | 1 | 1 | Refer to Cope
9139929 | LLG-Bottle (carboy) 5 ltr., | Ø 160mm x H 350mm, | w/o stopcock, HDPE | 53 | 1 | 1 | 8.89
9139930 | LLG-Bottle (carboy) 10 ltr., | Ø 210 x H 430mm, | w/o stopcock, HDPE | 53 | 1 | 1 | 11.18
9139931 | LLG-Bottle (carboy) 25 ltr. | Ø 270 x H 570mm, | w/o stopcock, HDPE | 53 | 1 | 1 | 25.92
9139932 | LLG-Bottle (carboy) 50 ltr. | Ø 350 x H 690mm, | w/o stopcock, HDPE | 53 | 1 | 1 | 39
9139933 | LLG-Bottles (carboy) 5 ltr., | Ø 160 x H 350mm, | w. stopcock, HDPE | 53 | 1 | 1 | 11.11
9139934 | LLG-Bottle (carboy) 10 ltr. | Ø 210 x H 430mm, | w.stopcock, HDPE | 53 | 1 | 1 | 13.37
9139935 | LLG-Bottle (carboy) 25 ltr. | Ø 270 x H 570mm, | w.stopcock, HDPE | 53 | 1 | 1 | 27.77
9139936 | LLG-Bottle (carboy) 50 ltr. | Ø 350 x H 690mm, | w.stopcock, HDPE | 53 | 1 | 1 | 40.84
9139937 | LLG-Stopcock for bottles 5 - 50 ltr |  |  | 53 | 1 | 1 | 2.64
9139938 | LLG-Bottle (carboy) 5 ltr. | Ø 170 x H 350mm, | w/o stopcock, HDPE | 53 | 1 | 1 | 7.91
9139939 | LLG-Bottle (carboy) 10 ltr. | Ø 210 x H 420mm, | w/o stopcock, HDPE | 53 | 1 | 1 | 10.73
9139970 | Wide-neck canisters,PE,cap. 25 ltrs |  |  | 58 | 1 | 1 | 28.4
9139975 | Wide-neck canisters,PE,cap. 10 ltrs |  |  | 58 | 1 | 1 | 24.12
9139996 | Safety backup | for 3 room saving canisters |  | 57 | 1 | 1 | Refer to Cope
9139997 | Drain cock for canisters |  |  | 54 | 1 | 1 | See Cope Price List SV944-20
9139999 | Safety stay for | space saving carboys |  | 57 | 1 | 1 | Refer to Cope
9140000 | Stopcock LaboPlast® | PA, 3/4" inernal/external, | conductible | 57 | 1 | 1 | See Cope Price List SV944-30
9140001 | Space-saving canisters,PP,cap. 5 ltrs. | without outlet, without stopcock |  | 57 | 1 | 1 | 34.23
9140002 | Space-saving canisters,PP,cap. 6 ltrs. | with outlet,without stopcock |  | 57 | 1 | 1 | See Cope Price List AS530-15
9140003 | Stopcock compact |  |  | 57 | 1 | 1 | See Cope Price List SV950-10
9140004 | Jerrycan Set compact consisting of: | canister 5 Ltr. 9.140 002 | + stopcock 9.140 003 | 57 | 1 | 1 | 45.97
9140011 | Jerrycan Set consisting of: | canister 5 Ltr. 9.140 002 | + stopcock 9.139 997 | 57 | 1 | 1 | 63.43
9140021 | Industrial jerrycan without closure | 2 l, natural, without UN approval | closure 9.140 040 | 59 | 1 | 1 | 3.55
9140022 | Industrial jerrycan without closure | 2,5 l, natural, with UN approval | closure 9.140 040 | 59 | 1 | 1 | 4.16
9140023 | Industrial jerrycan without closure | 3 l, natural, with UN approval | closure 9.140 040 | 59 | 1 | 1 | 4.28
9140025 | Industrial jerrycan without closure | 5 l, natural, with UN approval | closure 9.140 046 | 59 | 1 | 1 | Refer to Cope
9140026 | Industrial jerrycan without closure | 6 l, natural, without UN approval | closure 9.140 040 | 59 | 1 | 1 | 6.95
9140027 | Industrial jerrycan without closure | 8, l natural, without UN approval | closure 9.140 040 | 59 | 1 | 1 | 9.8
9140030 | Industrial jerrycan without closure | 10 l, natural, with UN approval | closure 9.140 042 | 59 | 1 | 1 | Refer to Cope
9140031 | Industrial jerrycan without closure | 25 l, blue, with UN approval | closure 9.140 043 | 59 | 1 | 1 | 22.06
9140032 | Industrial jerrycan without closure | 20 l, blue, with UN approval | closure 9.140 043 | 59 | 1 | 1 | 21.28
9140033 | Industrial jerrycan without closure | 30 l, blue, with UN approval | closure 9.140 043 | 59 | 1 | 1 | 26.45
9140037 | Industrial jerrycans without closure | 20 l, natural, with UN approval | closure 9.140 043 | 59 | 1 | 1 | Refer to Cope
9140038 | Industrial jerrycan without closure | 30 l, natural, with UN approval | closure 9.140 043 | 59 | 1 | 1 | Refer to Cope
9140040 | Screw cap, HDPE with detachable ring, red | for für 2/2.5/3/6 u. 8 litres |  | 59 | 1 | 1 | 0.4
9140042 | Screw cap, HDPE with detachable ring, red | 5 and 10 litres, 9140025 u. 030 |  | 59 | 1 | 1 | 0.4
9140043 | Screw cap, PE-HD for 20-30l jerrycans | with tear-off ring, red |  | 59 | 1 | 1 | 0.68
9140046 | Screw cap black, PE-HD, with tearing ring | for 5 / 10 liter can |  | 59 | 1 | 1 | 0.4
9140047 | Screw cap black, PE-HD, with tearing ring | for 20-30 liter can |  | 59 | 1 | 1 | 0.68
9140048 | Screw cap, black, with tear-off ring | for 2/2,5/3/6 and 8l cans |  | 59 | 1 | 1 | 2.82
9140050 | Screw cap, black, with tear-off ring | for 20-30l cans |  | 59 | 1 | 1 | 4.28
9140051 | Screw cap, black, with tear-off ring | for 2/2.5/3/6 and 8l cans |  | 59 | 1 | 1 | 0.4
9140054 | Closure with dispensing pump, PE-HD | for cans 2/2,5/3/6 and 8 l |  | 59 | 1 | 1 | 14.48
9140061 | Closure for 5 and 10 ltr type |  |  | 59 | 1 | 1 | 10.25
9140062 | Screw cap with drain cock | HDPE for 2, 2,5, 3,6 and 8 liltres |  | 59 | 1 | 1 | 8.69
9140063 | Closure for 20 and 30 ltr type |  |  | 59 | 1 | 1 | 12.77
9140065 | Screw cap PE-HD with dosing pump | for 10l jerrycans |  | 59 | 1 | 1 | 15.04
9140068 | Screw cap PE-HD, black | with tear-off ring and vent | for 5/10l can | 59 | 1 | 1 | 3.5
9140070 | Screw-cap, PE-HD, with dosing pump | for 20Ltr.carboys |  | 59 | 1 | 1 | 56.59
9140071 | Screw cap HDPE, with dosing pump | for 25 ltr.container |  | 59 | 1 | 1 | 56.59
9140072 | Srew cap HDPE with dosing pump | for 30L |  | 59 | 1 | 1 | 56.59
9140073 | Key, HDPE | DIN45 black, | for 2, 2,5, 3 and 8L | 59 | 1 | 1 | 4.53
9140097 | Carboys WK 15l, PE | with weled stopcock |  | 58 | 1 | 1 | #N/A
9140098 | Carboys WK 20l, PE | with welded stopcock |  | 58 | 1 | 1 | 86.27
9140099 | Carboys WK 25l, PE | with weleded stopcock |  | 58 | 1 | 1 | 99.08
9140100 | Carboys WK 5l, PE | with weleded stopcock |  | 58 | 1 | 1 | 58.43
9140101 | Carboys WK 10l, PE | with weleded stopcock |  | 58 | 1 | 1 | 65.61
9140102 | Carboys WK 30l, PE | with weleded stopcock |  | 58 | 1 | 1 | 102.83
9140103 | Carboys WK 60l, PE | with weleded stopcock |  | 58 | 1 | 1 | 155.67
9140108 | Jerrycan key, HDPE | for 5,10,20,25 and 30l |  | 59 | 1 | 1 | 6.02
9140110 | PP screw cap GLS 80 | suitable for laboratory bottle wide neck |  | 64 | 1 | 1 | 3.38
9140113 | Casseroles,porcelain,cap. 100 ml | 63 mm |  | 102 | 1 | 1 | 26.35
9140114 | Casseroles,porcelain,cap. 140 ml | 80 mm |  | 102 | 1 | 1 | See Cope Price List BF690-30
9140115 | Casseroles,porcelain,cap. 220 ml | 100 mm |  | 102 | 1 | 1 | 33.86
9140116 | Casseroles,porcelain,cap. 400 ml | 125 mm |  | 102 | 1 | 1 | 52.47
9140118 | Casseroles,porcelain,cap. 1300 ml | 160 mm |  | 102 | 1 | 1 | 156.65
9140119 | Casseroles,porcelain,cap. 1500 ml | 215 mm |  | 102 | 1 | 1 | 161.59
9140205 | Plate made of blue glass, 50 x 50 mm |  |  | 109 | 1 | 1 | #N/A
9140210 | Plate made of blue glass, 100 x 100 mm |  |  | 109 | 1 | 1 | #N/A
9140302 | Pear shape flask 250ml | NS 14/23, Boro 3.3 |  | 572 | 1 | 1 | 14.86
9140303 | ***no longer available*** | Pear shape flask 25ml | NS 19/26, Boro 3.3 | 572 | 1 | 1 | #N/A
9140304 | ***no longer available*** | Pear shape flask 50ml | NS 19/26, Boro 3.3 | 572 | 1 | 1 | #N/A
9140305 | ***no longer available*** | Pear shape flask 100ml | NS 19/26, Boro 3.3 | 572 | 1 | 1 | #N/A
9140306 | ***no longer available*** | Pear shape flask 250ml | NS 19/26, Boro 3.3 | 572 | 1 | 1 | #N/A
9140307 | ***no longer available*** | Pear shape flask 50ml | NS 24/29, Boro 3.3 | 572 | 1 | 1 | #N/A
9140308 | ***no longer available*** | Pear shape flask 100ml | NS 24/29, Boro 3.3 | 572 | 1 | 1 | #N/A
9140309 | ***no longer available*** | Pear shape flask 250ml | NS 24/29, Boro 3.3 | 572 | 1 | 1 | #N/A
9140310 | Pear shape flask 50ml | NS 29/32, Boro 3.3 |  | 572 | 1 | 1 | 10.33
9140311 | Pear shape flask 250ml | NS 29/32, Boro 3.3 |  | 572 | 1 | 1 | 14.86
9140312 | Pear shape flask 25 ml | NS 14/23, Boro 3.3 | with side neck NS 14/23 | 572 | 1 | 1 | 19.82
9140313 | Pear shape flask 50 ml | NS 14/23, Boro 3.3 | with side neck NS 14/23 | 572 | 1 | 1 | 21.46
9140314 | Pear shape flask 100 ml | NS 14/23, Boro 3.3 | with side neck NS 14/23 | 572 | 1 | 1 | 23.1
9140315 | ***no longer available*** | PEar shape flask 250 ml | NS 14/23, Boro 3.3 | 572 | 1 | 1 | #N/A
9140316 | Pear shape flask 25 ml | NS 19/26, Boro 3.3 | with side neck NS 14/23 | 572 | 1 | 1 | 20.12
9140317 | Pear shape flask 50 ml | NS 19/26, Boro 3.3 | with side neck NS 14/23 | 572 | 1 | 1 | 21.76
9140318 | Pear shape flask 100 ml | NS 19/26, Boro 3.3 | with side neck NS 14/23 | 572 | 1 | 1 | 23.4
9140319 | ***no longer available*** | Pear shape flask 250 ml | NS 19/26, Boro 3.3 | 572 | 1 | 1 | #N/A
9140320 | Two-neck round flask 50 ml | CN NS 14/23, SN NS 14/23 angled | Boro 3.3 | 573 | 1 | 1 | 14.94
9140321 | Two-neck round flask 100 ml | CN NS 14/23, SN NS 14/23 angled | Boro 3.3 | 573 | 1 | 1 | 15.77
9140322 | Two-neck round flask 250 ml | CN NS 14/23, SN NS 14/23 angled | Boro 3.3 | 573 | 1 | 1 | 20.78
9140323 | Two-neck round flask 100 ml | CN NS 24/29, SN NS 14/23 angled | Boro 3.3 | 573 | 1 | 1 | 15.74
9140324 | Two-neck round flask 250 ml | CN NS 24/29, SN NS 14/23 angled | Boro 3.3 | 573 | 1 | 1 | 20.75
9140325 | Two-neck round flask 500 ml | CN NS 24/29, SN NS 14/23 angled | Boro 3.3 | 573 | 1 | 1 | 22.08
9140326 | Two-neck round flask 1000 ml | CN NS 24/29, SN NS 14/23 angled | Boro 3.3 | 573 | 1 | 1 | 37.8
9140327 | Two-neck round flask 100 ml | CN NS 24/29, SN NS 19,26 angled | Boro 3.3 | 573 | 1 | 1 | 18.18
9140328 | Two-neck round flask 250 ml | CN NS 24/29, SN NS 19,26 angled | Boro 3.3 | 573 | 1 | 1 | 18.01
9140329 | Two-neck round flask 500 ml | CN NS 24/29, SN NS 19,26 angled | Boro 3.3 | 573 | 1 | 1 | 22.77
9140330 | Two-neck round flask 1000 ml | CN NS 24/29, SN NS 19,26 angled | Boro 3.3 | 573 | 1 | 1 | 38.26
9140331 | Two-neck round flask 2000 ml | CN NS 29/32, SN NS 14/23 angled | borosilicate glass 3.3 | 573 | 1 | 1 | 50.9
9140332 | Two-neck round flask 100 ml | CN NS 29/32, SN NS 19/26 angular | borosilicate glass 3.3 | 573 | 1 | 1 | 18.18
9140333 | Two-neck round flask 250 ml | CN NS 29/32, SN NS 19/26 angled | borosilicate glass 3.3 | 573 | 1 | 1 | 18.03
9140334 | Two-neck round flask 500 ml | CN NS 29/32, SN NS 19/26 angled | borosilicate glass 3.3 | 573 | 1 | 1 | 22.58
9140335 | Two-neck round flask 1000 ml | CN NS 29/32, SN NS 19/26 angular | borosilicate glass 3.3 | 573 | 1 | 1 | 37.95
9140336 | Two-neck round flask 2000 ml | CN NS 29/32, SN NS 19/26 angled | borosilicate glass 3.3 | 573 | 1 | 1 | 50.88
9140337 | Two-neck round flask 100 ml | CN NS 29/32, SN NS 29/32 angled | borosilicate glass 3.3 | 573 | 1 | 1 | 18.32
9140339 | ***no longer available*** | Two-neck round flask 6000 ml | CN NS 29/32, SN NS 29/32 angled | 573 | 1 | 1 | #N/A
9140361 | ***no longer available*** | Three-neck round flask 100 ml | CN NS 14/23, SN NS 14/23 parallel | 574 | 1 | 1 | #N/A
9140362 | Three-neck round flask 250 ml | CN NS 14/23, SN NS 14/23 parallel | borosilicate glass 3.3 | 574 | 1 | 1 | 24.75
9140363 | ***no longer available*** | Three-neck round flask 100 ml | CN NS 24/29, SN NS 14/23 parallel | 574 | 1 | 1 | #N/A
9140364 | Three-neck round flask 250ml | CN NS 24/29, SN NS 14/23 parallel | borosilicate glass 3.3 | 574 | 1 | 1 | 25.02
9140365 | Three-neck round flask 500ml | CN NS 24/29, SN NS 14/23 parallel | borosilicate glass 3.3 | 574 | 1 | 1 | 29.97
9140366 | Three-neck round flask 1000ml | CN NS 24/29, SN NS 14/23 parallel | borosilicate glass 3.3 | 574 | 1 | 1 | 44.66
9140367 | ***no longer available*** | Threeneck round flask 100ml | CN NS 24/29, SN NS 19/26 parallel | 574 | 1 | 1 | #N/A
9140368 | Three-neck round flask 250ml | CN NS 24/29, SN NS 19/26 parallel | borosilicate glass 3.3 | 574 | 1 | 1 | 26.43
9140369 | Three-neck round flask 500ml | CN NS 24/29, SN NS 19/26 parallel | borosilicate glass 3.3 | 574 | 1 | 1 | 31.25
9140370 | Three-neck round flask 1000ml | CN NS 24/29, SN NS 19/26 parallel | borosilicate glass 3.3 | 574 | 1 | 1 | 46.03
9140371 | Three-neck round flask 2000ml | CN NS 24/29, SN NS 19/26 parallel | borosilicate glass 3.3 | 574 | 1 | 1 | 61.18
9140372 | ***no longer available*** | Three-neck round flask 100ml | CN NS 29/32, SN NS 14/23 parallel | 574 | 1 | 1 | #N/A
9140373 | ***no longer available*** | Three-neck round flask 2000ml | CN NS 29/32, SN NS 14/23 parallel | 574 | 1 | 1 | #N/A
9140374 | ***no longer available*** | Three-neck round flask 100ml | CN NS 29/32, SN NS 19/26 parallel | 574 | 1 | 1 | #N/A
9140375 | ***no longer available*** | Three-neck round flask 2000ml | CN NS 29/32, SN NS 19/26 parallel | 574 | 1 | 1 | #N/A
9140377 | ***no longer available*** | ***replacement 7200347*** | Three-neck round flask 4000 ml | 574 | 1 | 1 | #N/A
9140378 | ***no longer available*** | ***replacement 6072558*** | Three-neck round flask 6000 ml | 574 | 1 | 1 | #N/A
9140385 | Kjeldahl flask 100ml | NS 19/26, borosilicate glass 3.3 |  | 571 | 1 | 1 | 11.59
9140386 | Kjeldahl flask 250ml | NS 29/32, borosilicate glass 3.3 |  | 571 | 1 | 1 | 16.52
9140387 | Kjeldahl flask 500ml | NS 29/32, borosilicate glass 3.3 |  | 571 | 1 | 1 | 20.84
9140388 | Kjeldahl flask 750ml | NS 29/32, borosilicate glass 3.3 |  | 571 | 1 | 1 | 22.79
9140389 | Kjeldahl flask 1000ml | NS 29/32, borosilicate glass 3.3 |  | 571 | 1 | 1 | 41.14
9140390 | Nitrogen flask 25ml | NS 14/23, borosilicate glass 3.3 |  | 575 | 1 | 1 | 30.5
9140391 | Nitrogen flask 50ml | NS 14/23, borosilicate glass 3.3 |  | 575 | 1 | 1 | 32.74
9140392 | Nitrogen flask 100ml | NS 14/23, borosilicate glass 3.3 |  | 575 | 1 | 1 | 35.43
9140393 | Nitrogen flask 250ml | NS 14/23, borosilicate glass 3.3 |  | 575 | 1 | 1 | 38.22
9140394 | Nitrogen flask 50ml | NS 29/32, borosilicate glass 3.3 |  | 575 | 1 | 1 | 32.74
9140395 | Nitrogen flask 100ml | NS 29/32, borosilicate glass 3.3 |  | 575 | 1 | 1 | 35.43
9140396 | Nitrogen flask 250ml | NS 29/32, borosilicate glass 3.3 |  | 575 | 1 | 1 | 38.22
9140397 | Nitrogen flask 500ml | NS 29/32, borosilicate glass 3.3 |  | 575 | 1 | 1 | 45.86
9140398 | Nitrogen flask 1000ml | NS 29/32, borosilicate glass 3.3 |  | 575 | 1 | 1 | 59.84
9140401 | Erlenmeyer flask 1000 ml, amber glass | NS 29/32, borosilicate glass 3.3 |  | 577 | 1 | 1 | 56.57
9140410 | Dropping funnel 50 ml, cylindrical | PTFE stopcock, NS 19/26, | w/o. relief tube, graduated | 591 | 1 | 1 | 43.62
9140411 | Dropping funnel 100 ml, cylindrical | PTFE stopcock, NS 19/26, | w/o. relief tube, graduated | 591 | 1 | 1 | 43.89
9140412 | Dropping funnel 250 ml, cylindrical | PTFE stopcock, NS 29/32, | w/o. relief tube, graduated | 591 | 1 | 1 | 47.37
9140413 | Dropping funnel 500 ml, cylindrical | PTFE stopcock, NS 29/32, | w/o. relief tube, graduated | 591 | 1 | 1 | 50.75
9140414 | Dropping funnel 1000 ml, cylindrical | PTFE stopcock, NS 29/32, | w/o. relief tube, graduated | 591 | 1 | 1 | 66.89
9140415 | Dropping funnel 50 ml, cylindrical | PTFE stopcock, w. relief tube, graduated, | Boro 3.3, DIN 12451 and DIN 12567 | 591 | 1 | 1 | 51.82
9140416 | Dropping funnel 1000 ml, cylindrical | PTFE stopcock, w. relief tube, graduated, | Boro 3.3, DIN 12451 and DIN 12567 | 591 | 1 | 1 | 75.12
9140502 | Multiple adapter, angled connector | socket NS 19/26, cone NS 19/26 | boro 3.3 | 585 | 1 | 1 | 13.35
9140503 | Multiple adapter, angled connectors | socket NS 29/32, cone NS 29/32, | side arm socket NS 14/23, boro 3.3 | 585 | 1 | 1 | 13.7
9140504 | Multiple adapter, parallel connector | socket NS 19/26, cone NS 19/26 | Boro 3.3 | 585 | 1 | 1 | 12.17
9140507 | Multiple adapter, parallel connector | socket NS 29/32, cone NS 14/23 | side arm socket NS 14/23, Boro 3.3 | 585 | 1 | 1 | 12.01
9140508 | Splash head adapter | socket/cone NS 14/23, bend | boro 3.3 | 586 | 1 | 1 | 16.12
9140511 | Splash head adapter | socket/cone NS 29/32, bend, | boro 3.3 | 586 | 1 | 1 | 18.79
9140512 | Mini volume chemistry kit | incl.16 glass parts with NS 14/23 connection | Boro 3.3 | 585 | 1 | 1 | 244.49
9140513 | Drying tube 100mm, Ø 13mm | bend, boro 3.3 |  | 584 | 1 | 1 | 7.25
9140514 | Drying tube 150mm, Ø 13mm | bend, boro 3.3 |  | 584 | 1 | 1 | 7.66
9140515 | Drzing tube U-shaped, 100mm | Ø 13mm, with nozzle 6mm, Boro 3.3 |  | 584 | 1 | 1 | 14.05
9140516 | Drying tube U shaped, 130mm | Ø 13mm, with nozzle 6mm, Boro 3.3 |  | 584 | 1 | 1 | 14.68
9140517 | Drying tube U shaped, 180mm | Ø 18mm, with nozzle 6mm, Boro 3.3 |  | 584 | 1 | 1 | 16.47
9140518 | Drying tube U shaped, 100mm | Ø 13mm, socket NS 14/23, | with stopcock, Boro 3.3 | 584 | 1 | 1 | 18.39
9140519 | Drying tube U shaped, 130mm | Ø 13mm, socket NS 14/23, | with stopcock, Boro 3.3 | 584 | 1 | 1 | 19.12
9140520 | Drying tube U shaped, 180mm | Ø 18mm, socket NS 19/26, | with stopcock, Boro 3.3 | 584 | 1 | 1 | 18.13
9140530 | Gas wash bottle 125ml | socket NS 29/32, Boro 3.3 |  | 602 | 1 | 1 | 14.51
9140531 | Gas wash bottle 250ml | socket NS 29/32, Boro 3.3 |  | 602 | 1 | 1 | 16.67
9140532 | Gas wash bottle 500ml | socket NS 29/32, Boro 3.3 |  | 602 | 1 | 1 | 20.48
9140533 | Gas wash bottle head | w/o frit disk, w. PP side arm | Boro 3.3 | 602 | 1 | 1 | 27.43
9140534 | Gas wash bottle head | with frit disk, with glass side arm | Boro 3.3 | 602 | 1 | 1 | 44.66
9140535 | Gas wash bottle head | with frit disk, with PP side arm | Boro 3.3 | 602 | 1 | 1 | 45.63
9140536 | Connector with stopcock | socket NS 14/23, cone NS 14/23, | Boro 3.3 | 604 | 1 | 1 | 22.87
9140537 | Connector with stopcock | socket NS 19/23, cone NS 19/26, | Boro 3.3 | 604 | 1 | 1 | 23.98
9140538 | Connector with stopcock | socket NS 24/29, cone NS 24/29, | Boro 3.3 | 604 | 1 | 1 | 24.33
9140539 | Connector with stopcock | socket NS 29/32, cone NS 29/32, | Boro 3.3 | 604 | 1 | 1 | 24.83
9140783 | Comply autoclave tape, 19 mm x 55 m | for drying sterilization (hot-air) |  | 154 | 1 | 1 | 25.65
9140784 | Indicator adhesive tabpe with steam indicator | self-adhesive, for steam sterilisation, | 19mm wide, 50m per roll | 154 | 1 | 1 | Refer to Cope
9140786 | Comply lead free sterelisation tape | (vapor) 18 mm x 55 m |  | 154 | 1 | 1 | 10.86
9140787 | Indicator tape w.lead-free steam indicator | self-adhesive, for hot air sterilisation, | 18mm wide, 50m per roll | 1098 | 1 | 1 | 3.9
9140788 | Indicator tape w.lead-free steam indicator | self-adhesive, for hot air sterilisation, | 24mm wide, 50m per roll | 1098 | 1 | 1 | 5.29
9140789 | Indicator tape with steam indicator | self-adhesive, for hot air sterilisation, | 25mm wide, 50m per roll | 1098 | 1 | 1 | 5.29
9140790 | Indicator tape with steam indicator | strong adhesive, to be used with fleece, | blue, 19mm wide, 50m per roll | 1098 | 1 | 1 | 4.16
9140791 | Indicator tape with steam indicator | strong adhesive, to be used with fleece, | blue, 25mm wide, 50m per roll | 1098 | 1 | 1 | 5.67
9140792 | Indicator tape with ethylenoxide indicator | self-adhesive, | 19mm wide, 50m per roll | 1098 | 1 | 1 | 4.41
9140813 | Adhesive packing tape,strong,brown,66 m x 50 mm |  |  | 155 | 1 | 1 | 2.9
9140814 | tesapack® 4124, 25mm x 66 mtr. | packaging adhesive tape, transparent |  | 154 | 12 | 1 | 3.88
9140815 | tesa Easy Cut® Professional table unwinder | red-blue, empty, | for 25mm x 66 mtr. | 154 | 1 | 1 | 49.47
9140817 | tesapacker,for sealing boxes,width 50 mm |  |  | 155 | 1 | 1 | 23.55
9140968 | Erlenmeyer flask 250 ml | PC, with baffles |  | 1253 | 1 | 1 | See Cope Price List TP575-13
9140969 | Erlenmeyer flask 500 ml | PC, with baffles |  | 1253 | 1 | 1 | See Cope Price List TP575-16
9141014 | Erlenmeyer flasks,DURAN®,narrow neck,cap. 25 ml |  |  | 18 | 1 | 1 | See Cope Price List FK215-14
9141017 | Erlenmeyer flasks,DURAN®,narrow neck,cap. 50 ml |  |  | 18 | 1 | 1 | See Cope Price List FK215-17
9141024 | Erlenmeyer flasks,DURAN®,narrow neck,cap. 100 ml |  |  | 18 | 1 | 1 | See Cope Price List FK215-24
9141028 | Erlenmeyer flasks,DURAN®,narrow neck,cap. 125 ml |  |  | 18 | 1 | 1 | 7.18
9141032 | Erlenmeyer flasks,DURAN®,narrow neck,cap. 200 ml |  |  | 18 | 1 | 1 | See Cope Price List FK215-32
9141036 | Erlenmeyer flasks,DURAN®,narrow neck,cap. 250 ml |  |  | 18 | 1 | 1 | See Cope Price List FK215-36
9141039 | Erlenmeyer flasks,DURAN®,narrow neck,cap. 300 ml |  |  | 18 | 1 | 1 | See Cope Price List FK215-39
9141044 | Erlenmeyer flasks,DURAN®,narrow neck,cap. 500 ml |  |  | 18 | 1 | 1 | See Cope Price List FK215-44
9141053 | Erlenmeyer flask 800ml narrow-neck | DURAN |  | 18 | 1 | 1 | 12.52
9141054 | Erlenmeyer flasks,DURAN®,narrow neck,cap. 1000 ml |  |  | 18 | 1 | 1 | See Cope Price List FK215-54
9141063 | Erlenmeyer flasks,DURAN®,narrow neck,cap. 2000 ml |  |  | 18 | 1 | 1 | See Cope Price List FK215-63
9141068 | Erlenmeyer flasks,DURAN®,narrow neck,cap. 3000 ml |  |  | 18 | 1 | 1 | See Cope Price List FK215-68
9141073 | Erlenmeyer flasks,DURAN®,narrow neck,cap. 5000 ml |  |  | 18 | 1 | 1 | See Cope Price List FK215-73
9141079 | Erlenmeyer flasks,boro-glass,narrow neck, 25 ml | Pack of 10 |  | 18 | 1 | 1 | 33.79
9141080 | Erlenmeyer flasks,boro-glass,narrow neck, 50 ml | pack of 10 |  | 18 | 1 | 1 | 17.63
9141081 | Erlenmeyer flasks,boro-glass,narrow neck, 100 ml | pack of 10 |  | 18 | 1 | 1 | 16.12
9141082 | Erlenmeyer flasks,boro-glass,narrow neck, 250 ml | pack of 10 |  | 18 | 1 | 1 | 19.65
9141083 | Erlenmeyer flasks,boro-glass,narrow neck, 500 ml | pack of 10 |  | 18 | 1 | 1 | 21.2
9141084 | Erlenmeyer flasks,boro-glass,narrow neck, 1000 ml | pack of 10 |  | 18 | 1 | 1 | 33.58
9141085 | Erlenmeyer flasks,boro-glass,narrow neck, | 200 ml, Pack of 10 |  | 18 | 1 | 1 | 24.94
9141086 | Erlenmeyer flasks,boro-glass,narrow neck, | 300 ml, Pack of 10 |  | 18 | 1 | 1 | 16.58
9141087 | Erlenmeyer flasks,boro-glass,narrow neck, | 2000 ml, Pack of 6 |  | 18 | 1 | 1 | #N/A
9141088 | Erlenmeyer flasks,boro-glass,narrow neck, 3000 ml | pack of 6 |  | 18 | 1 | 1 | #N/A
9141089 | Erlenmeyer flasks,boro-glass,narrow neck, | 5000 ml, Pack of 2 |  | 18 | 1 | 1 | #N/A
9141091 | Round flask 50 ml, amber glass | NS 29/32, Boro 3.3, | DIN 12394 | 571 | 1 | 1 | 15.21
9141092 | Round flask 500 ml, amber glass | NS 29/32, Boro 3.3, | DIN 12394 | 571 | 1 | 1 | 29.36
9141093 | Round flask 1000 ml, amber glass | NS 29/32, Boro 3.3, | DIN 12394 | 571 | 1 | 1 | 48.55
9141100 | Erlenmeyer flask 100 ml | Borosilicate glass 3.3, white graduated, | with screw-cap GL32 | 20 | 1 | 1 | 13.63
9141101 | Erlenmeyer flask 250 ml | Borosilicate glass 3.3, weiss graduated, | with screw-cap GL32 | 20 | 1 | 1 | 14.84
9141102 | Erlenmeyer flask 1000 ml | Borosilicate glass 3.3, white graudated, | with screw-cap GL32 | 20 | 1 | 1 | 29.89
9141105 | Erlenmeyer flask 50 ml | NS 14/23, Boro 3.3, | white graduated, w/o stopper | 577 | 1 | 1 | 5.74
9141106 | Erlenmeyer flask 50 ml | NS 19/26, Boro 3.3, | white graduated, w/o stopper | 577 | 1 | 1 | 5.74
9141107 | Erlenmeyer flask 50 ml | NS 29/32, Boro 3.3, | white graduated, w/o stopper | 577 | 1 | 1 | 7.03
9141108 | Erlenmeyer flask 100 ml | NS 14/23, Boro 3.3, | white graduated, w/o stopper | 577 | 1 | 1 | 6.42
9141109 | Erlenmeyer flask 100 ml | NS 29/32, Boro 3.3, | white graduated, w/o stopper | 577 | 1 | 1 | 7.63
9141110 | Erlenmeyer flask 250 ml | NS 29/32, Boro 3.3, | white graduated, w/o stopper | 577 | 1 | 1 | 10.53
9141111 | Erlenmeyer flask 300 ml | NS 29/32, Boro 3.3, | white graduated, w/o stopper | 577 | 1 | 1 | 10.73
9141112 | Erlenmeyer flask 500 ml | NS 29/32, Boro 3.3, | white graduated, w/o stopper | 577 | 1 | 1 | 13.73
9141113 | Erlenmeyer flask 1000 ml | NS 29/32, Boro 3.3, | white graduated, w/o stopper | 577 | 1 | 1 | 27.98
9141114 | Erlenmeyer flasks,DURAN®,wide neck,cap. 25 ml |  |  | 19 | 1 | 1 | See Cope Price List FK227-14
9141117 | Erlenmeyer flasks,DURAN®,wide neck,cap. 50 ml |  |  | 19 | 1 | 1 | See Cope Price List FK227-17
9141124 | Erlenmeyer flasks,DURAN®,wide neck,cap. 100 ml |  |  | 19 | 1 | 1 | See Cope Price List FK227-24
9141132 | Erlenmeyer flasks,DURAN®,wide neck,cap. 200 ml |  |  | 19 | 1 | 1 | See Cope Price List FK227-32
9141136 | Erlenmeyer flasks,DURAN®,wide neck,cap. 250 ml |  |  | 19 | 1 | 1 | See Cope Price List FK227-36
9141139 | Erlenmeyer flasks,DURAN®,wide neck,cap. 300 ml |  |  | 19 | 1 | 1 | See Cope Price List FK227-39
9141144 | Erlenmeyer flasks,DURAN®,wide neck,cap. 500 ml |  |  | 19 | 1 | 1 | See Cope Price List FK227-44
9141154 | Erlenmeyer flasks,DURAN®,wide neck,cap. 1000 ml |  |  | 19 | 1 | 1 | See Cope Price List FK227-54
9141163 | Erlenmeyer flasks,DURAN®,wide neck,cap. 2000 ml |  |  | 19 | 1 | 1 | See Cope Price List FK227-63
9141169 | Fernbach flask 2800ml | delong neck, pack of 2 |  | 1252 | 1 | 1 | See Cope Price List TP585-80
9141170 | Fernbach flask 2800ml | with screw-cap, pack of 2 |  | 1252 | 1 | 1 | Refer to Cope
9141171 | Flasks, baffled 250 ml | 4 baffles, borosilicate glass, | pack of 5 | 1252 | 1 | 1 | See Cope Price List TP585-20
9141172 | Flasks, baffled 500 ml | 4 baffles, borosilicate glass, | pack of 5 | 1252 | 1 | 1 | See Cope Price List TP585-10
9141173 | Flasks, baffled 1000 ml | 4 baffles, borosilicate glass, | pack of 2 | 1252 | 1 | 1 | See Cope Price List TP585-15
9141174 | Flasks, baffled 2000 ml | 4 baffles, borosilicate glass |  | 1252 | 1 | 1 | See Cope Price List TP585-20
9141175 | Culture flask 250ml | pack of 10 |  | 1251 | 1 | 1 | See Cope Price List TP585-30
9141176 | Culture flask 500ml | pack of 5 |  | 1251 | 1 | 1 | See Cope Price List TP585-35
9141177 | Culture flask 1000ml | pack of 2 |  | 1251 | 1 | 1 | See Cope Price List TP585-40
9141178 | Culture flask 2000ml |  |  | 1251 | 1 | 1 | See Cope Price List TP585-45
9141180 | Erlenmeyer flasks,boro-glass,wide neck, 50 ml | pack of 10 |  | 19 | 1 | 1 | 16.58
9141181 | Erlenmeyer flasks,boro-glass,wide neck, 100 ml | pack of 10 |  | 19 | 1 | 1 | 16.37
9141182 | Erlenmeyer flasks,boro-glass,wide neck, 250 ml | pack of 10 |  | 19 | 1 | 1 | 18.13
9141183 | Erlenmeyer flasks,boro-glass,wide neck, 300 ml | pack of 10 |  | 19 | 1 | 1 | 17.42
9141184 | Erlenmeyer flasks,boro-glass,wide neck, 500 ml | pack of 10 |  | 19 | 1 | 1 | 20.78
9141185 | Erlenmeyer flasks,boro-glass,wide neck, 1000 ml | pack of 10 |  | 19 | 1 | 1 | 35.68
9141186 | Erlenmeyer flasks,boro-glass,wide neck, | 25 ml, Pack of 10 |  | 19 | 1 | 1 | 31.06
9141187 | Erlenmeyer flasks,boro-glass,wide neck, | 200 ml, Pack of 10 |  | 19 | 1 | 1 | 25.19
9141188 | Erlenmeyer flasks,boro-glass,wide neck, | 2000 ml, Pack of 6 |  | 19 | 1 | 1 | #N/A
9141224 | Erlenmeyer flasks,DURAN®,with screw cap, | cap. 100 ml |  | 20 | 1 | 1 | 35.22
9141236 | Erlenmeyer flasks,DURAN®,with screw cap, | cap. 250 ml |  | 20 | 1 | 1 | 33.9
9141244 | Erlenmeyer flasks,DURAN®,with screw cap, | cap. 500 ml |  | 20 | 1 | 1 | 35.72
9141254 | Erlenmeyer flasks,DURAN®,with screw cap, | cap. 1000 ml |  | 20 | 1 | 1 | 53.61
9141260 | Baffle flasks 250 ml | GL 45, 4 bottom baffles, | with membrane closure | 1252 | 1 | 1 | 24.88
9141261 | Baffle flask 500 ml | GL 45, 4 bottom baffles, | with membrane closure | 1252 | 1 | 1 | 23.21
9141263 | Baffle flasks 1000 ml | GL 45, 4 bottom baffles, | with membrane closure and | 1252 | 1 | 1 | 29.55
9141270 | Super Duty Erlenmeyer flask 25 ml | Duran®, narrow neck, toolted border, | 42x75 mm | 18 | 1 | 1 | 13.5
9141271 | Super Duty Erlenmeyer flask 50 ml | Duran®, narrow neck, toolted border, | 51x90 mm | 18 | 1 | 1 | 13.73
9141272 | Super Duty Erlenmeyer flask 100 ml | Duran®, narrow neck, toolted border, | 64x105 mm | 18 | 1 | 1 | 12.59
9141273 | Super Duty Erlenmeyer flask 250 ml | Duran®, narrow neck, tooltes border, | 85x145 mm | 18 | 1 | 1 | 10.96
9141274 | Super Duty Erlenmeyer flask 500 ml | Duran®, narrow neck, toolted border, | 105x180 mm | 18 | 1 | 1 | 13.07
9141275 | Super Duty Erlenmeyer flask 1000 ml | Duran®, narrow neck, toolted border, | 131x220 mm | 18 | 1 | 1 | 20.68
9141276 | Super Duty Erlenmeyer flask 2000 ml | Duran®, narrow neck, tooled border, | 166x280 mm | 18 | 1 | 1 | 31.95
9141277 | Super Duty Erlenmeyer flask 5000 ml | Duran®, narrow neck, tooled border, | 220x365 mm | 18 | 1 | 1 | 138.17
9141280 | Super Duty Erlenmeyer flask 100 ml | Duran®, wide neck, tooled border, | 64x105 mm | 19 | 1 | 1 | 9.97
9141281 | Super Duty Erlenmeyer flask 250 ml | Duran®, wide neck, tooled border, | 85x140 mm | 19 | 1 | 1 | 10.96
9141282 | Super Duty Erlenmeyer flask 500 ml | Duran®, wide neck, tooled border, | 105x175 mm | 19 | 1 | 1 | 13.07
9141283 | Super Duty Erlenmeyer flask 1000 ml | Duran®, wide neck, tooled border, | 131x220 mm | 19 | 1 | 1 | 20.68
9141301 | Erlenmeyer flask 2000 ml | PETG, sterile, plane bottom, | with screw-cap, pack of 4 | 1229 | 1 | 1 | Refer to Cope
9141302 | Erlenmeyer flask 2800 ml | PETG, sterile, plane bottom, | with screw-cap, pack of 4 | 1229 | 1 | 1 | Refer to Cope
9141303 | Erlenmeyer flask 2800 ml | PETG, sterile, with baffles | and screw-cap, pack of 4 | 1229 | 1 | 1 | Refer to Cope
9141304 | Erlenmeyer flask 500 ml | PETG, sterile, plane bottom, | with venting screw-cap, pack of 12 | 1230 | 1 | 1 | Refer to Cope
9141305 | Erlenmeyer flask 1000 ml | PETG, sterile, plane bottom, | with venting screw-cap, pack of 6 | 1230 | 1 | 1 | Refer to Cope
9141306 | Erlenmeyer flask 2000 ml | PETG, sterile, plane bottom, | with venting screw-cap, pack of 4 | 1230 | 1 | 1 | Refer to Cope
9141307 | Erlenmeyer flask 2800 ml | PETG, sterile, plane bottom, | with venting screw-cap, pack of 4 | 1230 | 1 | 1 | Refer to Cope
9141308 | Erlenmeyer flask 125 ml | PETG, sterile, with baffles | and venting screw-cap, pack of 24 | 1230 | 1 | 1 | Refer to Cope
9141309 | Erlenmeyer flask 250 ml | PETG, sterile, with baffles | and venting screw-cap, pack of 12 | 1230 | 1 | 1 | Refer to Cope
9141310 | Erlenmeyer flask 500 ml | PETG, sterile, with baffles | and venting screw-cap, pack of 12 | 1230 | 1 | 1 | Refer to Cope
9141311 | Erlenmeyer flask 1000 ml | PETG, sterile, with baffles | and venting screw-cap, pack of 6 | 1230 | 1 | 1 | Refer to Cope
9141312 | Erlenmeyer flask 2000 ml | PETG, sterile, with baffles | and venting screw-cap, pack of 4 | 1230 | 1 | 1 | Refer to Cope
9141313 | Erlenmeyer flask 2800 ml | PETG, sterile, with baffles | and venting screw-cap, pack of 4 | 1230 | 1 | 1 | Refer to Cope
9141381 | Erlenmeyer flasks,PP,wide neck,with screw cap | cap. 50 ml |  | 20 | 1 | 1 | 4.61
9141382 | Erlenmeyer flasks,PP,wide neck,with screw cap | cap. 100 ml |  | 20 | 1 | 1 | 5.16
9141383 | Erlenmeyer flasks,PP,wide neck,with screw cap | cap. 250 ml |  | 20 | 1 | 1 | 7.35
9141384 | Erlenmeyer flasks,PP,wide neck,with screw cap | cap. 500 ml |  | 20 | 1 | 1 | 8.51
9141385 | Erlenmeyer flasks,PP,wide neck,with screw cap | cap. 1000 ml |  | 20 | 1 | 1 | 11.59
9141417 | Round bottom flasks,DURAN®,narrow neck, | cap. 50 ml |  | 21 | 1 | 1 | 9.27
9141424 | Round bottom flasks,DURAN®,narrow neck, | cap. 100 ml |  | 21 | 1 | 1 | 9.6
9141436 | Round bottom flasks,DURAN®,narrow neck, | cap. 250 ml |  | 21 | 1 | 1 | 11.23
9141444 | Round bottom flasks,DURAN®,narrow neck, | cap. 500 ml |  | 21 | 1 | 1 | 15.29
9141454 | Round bottom flasks,DURAN®,narrow neck, | cap. 1000 ml |  | 21 | 1 | 1 | 22.37
9141464 | Round bottom flasks,DURAN®,narrow neck, | cap. 2000 ml |  | 21 | 1 | 1 | 34.28
9141468 | Round bottom flask DURAN | 3000ml with bladed rim |  | 21 | 1 | 1 | 65.91
9141471 | Round bottom flasks,DURAN®,narrow neck, | cap. 4000 ml |  | 21 | 1 | 1 | 94.03
9141636 | Flat bottom flasks,DURAN®,narrow neck, | cap. 250 ml |  | 21 | 1 | 1 | 11.23
9141644 | Flat bottom flasks,DURAN®,narrow neck, | cap. 500 ml |  | 21 | 1 | 1 | 15.29
9141654 | Flat bottom flasks,DURAN®,narrow neck, | cap. 1000 ml |  | 21 | 1 | 1 | 22.37
9141664 | Flat bottom flasks,DURAN®,narrow neck, | cap. 2000 ml |  | 21 | 1 | 1 | 34.28
9141671 | Flat bottom flasks,DURAN®,narrow neck, | cap. 4000 ml |  | 21 | 1 | 1 | 94.03
9141673 | Flat bottom flasks,DURAN®,narrow neck, | cap. 5000 ml |  | 21 | 1 | 1 | 106.25
9141676 | Flat bottom flasks,DURAN®,narrow neck, | cap. 6000 ml |  | 21 | 1 | 1 | 108.25
9141686 | Flat bottom flasks,DURAN®,narrow neck, | cap. 10000 ml |  | 21 | 1 | 1 | 187.97
9141717 | Flat bottom flasks, 50 ml, DURAN | wide neck, with beaded rim |  | 21 | 1 | 1 | 23.52
9141724 | Flat bottom flasks 100 ml, DURAN | wide neck with beaded rim |  | 21 | 1 | 1 | 9.65
9141736 | Flat bottom flasks,DURAN®,wide neck,cap. 250 ml |  |  | 21 | 1 | 1 | 11.28
9141744 | Flat bottom flasks,DURAN®,wide neck,cap. 500 ml |  |  | 21 | 1 | 1 | 15.36
9141754 | Flat bottom flasks,DURAN®,wide neck,cap. 1000 ml |  |  | 21 | 1 | 1 | 26.27
9141763 | Flat bottom flasks,DURAN®,wide neck,cap. 2000 ml | with reinforced rim |  | 21 | 1 | 1 | 35.45
9141764 | Flat bottom flasks,DURAN®,wide neck,cap. 2000 ml |  |  | 21 | 1 | 1 | 34.44
9141824 | Kjeldahl flasks,DURAN®,cap. 100 ml |  |  | 22 | 1 | 1 | 18.69
9141836 | Kjeldahl flasks,DURAN®,cap. 250 ml |  |  | 22 | 1 | 1 | 26.72
9141844 | Kjeldahl flasks,DURAN®,cap. 500 ml |  |  | 22 | 1 | 1 | 23.74
9141851 | Kjeldahl flasks,DURAN®,cap. 750 ml |  |  | 22 | 1 | 1 | 27.87
9141854 | Kjeldahl flasks,DURAN®,cap. 1000 ml |  |  | 22 | 1 | 1 | 35.01
9141860 | Kjeldahl flask 50 ml | socket NS 19/26 |  | 571 | 1 | 1 | 38.33
9141861 | Kjeldahl flask 100 ml | socket NS 19/26 |  | 571 | 1 | 1 | 39.96
9142001 | reaction vessel accessories Modell T 10mm |  |  | 588 | 1 | 1 | #N/A
9142002 | Drain valve compl., PTFE | modell H, with 20 mm bore |  | 588 | 1 | 1 | #N/A
9142003 | Drain valves compl., PTFE | modell H, with 20 mm bore and PT 100 |  | 588 | 1 | 1 | #N/A
9142004 | Metal adapters for NW 15 | M 16 thread |  | 589 | 1 | 1 | 106.22
9142005 | Metal adapters for NW 15, thread M14 |  |  | 589 | 1 | 1 | 106.22
9142006 | Metal adapters for NW 15 | thread M16, with integral PT 100 |  | 589 | 1 | 1 | 369.93
9142007 | Metal adapters for NW 15 | D11 olive-shaped connection |  | 589 | 1 | 1 | 106.22
9142008 | Metal adapters for DN 15 | olive-shaped connection D13 |  | 589 | 1 | 1 | 106.22
9142009 | PTFE comb seal DN 15 |  |  | 589 | 1 | 1 | 11.26
9142010 | Flat seal, graphited, DN15 | for temperatures to 400°C |  | 589 | 1 | 1 | 11.99
9142011 | Pit spanner for adapters NW, steel |  |  | 589 | 1 | 1 | 26.78
9142024 | Flat flange reaction vessel, DURAN, DN 60 | without lid, cap.100 ml |  | 587 | 1 | 1 | 38.75
9142036 | Flat flange reaction vessel, DURAN, DN 60 | without lid, cap.250 ml |  | 587 | 1 | 1 | 92.71
9142037 | Flat ground flange reaction vessels | 250 ml, DN 100 |  | 588 | 1 | 1 | 758.52
9142038 | Flat ground flange reaction vessels | 500 ml, DN 100 |  | 588 | 1 | 1 | 780.21
9142039 | Flat ground flange reaction vessels | 1000 ml, DN 100 |  | 588 | 1 | 1 | 822.3
9142040 | Flat ground flange reaction vessels | 1000 ml, DN 120 |  | 588 | 1 | 1 | 868.03
9142041 | Flat ground flange reaction vessels | 2000 ml, DN 120 |  | 588 | 1 | 1 | 952.59
9142042 | Flat ground flange reaction vessels | 3000 ml, DN 120 |  | 588 | 1 | 1 | 1039.54
9142043 | Flat ground flange reaction vessels | 2000 ml, DN 150 |  | 588 | 1 | 1 | 1193.86
9142044 | Flat flange reaction vessel,DURAN, DN 100, | without lid,cap. 740 ml |  | 587 | 1 | 1 | 55.81
9142045 | Flat ground flange reaction vessels | 3000 ml, DN 150 |  | 588 | 1 | 1 | 1338.56
9142046 | Flat ground flange reaction vessels | 4000 ml, DN 150 |  | 588 | 1 | 1 | 1482.14
9142047 | Flat ground flange reaction vessels | 5000 ml, DN 150 |  | 588 | 1 | 1 | 1626.86
9142048 | Flat ground flange reaction vessels | 6000 ml, DN 150 |  | 588 | 1 | 1 | 1771.57
9142049 | Flat ground flange reaction vessels | 6000 ml, DN 150, short form |  | 588 | 1 | 1 | 1928.72
9142050 | Flat ground flange reaction vessels | 10000 ml, DN 150 |  | 588 | 1 | 1 | 2352.66
9142051 | Flat ground flange reaction vessels | 10000 ml, DN 150, short form |  | 588 | 1 | 1 | 3210.75
9142054 | Flat flange reaction vessel,DURAN, DN 100, | without lid,cap. 1000 ml |  | 587 | 1 | 1 | 123.95
9142063 | Flat flange reaction vessel,DURAN, DN 100, | without lid,cap. 2000 ml |  | 587 | 1 | 1 | 151.59
9142071 | Flat flange reaction vessel,DURAN, DN 100, | without lid,cap.4000 ml |  | 587 | 1 | 1 | 215.85
9142076 | Flat flange reaction vessel,DURAN, DN 100, | without lid,cap. 6000 ml |  | 587 | 1 | 1 | 237.78
9142120 | Flat flange lids NW 100 | NS 29, 2x NS 29 angled side necks |  | 588 | 1 | 1 | 187.05
9142121 | Flat flange lids NW 100 | NS 29, 2x NS 29 parallel side necks |  | 588 | 1 | 1 | 193.08
9142122 | Flat flange lids NW 100 | NS 29, 2xNS 29 angled, 1xNS 14 parallel |  | 588 | 1 | 1 | 209.16
9142123 | Flat flange lids NW 100 | NS 29, 2x NS 29 angled, 2x NS 29 parallel |  | 588 | 1 | 1 | 266.56
9142124 | Flat flange lids NW 100 | NS 45, 2xNS 29 angled side necks |  | 588 | 1 | 1 | 0
9142126 | Flat flange lids NW 100 | NS 45, 2xNS 29 angled, 1xNS 14 parallel |  | 588 | 1 | 1 | 221.72
9142127 | Flat flange lids NW 100 | NS 45, 2xNS 29 angled, 2xNS 29 parallel |  | 588 | 1 | 1 | 0
9142128 | Flat flange lids NW 120 | NS 29, 2xNS 29 angled side necks |  | 588 | 1 | 1 | 0
9142129 | Flat flange lids NW 120 | NS 29, 2xNS 29 parallel side necks |  | 588 | 1 | 1 | 0
9142130 | Flat flange lids NW 120 | NS 29, 2xNS 29 angled, 1xNS 14 parallel |  | 588 | 1 | 1 | 263.79
9142131 | Flat flange lids NW 120 | NS 29, 2xNS 29 angled, 2xNS 29 parallel |  | 588 | 1 | 1 | 269.58
9142132 | Flat flange lids NW 120 | NS 45, 2xNS 29 angled side necks |  | 588 | 1 | 1 | 213.55
9142133 | Flat flange lids NW 120 | NS 45, 2xNS 29 parallel side necks |  | 588 | 1 | 1 | 0
9142134 | Flat flange lids NW 120 | NS 45, 2xNS 29 angled, 1xNS 14 parallel |  | 588 | 1 | 1 | 268.57
9142135 | Flat flange lids NW 120 | NS 45, 2xNS 29 angled, 2xNS 29 parallel |  | 588 | 1 | 1 | 0
9142136 | Flat flange lids NW 150 | NS 29, 2xNS 29 angled side necks |  | 588 | 1 | 1 | 198.84
9142137 | Flat flange lids NW 150 | NS 29, 2x NS 29 parallel side necks |  | 588 | 1 | 1 | 0
9142138 | Flat flange lids NW 150 | NS 29, 2xNS 29 angled, 1xNS 14 parallel |  | 588 | 1 | 1 | 221.09
9142139 | Flat flange lids NW 150 | NS 29, 2xNS 29 angled, 2xNS 29 parallel |  | 588 | 1 | 1 | 276.86
9142140 | Flat flange lids, NW 150 | NS 45, 2x NS 29 angled side necks |  | 588 | 1 | 1 | 210.29
9142141 | Flat flange lids NW 150 | NS 45, 2xNS 29 parallel side necks |  | 588 | 1 | 1 | 0
9142142 | Flat flange lids NW 150 | NS 45, 2x NS 29 angled, 1x NS 14 parallel |  | 588 | 1 | 1 | 244.96
9142143 | Flat flange lids NW 150 | NS 45, 2xNS 29 angled, 2xNS 29 parallel |  | 588 | 1 | 1 | 280.5
9142246 | Flat flange lids,DN 100,center neck NS 29/32 | side neck 3 x NS 29/32 angled |  | 587 | 1 | 1 | 207.08
9142251 | Flat flange lids, DN 120 | 4 necks, mn NS 29/32, sn 2x NS 29/32 |  | 587 | 1 | 1 | 212.59
9142257 | Flat flange lids,DN 150,center neck NS 29/32 | side necks 3 x NS 29/32 vertical |  | 587 | 1 | 1 | 223.37
9142259 | Flat flange lids,DN 150,center neck NS 29/32 | side necks 2 x NS 29/32 angled,1 x 14/23 vertical |  | 587 | 1 | 1 | 223.37
9142271 | Flat flange beakers,DURAN,DN 120,cap. 1000 ml | without lid |  | 587 | 1 | 1 | 107.13
9142272 | Flat flange beakers,DURAN,DN 120,cap. 2000 ml | without lid |  | 587 | 1 | 1 | 150.08
9142273 | Flat flange beakers,DURAN,DN 120,cap. 3000 ml | without lid |  | 587 | 1 | 1 | 150.08
9142476 | Flat flange lids,DN 100,center neck NS 29/32 | side necks 2 x NS 29/32 angled,1 x 14/23 vertical |  | 587 | 1 | 1 | 189.5
9142834 | O-ring Seals, Silicone , LF 60 |  |  | 589 | 1 | 1 | 10.1
9142846 | O-ring Seals, Silicone , LF 100 |  |  | 589 | 1 | 1 | 16.42
9142857 | O-ring Seals, Silicone , LF 150 |  |  | 589 | 1 | 1 | 27.08
9142866 | O-rings,silicone rubber,FEP coated,DN 60 |  |  | 589 | 1 | 1 | 39.19
9142867 | O-rings,silicone rubber,FEP coated,DN 100 |  |  | 589 | 1 | 1 | 46.72
9142868 | O-rings,silicone rubber,FEP coated,DN 150 |  |  | 589 | 1 | 1 | 61.18
9142869 | O-ring, FEP, DN 200 |  |  | 589 | 1 | 1 | 72.12
9142934 | Clamps , LF 60 |  |  | 589 | 1 | 1 | #N/A
9142946 | Clamps , LF 100 |  |  | 589 | 1 | 1 | 77.28
9142951 | Quick-release clamps,st.steel,DN 120 |  |  | 589 | 1 | 1 | 76.42
9142957 | Clamps , LF 150 |  |  | 589 | 1 | 1 | 90.5
9142964 | Clamps , LF 200 |  |  | 589 | 1 | 1 | 106.39
9143003 | Flask rings,cork,height 30 mm,diam.30/80 mm |  |  | 22 | 1 | 1 | 1.76
9143006 | Flask rings,cork,height 30 mm,diam.60/110 mm |  |  | 22 | 1 | 1 | 2.27
9143009 | Flask rings,cork,height 30 mm,diam.90/140 mm |  |  | 22 | 1 | 1 | 3.53
9143012 | Flask rings,cork,height 30 mm,diam.120/170 mm |  |  | 22 | 1 | 1 | 4.53
9143015 | Flask rings,cork,height 30 mm,diam.150/210 mm |  |  | 22 | 1 | 1 | 8.69
9143031 | Flask rings,rubber,for 50 - 500 ml |  |  | 23 | 1 | 1 | See Cope Price List FK180-62
9143032 | Flask rings,rubber,for 500 - 2000 ml |  |  | 23 | 1 | 1 | See Cope Price List FK180-64
9143033 | Flask rings,rubber,for 2000 - 6000 ml |  |  | 23 | 1 | 1 | See Cope Price List FK180-66
9143035 | Flask rings,silicone elastomer,for 50 - 500 ml |  |  | 23 | 1 | 1 | 15.26
9143036 | Flask rings,silicone elastomer,for 500 - 2000 ml |  |  | 23 | 1 | 1 | 26.45
9143037 | Flask rings,silicone elastomer,for 2000 - 6000 ml |  |  | 23 | 1 | 1 | 41.6
9143040 | Round bottom flask holder 160 mm, PP | for flasks 10 ml - 10000 ml |  | 22 | 1 | 1 | 8.94
9143055 | Sampling syringes, 25 ml, without stopcock |  |  | 1357 | 1 | 1 | 44.41
9143056 | Sampling syringes, 50 ml, without stopcock |  |  | 1357 | 1 | 1 | 51.05
9143057 | Syringes,boro-glass,cap. 100 ml |  |  | 1357 | 1 | 1 | 58.43
9143066 | Sampling syringes, 50 ml, with stopcock |  |  | 1357 | 1 | 1 | 83.39
9143067 | Syringes,boro-glass,cap. 100 mlm,with stopcock |  |  | 1357 | 1 | 1 | 91.93
9143090 | Transport baskets,st.steel wire,400x300x200 mm |  |  | 48 | 1 | 1 | 185.49
9143471 | Cork borer 6-parts | 5-11mm Ø, nickel-plated brass, | with solid handles and ejector | 30 | 1 | 1 | 36.12
9143473 | Cork borer 9-parts | 5-15mm Ø, nickel-plated brass, | with solid handles and ejector | 30 | 1 | 1 | 59.08
9143475 | Vork borer 12-parts | 5-19mm Ø, nickel-lated brass, | with solid handles and ejector | 30 | 1 | 1 | 93.23
9143477 | Cork borer 18-parts | 5-26mm Ø, nickel-plated brass, | with solid handles and ejector | 30 | 1 | 1 | 140.99
9144024 | Crystallizing dishes,DURAN,with spout, | cap. 20 ml,diam. 40 mm,height 25 mm |  | 100 | 1 | 1 | 9.42
9144032 | Crystallizing dishes,DURAN,with spout, | cap. 40 ml,diam. 50 mm,height 30 mm |  | 100 | 1 | 1 | 9.5
9144034 | Crystallizing dishes,DURAN,with spout, | cap. 60 ml,diam. 60 mm,height 35 mm |  | 100 | 1 | 1 | 9.87
9144038 | Crystallizing dishes,DURAN,with spout, | cap. 100 ml,diam. 70 mm,height 40 mm |  | 100 | 1 | 1 | 10.96
9144041 | Crystallizing dishes,DURAN,with spout, | cap. 150 ml,diam. 80 mm,height 45 mm |  | 100 | 1 | 1 | 12.11
9144044 | Crystallizing dishes,DURAN,with spout, | cap. 300 ml,diam. 95 mm,height 55 mm |  | 100 | 1 | 1 | 12.87
9144049 | Crystallizing dishes,DURAN,with spout, | cap. 500 ml, diam.115 mm,height 65 mm |  | 100 | 1 | 1 | 19.37
9144054 | Crystallizing dishes,DURAN,with spout, | cap. 900 ml,diam. 140 mm, height 75 mm |  | 100 | 1 | 1 | 23.49
9144059 | Crystallizing dishes,DURAN,with spout, | cap. 2000 ml,diam. 190 mm,height 90 mm |  | 100 | 1 | 1 | 57.41
9144063 | Crystallizing dishes,DURAN,with spout, | cap. 3500 ml,diam. 230 mm,height 100 mm |  | 100 | 1 | 1 | 83.14
9144098 | ***after clearance sale no longer available*** | Standard ultra micro cells with | PE-stopper 105.203 QS 70Ml, 10mm, centre 15mm | 1048 | 1 | 1 | Refer to Cope
9144101 | Cell 100-O.S, 1mm width |  |  | 1049 | 1 | 1 | Refer to Cope
9144102 | Macro cuvette 100-OS, 2mm thickness | optical special glass, 700 µl | with glass cover plates | 1049 | 1 | 1 | Refer to Cope
9144104 | Cuvette 105.203-QS | 10mm, centre heigh 8,5 |  | 1048 | 1 | 1 | Refer to Cope
9144105 | micro-cells 100-OS, 5mm path length | spezial glass |  | 1049 | 1 | 1 | Refer to Cope
9144110 | Cuvets,optical special glass,12,5x45 mm, | path length 10 mm,with flat lid,100-OS |  | 1049 | 1 | 1 | Refer to Cope
9144120 | Cuvets,optical special glass,12,5x45 mm, | path length 20 mm,with flat lid,100-OS |  | 1049 | 1 | 1 | Refer to Cope
9144140 | Cuvettes 100-OS, 40 mm, special glass |  |  | 1049 | 1 | 1 | Refer to Cope
9144150 | Cuvets,optical special glass,12,5x45 mm, | path length 50 mm,with flat lid, 100-OS |  | 1049 | 1 | 1 | Refer to Cope
9144201 | Cells 100 QS, 1 mm, silica |  |  | 1048 | 1 | 1 | Refer to Cope
9144202 | Macro-cuvette 100-QS, 2mm thickness | quartzglass SUPRASIL®, 700 µl | with glass cover plates | 1048 | 1 | 1 | Refer to Cope
9144205 | Macro cuvette 100-QS, 5mm thickness | quartz glass SUPRASIL®, 1750 µl | with PTFE-falz cap | 1048 | 1 | 1 | Refer to Cope
9144210 | Cuvets,quartz glass,12,5x45 mm,with flat lid | path length 10 mm, 100-QS-10 |  | 1048 | 1 | 1 | See Cope Price List CA450-54
9144220 | Cuvets,quartz glass,12,5x45 mm,with flat lid | path length 20 mm, 100-QS-20 |  | 1048 | 1 | 1 | Refer to Cope
9144240 | Cell 100-Q.S. 40mm path length | silica |  | 1048 | 1 | 1 | Refer to Cope
9144250 | Cuvets,quartz glass,12,5x45 mm,with flat lid | path length 50 mm, 100-QS-50 |  | 1048 | 1 | 1 | Refer to Cope
9144300 | Cuvets,optical glass,12,5x45 mm,path length 10 mm | 6030-OG-10 |  | 1049 | 1 | 1 | Refer to Cope
9144301 | Cuvets,quartz glass, | 10 mm, 6030-UV |  | 1049 | 1 | 1 | See Cope Price List CA420-32
9144302 | Cuvets,optical glass,12,5x45 mm,path length 20 mm | 6030-OG-20 |  | 1049 | 1 | 1 | Refer to Cope
9144340 | Cuvets,optical glass,12,5x45 mm,path length 40 mm | 6030-OG-40 |  | 1049 | 1 | 1 | Refer to Cope
9144350 | Cuvets,optical glass,12,5x45 mm,path length 50 mm | 6030-OG-50 |  | 1049 | 1 | 1 | Refer to Cope
9144360 | Cuvets,optical glass,12,5x45 mm,path length 10 mm | semi-micro type, 6040-OG-10 |  | 1049 | 1 | 1 | Refer to Cope
9144361 | Cuvets,quartz glass,12,5x45 mm,path length 10 mm | semi-micro type, 6040-UV-10 |  | 1049 | 1 | 1 | See Cope Price List CA420-15
9144372 | Semi-micro cells 114 B, 10mm | black, silicia, SUPRASIL |  | 1048 | 1 | 1 | See Cope Price List CA436-44
9144385 | Micro cuvettes 115 B-QS, 10mm | silicia, SUPRASIL |  | 1048 | 1 | 1 | Refer to Cope
9144390 | Fluoresence cells 3x3mm | centre high 8,5mm |  | 1047 | 1 | 1 | Refer to Cope
9144391 | Fluoresence cells 3x3mm | centre high 15mm |  | 1047 | 1 | 1 | Refer to Cope
9144410 | Cuvets,optical glass,12,5x45 mm,path length 10 mm | semi-micro type,with flat lid, 104-OS-10 |  | 1049 | 1 | 1 | Refer to Cope
9144450 | Half-Micro-cuvette 104-OS, 50mm thickness | optical special glass, 7000 µl | with PTFE-falz cover | 1049 | 1 | 1 | Refer to Cope
9144460 | Cuvets,quartz glass,12,5x45 mm,path length 10 mm | semi-micro type 104-QS |  | 1048 | 1 | 1 | Refer to Cope
9144465 | Half-Micro-cuvette 104-QS, 50mm thickness | quartzglass SUPRASIL®, 7000 µl | with PTFE-falz cover | 1048 | 1 | 1 | Refer to Cope
9144490 | Cuvets,quartz glass,12,5x45 mm,path length 10 mm | black side walls,semi-micro type 104 B-QS |  | 1048 | 1 | 1 | Refer to Cope
9144510 | Cuvets,optical glass,12,5x45 mm,path length 10 mm | with PTFE stopper,110-OS-10 |  | 1049 | 1 | 1 | Refer to Cope
9144601 | Cells 110-QS, 1mm |  |  | 1048 | 1 | 1 | Refer to Cope
9144602 | Macro-cuvette 110-QS, 2mm thickness | quartzglass SUPRASIL®, 700 µl | with PTFE-stopper | 1048 | 1 | 1 | Refer to Cope
9144605 | Macro-cuvette 110-QS, 5mm thickness | quartzglass SUPRASIL®, 1750 µl | with PTFE-stopper | 1048 | 1 | 1 | Refer to Cope
9144610 | Cuvets,quartz glass,12,5x45 mm,path length 10 mm | with PTFE stopper, 110-QS-10 mm |  | 1048 | 1 | 1 | Refer to Cope
9144650 | Macro-cuvette 110-QS, 50mm thickness | quartzglass SUPRASIL®, 17500 µl | with 2 PTFE-stopper | 1048 | 1 | 1 | Refer to Cope
9144660 | Flow-through cells 0,1mm | silica, SUPRASIL, 6,2µl |  | 1049 | 1 | 1 | Refer to Cope
9144662 | Flow-through cells 0,5mm | silica, SUPRASIL, 31 µl |  | 1049 | 1 | 1 | Refer to Cope
9144663 | Flow-trough cells, 2,0 mm | Suprasil silica, 124 µl |  | 1049 | 1 | 1 | Refer to Cope
9144664 | Flow-through cells 1,0mm | silica, SUPRASIL, 62µl |  | 1049 | 1 | 1 | Refer to Cope
9144666 | Flow cells 10mm, 390µl | centre high 8,5mm, silica, SUPRASIL |  | 1049 | 1 | 1 | Refer to Cope
9144667 | Flow cells 10mm, 390µl | centre high 15mm, silica, SUPRASIL |  | 1049 | 1 | 1 | Refer to Cope
9144730 | Cells 114-QS, 10 mm | Suprasil silica |  | 1048 | 1 | 1 | Refer to Cope
9144750 | Micro cuvettes with lid | 10mm path length, 2mm internal width | special optical glass | 1049 | 1 | 1 | Refer to Cope
9144751 | Cells 10mm silica |  |  | 1048 | 1 | 1 | Refer to Cope
9144756 | Micro cuvettes with lid | 10mm plath length, 2 mm internal width | suprasil silica | 1048 | 1 | 1 | Refer to Cope
9144758 | Micro cuvettes with stopper | 10mm path length, 2mm internal width | surasil silica | 1048 | 1 | 1 | Refer to Cope
9144759 | Micro cuvette 115F-QS, 10x2mm coat thickness | Quartz glass SUPRASIL®, 400 µl | with PTFE lid | 1047 | 1 | 1 | Refer to Cope
9144760 | Cuvette 101-OS, 10x10 mm thickness | specialglass |  | 1047 | 1 | 1 | See Cope Price List CA454-14
9144761 | Fluorescence macro-cuvets,quartz glass,12,5x45 mm | path length 10 + 10 mm |  | 1047 | 1 | 1 | Refer to Cope
9144770 | Macro-cuvette 111-OS, 10x10mm thickness | optical specialglass | with PTFE-stopper | 1047 | 1 | 1 | Refer to Cope
9144771 | Flourescence cells, quark glass | path length 10x10mm, with stopper |  | 1047 | 1 | 1 | Refer to Cope
9144781 | Fluorescence semi-micro cuvets,quartz glass, | 12,5 x 45 mm, path length 10 + 4 mm |  | 1047 | 1 | 1 | Refer to Cope
9144791 | Fluorescence cells, quark glass | patz length 10x4mm, with stopper |  | 1047 | 1 | 1 | Refer to Cope
9144801 | Micro-cuvette 104.002F-QS, 10x2mm thickness | quartzglass SUPRASIL®, 700 µl | with PTFE-falz cover | 1047 | 1 | 1 | Refer to Cope
9145020 | Cuvet stand,PP,16 places,210x70x38 mm |  |  | 1050 | 1 | 1 | Refer to Cope
9148099 | Clax folding box 46l |  |  | 255 | 1 | 1 | 22.04
9148100 | Laboratory trolley with | folding box 46l |  | 255 | 1 | 1 | 193.16
9148101 | LLG-Transport trolley SW 8 x 5-2 | chrome-nickel-steel, 2 shelves | 900x600x950 mm | 256 | 1 | 1 | 254.07
9148104 | LLG-Transport trolley SW 8 x 5-3 | chrome-nickel steel, 3 shelves | 900x600x950 mm | 256 | 1 | 1 | 380.37
9148200 | Laboratory trolleys WT 26 | beige, 2 trays, 46x61x66cm |  | 255 | 1 | 1 | 263.79
9148203 | Cabinet, beige, for WT 26/34/42 |  |  | 255 | 1 | 1 | 198.49
9148212 | Laboratory trolley WT 34 | beige, 3 trays, 46x61x86cm |  | 255 | 1 | 1 | 330.38
9148216 | Laboratory trolleys WT 42 | beige, 3 trays, 46x61x106cm |  | 255 | 1 | 1 | 343.19
9148300 | Tank trolley | 4 castors, 750x500x720 mm | for tanks 85 or 100 liters | 256 | 1 | 1 | 151.35
9148301 | Tank 85 liters | LDPE, red, 765x540x350 mm |  | 256 | 1 | 1 | 67.56
9148302 | Tank 100 liters | PE, white, tapered, | 900x540x400 mm | 256 | 1 | 1 | 116.03
9148303 | Steel bottle cart KKR-832/01 | for 1 bottle 33 ltr., full rubber wheel | Ø 200mm, powder coated black-silver | 269 | 1 | 1 | 219.51
9148304 | Steel bottle cart KKR-820/01 | for 1 bottle 10-40 ltr., full rubber wheel | Ø 200mm, powder coated black-silver | 269 | 1 | 1 | 195.32
9149860 | Viscosity cup,DIN 53211,Aluminium,without jet |  |  | 403 | 1 | 1 | 165.44
9149862 | Viscosity cup,DIN 53211,Aluminium,with 4 mm jet |  |  | 403 | 1 | 1 | 147.71
9149872 | Orifices for viscosity cups,DIN 53211, 2 mm |  |  | 403 | 1 | 1 | 29.47
9149873 | Orifices for viscosity cups,DIN 53211, 3 mm |  |  | 403 | 1 | 1 | 29.47
9149874 | Orifices for viscosity cups,DIN 53211, 4 mm |  |  | 403 | 1 | 1 | 28.29
9149875 | Orifices for viscosity cups,DIN 53211, 5 mm |  |  | 403 | 1 | 1 | 29.47
9149876 | Orifices for viscosity cups,DIN 53211, 6 mm |  |  | 403 | 1 | 1 | 29.47
9149877 | Orifices for viscosity cups,DIN 53211, 6 mm |  |  | 403 | 1 | 1 | 29.47
9149878 | Orifices for viscosity cups,DIN 53211, 8 mm |  |  | 403 | 1 | 1 | 29.47
9149881 | Ring stand,stainless steel,for viscosity cup |  |  | 403 | 1 | 1 | 68.76
9149884 |  |  |  | 403 | 1 | 1 | 183.46
9149894 | Dipping flow cups TA | aluminum with 4 mm nozzles |  | 403 | 1 | 1 | 131.46
9149898 | Dipping flow cup with 4 mm | brass flow nozzle | "Original FRIKMAR" | 403 | 1 | 1 | 68.78
9149902 | LAB rings, lead, C-shape, | PVC-coated,inner diam.42 mm |  | 23 | 1 | 1 | 28.52
9149905 | LAB rings,lead,PVC-coated,inner diam.51 mm | C-shape |  | 23 | 1 | 1 | 32.51
9149906 | LAB rings, lead, C-shape, | PVC-coated,inner diam.54 mm |  | 23 | 1 | 1 | 35.81
9149907 | LAB rings,lead,PVC-coated,inner diam.66 mm | C-shape |  | 23 | 1 | 1 | 38.43
9149916 | LAB sleeves,lead,PVC-coated,inner diam.53 mm |  |  | 23 | 1 | 1 | 76.4
9149917 | LAB sleeves,lead,PVC-coated,inner diam.66 mm |  |  | 23 | 1 | 1 | 88.15
9149918 | LAB sleeves,lead,PVC-coated,inner diam.80 mm |  |  | 23 | 1 | 1 | 92.56
9149919 | LAB sleeves,lead,PVC-coated,inner diam.100 mm |  |  | 23 | 1 | 1 | 110.19
9150012 | Chemical spoon 120 mm | 18/10 steel, double spoon | 30x22 mm und 23x17 mm | 110 | 1 | 1 | 7.18
9150015 | Chemical spoon 150 mm | 18/10 steel, double spoon | 30x22 mm und 23x17 mm | 110 | 1 | 1 | 5.99
9150018 | Chemical spoon 180 mm | 18/10 steel, double spoon | 40x29 mm und 30x22 mm | 110 | 1 | 1 | 6.5
9150021 | Chemical spoon 210 mm | 18/10 steel, double spoon | 40x29 mm und 30x22 mm | 110 | 1 | 1 | 8.61
9150025 | Chemical spoon 250 mm | 18/10 steel, double spoon | 48x29 mm und 40x29 mm | 110 | 1 | 1 | 9.32
9150030 | Chemical spoon 300 mm | 18/10 steel, double spoon | 48x29 mm und 40x29 mm | 110 | 1 | 1 | 9.77
9150050 | Spoon (open),st.steel,conical shaft,length 200 mm |  |  | 109 | 1 | 1 | 5.69
9150060 | Spoon,st.steel,narrow shape,length 150 mm |  |  | 110 | 1 | 1 | 2.29
9150073 | LLG-Multi purpose spoon 250mm | right handed user, stainless steel | spoon 15x35mm | 110 | 1 | 1 | 7.76
9150074 | LLG-Multi purpose spoon 300mm | right handed user, stainless steel | spoon 15x35mm | 110 | 1 | 1 | 8.61
9150080 | LLG-Multi purpose spoon 150mm | left handed user, stainless steel | spoon 15x35mm | 110 | 1 | 1 | 6.6
9150081 | LLG-Multi purpose spoon 180mm | left handet user, stainless steel | spoon 15x35mm | 110 | 1 | 1 | 6.9
9150082 | LLG-Multi purpose spoon 210mm | left handed user, stainless steel | spoon 15x35mm | 110 | 1 | 1 | 7.03
9150213 | Spoon standard 135 mm, | 18/8 steel |  | 109 | 1 | 1 | 3.22
9150218 | Spoon standard 180 mm | 18/8 steel |  | 109 | 1 | 1 | 5.42
9150221 | Spoon standard 210 mm | 18/8 steel |  | 109 | 1 | 1 | 6.17
9150226 | Spoon standard 280 mm, | 18/8 steel |  | 109 | 1 | 1 | 22.77
9150461 | BEL-ART-Sampling scoop, PS | sterile, white, cap.approx. 60 ml |  | 503 | 1 | 1 | 2.09
9150462 | BEL-ART-Sampling scoop, PS | sterile, white, cap.approx. 125 ml |  | 503 | 1 | 1 | 2.67
9150463 | BEL-ART-Sampling scoop, PS | sterile, white, cap.approx. 250 ml |  | 503 | 1 | 1 | 3.58
9150464 | BEL-ART-Sampling scoop, PS | sterile, red, cap.approx. 60 ml |  | 503 | 1 | 1 | 2.64
9150465 | BEL-ART-Sampling scoop, PS | sterile, red, cap.approx. 250 ml |  | 503 | 1 | 1 | 3.93
9150530 | Phosphor spoon, steel | 450mm long |  | 116 | 1 | 1 | 3.32
9150620 | Laboratory spoon 170 mm | 18/10 steel |  | 110 | 1 | 1 | 2.64
9150639 | BEL-ART-Sampling spoons, PS | sterile, white, cap. approx. 1,23 ml |  | 503 | 1 | 1 | 1.81
9150640 | BEL-ART-Sampling spoons, PS | sterile, white, cap. approx. 2,46 ml |  | 503 | 1 | 1 | 1.86
9150641 | BEL-ART-Sampling spoons, PS | sterile, white, cap. approx. 4,93 ml |  | 503 | 1 | 1 | 1.69
9150642 | BEL-ART-Sampling spoons, PS | sterile, white, cap. approx. 14,79 ml |  | 503 | 1 | 1 | 1.66
9150643 | BEL-ART-Samplling spoons, cap. 1.23 ml | PP, length 180 mm |  | 113 | 1 | 1 | 1.91
9150644 | BEL-ART-Sampling spoons, cap. 2.46 ml | PP, length 180 mm |  | 113 | 1 | 1 | 2.01
9150645 | BEL-ART-Sampling spoons, cap. 4.93 ml | PP, length 180 mm |  | 113 | 1 | 1 | 2.12
9150646 | BEL-ART-Sampling spoons, cap. 14.79 ml | PP, length 180 mm |  | 113 | 1 | 1 | 2.12
9150665 | Ladle 70 mm dia., 18/10 steel | 90 ml, flat handle |  | 110 | 1 | 1 | 17.68
9150685 | Ladle 90 mm dia., 18/10 steel | 200 ml, flat handle |  | 110 | 1 | 1 | 21.36
9150700 | Ladle 100 mm dia., 18/10 steel | 220 ml, flat handle |  | 110 | 1 | 1 | 24.91
9150703 | Ladle 140 mm dia., 18/10 steel | 600 ml, flat handle |  | 110 | 1 | 1 | 44.14
9150717 | Wire ganzes, stainless steel | 115x115mm, mesh 0,6x2mm |  | 138 | 1 | 1 | 4.68
9150718 | Wire ganzes, stainless steel | 135x135mm, mesh 0,6x2mm |  | 138 | 1 | 1 | 5.36
9150719 | Wire ganzes, stainless steel | 155x155mm, mesh 0,6x2mm |  | 138 | 1 | 1 | 6.02
9150720 | Wire ganzes, stainless steel | 175x175mm, mesh 0,6x2mm |  | 138 | 1 | 1 | 7.05
9150721 | Wire ganzes, stainless steel | 195x195mm, 0,6x2mm |  | 138 | 1 | 1 | 7.71
9150722 | Instrument box 18/10 steel | 170x110x20mm |  | 103 | 1 | 1 | 23.7
9150723 | Insturment boy 18/10 steel | 200x120x20mm |  | 103 | 1 | 1 | 22.31
9150724 | Instrument box 18/10 steel | 220x140x28mm |  | 103 | 1 | 1 | 24.39
9150726 | Instrument box 18/10 steel | 240x180x30mm |  | 103 | 1 | 1 | 27.29
9150727 | Instrument box 18/10 steel | 260x180x30mm |  | 103 | 1 | 1 | 30.67
9150728 | Instrument box 18/10 steel | 280x180x30mm |  | 103 | 1 | 1 | 35.07
9150729 | Instrumet boxes 18/10 | 310x210x40mm |  | 103 | 1 | 1 | 44.48
9150730 | Instrument box 18/10 steel | 350x250x40 mm |  | 103 | 1 | 1 | 61.56
9150732 | Instrument box 18/10 steel | 420x280x50mm |  | 103 | 1 | 1 | 86.98
9150733 | Instrument box 18/10 steel | 520x340x50 mm |  | 103 | 1 | 1 | 130.12
9150800 | LLG-Spatula - double end - curved - 150 mm | stainless steel |  | 110 | 1 | 1 | 5.16
9150801 | LLG-Spatula - double end - curved - 180 mm | stainless steel | spoon: 15 x 35 mm | 110 | 1 | 1 | 5.97
9150802 | LLG-Spatula, double end, 210 mm | stainless steel, curved, 15x35mm |  | 110 | 1 | 1 | 6.72
9150810 | LLG-Macro spoon spatula 150 mm | 18/10 steel |  | 111 | 1 | 1 | 3.32
9150811 | LLG-Macro spoon spatula 180 mm | 18/10 steel |  | 111 | 1 | 1 | 3.65
9150812 | LLG-Macro spoon spatula 210 mm | 18/10 steel |  | 111 | 1 | 1 | 4.21
9150815 | Double ended spatula 150 mm | type chattaway, 18/10 steel |  | 112 | 1 | 1 | 2.27
9150816 | Double ended spatula 180 mm | type chattaway, 18/10 steel |  | 112 | 1 | 1 | 2.42
9150817 | Double ended spatula 210 mm | type chattaway, 18/10 steel |  | 112 | 1 | 1 | 2.77
9150820 | Micro spoon spatula, 150 mm | flat and spoon end, 18/10 steel |  | 111 | 1 | 1 | 2.8
9151040 | Magnifying lens, achromatic | 10x, 15 mm Ø |  | 1010 | 1 | 1 | 67.88
9151050 | Magnifying lens, achromatic | 20x, 17 mm Ø |  | 1010 | 1 | 1 | 84.63
9151051 | Magnifying lens | 8x, 21mmØ |  | 1010 | 1 | 1 | 41.43
9151052 | Magnifying lens | 10x, 21mmØ |  | 1010 | 1 | 1 | 43.2
9151053 | Magnifying lens | 12x, 15mmØ |  | 1010 | 1 | 1 | 44.08
9151055 | Precision folding magnifiers,23 mm, | achromatic,magnif.:3x + 6x |  | 1009 | 1 | 1 | 77.45
9151106 | LED handle for illumination | 9.151 107 and 9.151 108 | without batteries | 1010 | 1 | 1 | 66.47
9151107 | Measuring magnifiers,achromatic,23 mm diam., | magnification: 7x |  | 1010 | 1 | 1 | 85.82
9151108 | Measuring magnifiers,achromatic,23 mm diam., | magnification: 10x |  | 1010 | 1 | 1 | 97.85
9151147 | Illuminated magnifying lens easyPOCKET | 3,0x magnification, 86x54x6 mm, silver | illumination: extra thin SMD-LED | 1008 | 1 | 1 | 52.89
9151155 | Precision folding magnifiers,diam. 23 mm, | aplanatic,magnification: 10x |  | 1009 | 1 | 1 | 43.2
9151171 | labo-clip attachment magnifier 2,5x | binoculare PXM-lense part, | 5,0 dpt, working distance 180 mm | 1011 | 1 | 1 | 50.33
9151175 | labo-clip attachment magnifier 2,0x | binoculare PXM-lense part, | 2,5 dpt, working distance 250 mm | 1011 | 1 | 1 | 50.33
9151177 | Magnifying spectacles MaxDetail | 2,0x magnification, +3,0 dpt |  | 1011 | 1 | 1 | 85.82
9151178 | Attachment magnifier labo-med 2.0x | binocular PXM lense, | working distance 250 mm | 1011 | 1 | 1 | 100.73
9151179 | Attachment magnifier labo-med 2.5x | binocular PXM lens, | working distance 180 mm | 1011 | 1 | 1 | 100.73
9151181 | Illuminated magnifying "mobilux LED" | 7,0x magn., 35 mm Ø | illumination: lamp | 1008 | 1 | 1 | 53.94
9151182 | Illuminated magnifying "mobilux LED" | 10,0x magn., 35 mm Ø | illumination: lamp | 1008 | 1 | 1 | 57.47
9151186 | Illuminated magnifying "powerlux" | magn.5x/20dpt, 8000 K, Ø 58mm | illumination: 2 SMD-LED | 1009 | 1 | 1 | 89.54
9151423 | Thread counters,brass,height 23 mm, | field 10x10 mm,magnification: 12x |  | 1009 | 1 | 1 | 24.18
9151427 | Thread counters,brass,height 27 mm, | field 15x15 mm,magnification: 10x |  | 1009 | 1 | 1 | 23.34
9151433 | Thread counters,brass,height 33 mm, | field 20x20 mm,magnification: 8x |  | 1009 | 1 | 1 | 24.68
9151442 | Thread counters,brass,height 42 mm, | field 25x25 mm,magnification: 6x |  | 1009 | 1 | 1 | 33.08
9151453 | Thread counters,brass,height 53 mm, | field 30x30 mm,magnification: 5x |  | 1009 | 1 | 1 | 46.01
9151509 | Mini magnifier | 1.75x magnification, 185x100 mm |  | 1010 | 1 | 1 | 110.74
9151510 | Mini Light Box | viewing area 127 x 102 mm | Batterie operated | 1010 | 1 | 1 | 141.61
9151594 | Illuminated micromagnifier 30x |  |  | 1009 | 1 | 1 | 76.69
9151680 | Magnifying glasses,plastic,Bi-convex, | diam. 65 mm,magnification: 3x |  | 1008 | 1 | 1 | 31.53
9151682 | Magnifying glasses,plastic,Bi-convex, | diam. 80 mm,magnification: 2.5x |  | 1008 | 1 | 1 | 35.28
9151688 | Magnifying glasses,plastic,Bi-convex, | 80 x 40 mm,magnification: 2,5x |  | 1008 | 1 | 1 | 46.03
9151817 | Bifocal magnifier "LUX-50" | 2,5-5x, Ø 50mm, with light | without batteries | 1008 | 1 | 1 | 3.95
9151850 | Set of 10 slides | fish, frogs and other amphibians |  | 1023 | 1 | 1 | 20.8
9151851 | Set of 10slides | lizards, birds and snakes |  | 1023 | 1 | 1 | 20.8
9151852 | Set of 10 slides | animal reproduction |  | 1023 | 1 | 1 | 20.8
9151854 | Set of 10 slides | bacteria and simple organisms |  | 1023 | 1 | 1 | 20.8
9151856 | Set of 10 slides | plants reproduction |  | 1023 | 1 | 1 | 20.8
9151857 | Set of 10 slides | structure of vegetables |  | 1023 | 1 | 1 | 20.8
9151858 | Set of 10 slides | cell reproduction and development |  | 1023 | 1 | 1 | 20.8
9151859 | Set of 10 slides | the world of a drop of water |  | 1023 | 1 | 1 | 20.8
9151860 | Set of 10 slides | human tissues 1st series |  | 1023 | 1 | 1 | 20.8
9151861 | Set of 10 slides | human tissues 2nd series |  | 1023 | 1 | 1 | 20.8
9151862 | Set of 10 slides | patological human tissues | 1st series | 1023 | 1 | 1 | 20.8
9151863 | Set of 10 slides | patological human tissues 2nd part |  | 1023 | 1 | 1 | 20.8
9151864 | Set of 10 slides | animal and man parassites |  | 1023 | 1 | 1 | 20.8
9151866 | Set of 10 slides | life in the ground |  | 1023 | 1 | 1 | 20.8
9151868 | Set of 10 slides | animals and plants environment |  | 1023 | 1 | 1 | 20.8
9151869 | Set of 10 slides | set for teaching sciences |  | 1023 | 1 | 1 | 20.8
9151870 | Set of 10 slides | set for teaching biology 1st series |  | 1023 | 1 | 1 | 20.8
9151871 | Set of 10 slides | set for teaching biology 2nd series |  | 1023 | 1 | 1 | 20.8
9152109 | Magnesia troughs,size 100 x 9 mm,pack of 100 |  |  | 108 | 1 | 1 | 35.58
9152125 | Magnesia rods,pack of 100 |  |  | 108 | 1 | 1 | 32.32
9156018 | Cutter,with clip,with 10 break-off knife edges | 04 ML 18 000 |  | 118 | 1 | 1 | 13.88
9156020 | Spare blades CB18 | pack of 10 |  | 118 | 1 | 1 | 10.05
9156027 | Cutter,with clip,with 13 break-off knife edges | M 9 |  | 118 | 1 | 1 | 3.83
9156030 | Spare blades CB9 | pack of 10 |  | 118 | 1 | 1 | 8.14
9156100 | stirring rod for shaft with M6 thread | 150 x 6 mm, stainless steel |  | 455 | 1 | 1 | 8.39
9156101 | stirring rod for shaft with M6 thread | 300 x 6 mm, stainless steel |  | 455 | 1 | 1 | 9.17
9156102 | stirring rod for shaft with M6 thread | 350 x 6 mm, stainless steel |  | 455 | 1 | 1 | 9.57
9156103 | stirring rod for shaft with M6 thread | 400 x 6 mm, stainless steel |  | 455 | 1 | 1 | 12.57
9156104 | stirring rod for shaft with M6 thread | 450 x 6 mm, stainless steel |  | 455 | 1 | 1 | 13.65
9156105 | stirring rod for shaft with M6 thread | 500 x 6 mm, stainless steel |  | 455 | 1 | 1 | 14.58
9156106 | stirring rod for shaft with M6 thread | 600 x 6 mm, stainless steel |  | 455 | 1 | 1 | 20.7
9156107 | stirring rod for shaft with M6 thread | 700 x 6 mm, stainless steel |  | 455 | 1 | 1 | 25.79
9156108 | stirring rod for shaft with M6 thread | 800 x 6 mm, stainless steel |  | 455 | 1 | 1 | 26.53
9156110 | Razor blades,pack of 5 |  |  | 118 | 1 | 1 | 2.77
9156129 | stirring rod for shaft with M10 thread | 550 x 10 mm, stainless steel |  | 455 | 1 | 1 | 34.53
9156130 | stirring rod for shaft with M10 thread | 750 x 10 mm, stainless steel |  | 455 | 1 | 1 | 37.59
9156131 | stirring rod for shaft with M10 thread | 1000 x 10 mm, stainless steel |  | 455 | 1 | 1 | 40.91
9156132 | stirring rod for shaft with M10 thread | 1300 x 10 mm, stainless steel |  | 455 | 1 | 1 | 94.26
9156133 | Rod M 10 for stirrer heads | 550 x 12 mm, stainless steel |  | 455 | 1 | 1 | 44.24
9156134 | Rods M 10 for stirrer heads | 750 x 12 mm, stainless steel |  | 455 | 1 | 1 | 47.16
9156135 | Rods M 10 for stirrer heads | 800 x 12 mm, stainless steel |  | 455 | 1 | 1 | 50.37
9156136 | Rods M 10 for stirrer heads | 1000 x 12 mm, stainless steel |  | 455 | 1 | 1 | 53.61
9156137 | Rods M 10 for stirrer heads | 1300 x 12 mm, stainless steel |  | 455 | 1 | 1 | 103.46
9156138 | Rods M 10 for stirrer heads | 1500 x 12 mm, stainless steel |  | 455 | 1 | 1 | 107.15
9156142 | Paddles, 4 blade propeller | paddle 150mm Ø, stainless steel | with M10 thread | 456 | 1 | 1 | 33.37
9156148 | Paddles, 3 blade propeller | paddle 140mm Ø, stainless steel | with M10 thread | 455 | 1 | 1 | 25.94
9156164 | Paddles, 2 blade propeller | paddle 50mm Ø, stainless steel | with M6 thread | 455 | 1 | 1 | 11.43
9156165 | Paddles, 2 blade propeller | paddle 70mm Ø, stainless steel | with M6 thread | 455 | 1 | 1 | 11.33
9156166 | Paddles, 2 blade propeller | paddle 100mm Ø, stainless steel | with M6 thread | 455 | 1 | 1 | 12.22
9156167 | Paddles, 2 blade propeller | paddle 50mm Ø, angled, | stainless steel, with M6 thread | 455 | 1 | 1 | 12.04
9156168 | Paddles, 2 blade propeller | paddle 70mm Ø, angled, | stainless steel, with M6 thread | 455 | 1 | 1 | 12.39
9156169 | Paddles, 2 blade propeller | paddle 100mm Ø, angled, | stainless steel, with M6 thread | 455 | 1 | 1 | 12.74
9156170 | Paddles, 3 blade propeller | paddle 50mm Ø, stainless steel | with M6 thread | 455 | 1 | 1 | 12.22
9156171 | Paddles, 3 blade propeller | paddle 70mm Ø, stainless steel | with M6 thread | 455 | 1 | 1 | 12.62
9156172 | Paddles, 3 blade propeller | paddle 100mm Ø, stainless steel | with M6 thread | 455 | 1 | 1 | 12.9
9156173 | Paddles, 3 blade propeller | paddle 140mm Ø, stainless steel | with M6 thread | 455 | 1 | 1 | 25.29
9156174 | Paddles, 4 blade propeller | paddle 50mm Ø, stainless steel | with M6 thread | 456 | 1 | 1 | 12.04
9156175 | Paddles, 4 blade propeller | paddle 70mm Ø, stainless steel | with M6 thread | 456 | 1 | 1 | 12.39
9156176 | Paddles, 4 blade propeller | paddle 100mm Ø, stainless steel | with M6 thread | 456 | 1 | 1 | 12.74
9156177 | Paddles, 4 blade propeller | paddle 150mm Ø, stainless steel | with M6 thread | 456 | 1 | 1 | 31.53
9156178 | Paddles, 4 blade propeller | paddle 50mm Ø, angled, | stainless steel, with M6 thread | 456 | 1 | 1 | 13.68
9156179 | Paddles, 4 blade propeller | paddle 70mm Ø, angled, | stainless steel, with M6 thread | 456 | 1 | 1 | 13.95
9156180 | Paddles, 4 blade propeller | paddle 100mm Ø, angled, | stainless steel, with M6 thread | 456 | 1 | 1 | 14.73
9156181 | Paddles, 1-blades | 60mm Ø, stainless steel | with M6 thread | 456 | 1 | 1 | 15.69
9156182 | Paddles, 2-blades | 60mm Ø, stainless steel | with M6 thread | 456 | 1 | 1 | 15.97
9156183 | Paddles, 2-blades | 90mm Ø, stainless steel | with M6 thread | 456 | 1 | 1 | 16.67
9156184 | Paddles, 2-blades | 100mm Ø, stainless steel | with M6 thread | 456 | 1 | 1 | 19.24
9156185 | Paddles, 3-holes | 70x70mm, stainless steel | with M6 thread | 456 | 1 | 1 | 15.49
9156186 | Paddles, 6-holes | 70x70mm, stainless steel | with M6 thread | 456 | 1 | 1 | 16.14
9156187 | Paddles, 10-holes | 70x100mm, stainless steel | with M6 thread | 456 | 1 | 1 | 26.5
9156188 | Paddles, 14-holes | 70x150mm, stainless steel | with M6 thread | 456 | 1 | 1 | 23.63
9156233 | LED flashlight Lumatic Spot | 115 x 34 mm |  | 122 | 1 | 1 | Refer to Cope
9159996 | Leatherman Wingman | 97 mm, 14 parts |  | 119 | 1 | 1 | 86.89
9160000 | LLG-Multitool | incl.nylon-case |  | 119 | 1 | 1 | 21.41
9160001 | General purpose knife Stanley 99E | with 3 blades |  | 119 | 1 | 1 | 17.43
9160004 | Smal chemist set | 5 pieces |  | 114 | 1 | 1 | 40.59
9160010 | Large chemist set | 9 pieces |  | 115 | 1 | 1 | 78.98
9160012 | Dissecting instruments,set in case,rust-free |  |  | 1275 | 1 | 1 | 35.58
9160013 | Microscopy instruments,large set in case,rust-free |  |  | 1276 | 1 | 1 | 37.49
9160014 | Microscopy instruments,rust-free,small set in case |  |  | 1275 | 1 | 1 | 22.67
9160020 | Dissecting needle holders,Kolle |  |  | 1275 | 1 | 1 | 24.08
9160022 | Dissecting needle holders,Aluminium/plastic |  |  | 1275 | 1 | 1 | 26.3
9160025 | Dissecting needle holders,Aluminium handle |  |  | 1275 | 1 | 1 | 18.41
9160030 | Dissecting needles,CrNi-steel,length 50 mm | pointed,straight |  | 1275 | 1 | 1 | 3.22
9160035 | Dissecting needles,CrNi-steel,length 50 mm | pointed,curved |  | 1275 | 1 | 1 | 3.22
9160036 | Semi lancet, 50 mm | pack of 10 |  | 1275 | 1 | 1 | 26.72
9160037 | Spatula, 50 mm | pack of 10 |  | 1275 | 1 | 1 | 26.72
9160040 | Dissecting needles,CrNi-steel,length 50 mm | lancet-shape |  | 1275 | 1 | 1 | 3.22
9160041 | LLG-Inoculation loop, PS, sterile | one end needle / one end loop 1 µl | 10 pack of 10 | 1246 | 1 | 1 | 6.52
9160042 | LLG-Inoculation loop, PS, sterile | one end needle / one end loop 10 µl | 10 pack of 10 | 1246 | 1 | 1 | 6.52
9160043 | LLG-Inoculation loop, PS, sterile | one end loop 1 µl / one end loop 10 µl | 10 pack of 10 | 1246 | 1 | 1 | 6.52
9160050 | Loops,Pt/Ir,0,5 mm thick,diam. 3 mm |  |  | 1247 | 1 | 1 | 53.59
9160052 | Loops,Pt/Ir,0,5 mm thick,diam. 2 mm |  |  | 1247 | 1 | 1 | 53.59
9160053 | Loops,Pt/Ir,0,5 mm thick,diam. 3 mm | fused into a glass rod |  | 1247 | 1 | 1 | 58.08
9160054 | Loops, platinium-iridium 90/10 | Loop 2mmØ fused into glass rod |  | 1247 | 1 | 1 | 58.08
9160055 | Loops,CrNi-steel,length 50 mm,diam. 4,0 mm |  |  | 1246 | 1 | 1 | 2.75
9160056 | Inoculationsloops 2,0mm, Wironit 1/4452-0 |  |  | 1246 | 1 | 1 | 2.75
9160057 | Loops,CrNi-steel,length 50 mm,diam. 1,5 mm |  |  | 1246 | 1 | 1 | 2.75
9160058 | Loops,CrNi-steel,length 50 mm,diam. 2,5 mm |  |  | 1246 | 1 | 1 | 2.75
9160061 | Loops,CrNi-steel,length 60 mm,diam. 1,5 mm |  |  | 1246 | 1 | 1 | 3.22
9160062 | Loops,CrNi-steel,length 60 mm,diam. 2,5 mm |  |  | 1246 | 1 | 1 | 3.22
9160063 | Loops,CrNi-steel,length 60 mm,diam. 4,0 mm |  |  | 1246 | 1 | 1 | 3.22
9160070 | Dissecting needles,length 140 mm,plastic handle | pointed,straight |  | 1275 | 1 | 1 | 4.41
9160072 | Dissecting needles,length 140 mm,plastic handle | pointed,curved |  | 1275 | 1 | 1 | 4.63
9160075 | Dissecting needles,length 140 mm,plastic handle | lancet-shape |  | 1275 | 1 | 1 | 9.22
9160090 | Dissecting needles,length 140 mm,metal handle | pointed,straight |  | 1275 | 1 | 1 | 13.37
9160092 | Dissecting needles,length 140 mm,metal handle | pointed,curved |  | 1275 | 1 | 1 | 14.58
9160095 | Dissecting needles,length 140 mm,metal handle | lancet-shape |  | 1275 | 1 | 1 | 16.02
9160124 | Tweezers Set, high precision | anti-magnetic and anti acid stainless steel, | hard/foam wallet, pack of 5 | 123 | 1 | 1 | 129.27
9160125 | High precision tweezers 110 mm | with extra fine 45° tips |  | 125 | 1 | 1 | #N/A
9160126 | High precision tweezers 110 mm | with extra fine 90° tips |  | 125 | 1 | 1 | 29.24
9160127 | High precision tweezers 110 mm | with extra fine tips |  | 125 | 1 | 1 | #N/A
9160128 | High precision tweezers 115 mm | with extra fine curved tips |  | 125 | 1 | 1 | #N/A
9160129 | High precision super slim tweezers 135 mm | straight, with extra fine tips |  | 125 | 1 | 1 | #N/A
9160130 | Forceps precision, extra sharp 105 mm | 18/10 steel, straight |  | 124 | 1 | 1 | 11.74
9160131 | High precision tweezers 115 mm | type 33A.SA, flat, round tip, | anti-magnetic, anti-acid, stainless steel | 125 | 1 | 1 | 24.2
9160135 | Forceps precision, extra sharp 105 mm | 18/10 steel, bended |  | 124 | 1 | 1 | 8.34
9160187 | Micro forceps, Gerald, 175 mm | anatomical, straight |  | 125 | 1 | 1 | 34.95
9160188 | Micro forceps, Gerald, 175 mm | anatomical, curved |  | 125 | 1 | 1 | 35.56
9160200 | Set for students, 7-pieces | in plastic case |  | 1276 | 1 | 1 | 46.41
9160205 | Cover glass forceps, 105 mm | 18/10 steel, straight |  | 126 | 1 | 1 | 8.16
9160210 | Cover glass forceps, 105 mm | 18/10 steel, curved |  | 126 | 1 | 1 | 5.87
9160270 | LLG-Descprotect sheets 460x570mm | 140 g/m², pack of 50 |  | 178 | 1 | 1 | 40.42
9160271 | LLG-Descprotect roll 400mm x 50m | 140 g/m² |  | 178 | 1 | 1 | 79.57
9160380 | LLG-Forceps for cover slips, self-locking | 105mm, straight, stainless steel 4301 |  | 125 | 1 | 1 | 5.19
9160381 | LLG-Forceps for cover slips, self-locking | 105mm, curved, stainless steel 4301 |  | 125 | 1 | 1 | 5.19
9160386 | LLG-Forceps for cover slips, curved | type Kühne, 115mm, stainless steel 4301 |  | 126 | 1 | 1 | 4.81
9160387 | LLG-Forceps for cover slips, curved | type Kühne, 130mm, stainless steel 4301 |  | 126 | 1 | 1 | 5.19
9160388 | LLG-Forceps for coverslips, curved | type Kühne, 145mm, stainless steel 4301 |  | 126 | 1 | 1 | 5.39
9160391 | LLG-Forceps for cover slips, straight | type Kühne, 115mm, stainless steel 4301 |  | 126 | 1 | 1 | 4.68
9160392 | LLG-Forceps for cover slips, straight | type Kühne, 130mm, stainless steel 4301 |  | 126 | 1 | 1 | 5.11
9160393 | LLG-Forceps for cover slips, straight | type Kühne, 145mm, stainless steel 4301 |  | 126 | 1 | 1 | 5.21
9160394 | LLG-Forceps assortment, 4-parts | chromium-nickel steel 1.4301, | in synthetic leather bag | 123 | 1 | 1 | 23
9160533 | Scalpels 130mm, 18/12 | finely rounded, Paker |  | 1274 | 1 | 1 | 75.77
9160534 | Scalpels 135mm, 18/12 | finely rounded, Adams |  | 1274 | 1 | 1 | 76
9160535 | Scalpels 135mm, 18/12 | finely, pointed, Adams |  | 1274 | 1 | 1 | 77.07
9160536 | Scalpels 135mm, 18/12 | finely, rounded, Adams |  | 1274 | 1 | 1 | 76
9160537 | Scalpels 150mm, 18/12 | finely, pointed, Adams |  | 1274 | 1 | 1 | 75.77
9160543 | Scalpels 130mm, 18/12 | finely, pointed, Paker |  | 1274 | 1 | 1 | 75.77
9160651 | Universal scissor 140mm |  |  | 117 | 1 | 1 | 1.76
9160652 | Universal scissor 160mm, acuate |  |  | 117 | 1 | 1 | 2.12
9160653 | Universal scissor 210mm |  |  | 117 | 1 | 1 | 2.47
9160654 | Universal scissor 255mm |  |  | 117 | 1 | 1 | 3.43
9160655 | Multi-use scissor 215mm |  |  | 117 | 1 | 1 | 4.36
9160656 | LLG-Allround Cutter 18mm |  |  | 118 | 1 | 1 | 3.8
9160657 | LLG-Allround Cutter 9mm |  |  | 118 | 1 | 1 | 2.47
9160658 | LLG-Replacment blade | for Allround Cutter 18mm | pack of 10 | 118 | 1 | 1 | 2.75
9160659 | LLG-Replacement blade | for Allround Cutter 9mm | pack of 10 | 118 | 1 | 1 | 2.17
9160660 | WEDO® trizette magnifier tweezers with LED |  |  | 123 | 1 | 1 | 10.3
9160680 | Ceramic knife,blade length 120 mm |  |  | 119 | 1 | 1 | #N/A
9160702 | Pt/Ir-wire,diam. 0,2 mm,p.cm |  |  | 1247 | 1 | 1 | 3.3
9160703 | Pt/Ir-wire,diam. 0,3 mm,p.cm |  |  | 1247 | 1 | 1 | 6.12
9160704 | Pt/Ir-wire,diam. 0,4 mm,p.cm |  |  | 1247 | 1 | 1 | 9.57
9160705 | Pt/Ir-wire,diam. 0,5 mm,p.cm |  |  | 1247 | 1 | 1 | 10.3
9160706 | Pt/Ir-wire,diam. 0,6 mm,p.cm |  |  | 1247 | 1 | 1 | 13.88
9160708 | Pt/Ir-wire,diam. 0,8 mm,p.cm |  |  | 1247 | 1 | 1 | 22.77
9160710 | Pt/Ir-wire,diam. 1,0 mm,p.cm |  |  | 1247 | 1 | 1 | 29.3
9160841 | LLG-Embedding Cassettes | Biopsy, POM, detachable lid, | with writing area, blue, pack of 500 | 1273 | 1 | 1 | 28.59
9160842 | LLG-Embedding cassettes | Biopsy, POM, detachable lid, | with writing area, green, pack of 500 | 1273 | 1 | 1 | 28.59
9160843 | LLG-Embedding cassettes | Biopsy, POM, detachable lid, | with writing area, pink, pack of 500 | 1273 | 1 | 1 | 28.59
9160844 | LLG-Embedding cassettes | Biopsy, POM, detachable lid, | with writing area, white, pack of 500 | 1273 | 1 | 1 | 28.59
9160845 | LLG-Embedding cassettes | Biopsy, POM, detachable lid, | with writing area, yellow, pack of 500 | 1273 | 1 | 1 | 28.59
9160899 | Mounting medium Histofluid® 500ml |  |  | 1277 | 1 | 1 | 41.39
9161000 | LLG-Slide dispenser | for 91 slides |  | 1022 | 1 | 1 | 16.57
9161015 | Cover glasses, size 15 x 15 mm | pure white, thickn. 0.13-0.16 mm | pack of 200 | 1022 | 1 | 1 | 3.8
9161018 | Cover glasses, size 18 x 18 mm | pure white, thickn. 0.13-0.16 mm | pack of 200 | 1022 | 1 | 1 | 3.3
9161020 | Cover glasses, size 20 x 20 mm | pure white, thickn. 0.13-0.16 mm | pack of 200 | 1022 | 1 | 1 | 4.46
9161021 | Cover glasses, size 21 x 26 mm | pure white, thickn. 0.13-0.16 mm | pack of 100 | 1022 | 1 | 1 | 3.15
9161022 | Cover glasses, size 22 x 22 mm | pure white, thickn. 0.13-0.16 mm | pack of 200 | 1022 | 1 | 1 | 4.89
9161024 | Cover glasses, size 24 x 24 mm | pure white, thickn. 0.13-0.16 mm | pack of 200 | 1022 | 1 | 1 | 6.1
9161032 | Cover glasses, size 24 x 32 mm | pure white, thickn. 0.13-0.16 mm | pack of 100 | 1022 | 1 | 1 | 4
9161040 | Cover glasses, size 24 x 40 mm | pure white, thickn. 0.13-0.16 mm | pack of 100 | 1022 | 1 | 1 | 4.86
9161050 | Cover glasses, size 24 x 50 mm | pure white, thickn. 0.13-0.16 mm | pack of 100 | 1022 | 1 | 1 | 5.59
9161060 | Cover glasses, size 24 x 60 mm | pure white, thickn. 0.13-0.16 mm | pack of 100 | 1022 | 1 | 1 | 6.45
9161061 | Cover glasses, round, pure white | 0,13-0,16 mm thick, diam. 15 mm | pack of 100 | 1291 | 1 | 1 | 7.2
9161062 | Cover glasses, round, pure white | 0,13-0,16 mm thick, diam. 18 mm | pack of 100 | 1291 | 1 | 1 | 7.2
9161063 | Cover glasses, round, pure white | 0.13-0.16 mm thick, diam. 10 mm | pack of 100 | 1291 | 1 | 1 | 7.51
9161064 | Cover glasses, round, pure white | 0,13-0,16 mm thick, diam. 12 mm | pack of 100 | 1291 | 1 | 1 | 7.2
9161065 | Cover glasses, round, pure white | 0,13-0,16 mm thick, diam. 13 mm | pack of 100 | 1291 | 1 | 1 | 7.2
9161066 | Cover glasses, round, pure white | 0,13-0,16 mm thick, diam. 14 mm | pack of 100 | 1291 | 1 | 1 | 7.2
9161070 | Haemacytometer cover glasses,size 20 x 26 mm | pack of 10 |  | 1291 | 1 | 1 | 18.64
9161072 | Haemacytometer cover glasses,size 22 x 22 mm, | pack of 10 |  | 1291 | 1 | 1 | 19.39
9161074 | Haemacytometer cover glasses,size 24 x 24 mm | pack of 10 |  | 1291 | 1 | 1 | 20.15
9161078 | Neubauer improved counting chamber,double ruling | CE |  | 1019 | 1 | 1 | 36.56
9161079 | Neubauer improved counting chamber,double ruling | Brightline, CE |  | 1020 | 1 | 1 | 78.73
9161080 | Thoma counting chamber,double ruling |  |  | 1020 | 1 | 1 | 36.56
9161086 | Neubauer counting chamber,double ruling |  |  | 1020 | 1 | 1 | 36.56
9161098 | Fuchs-Rosenthal counting chamber,double ruling |  |  | 1020 | 1 | 1 | 36.56
9161110 | Microscope slides,76x26 mm,extra white,cut edges | pack of 50 |  | 1021 | 1 | 1 | 2.24
9161120 | Microscope slides,76x26mm,extra white,ground edges | pack of 50 |  | 1021 | 1 | 1 | 4.08
9161130 | Microscope slides,76x26 mm,pure white,cut edges | pack of 50 |  | 1021 | 1 | 1 | 3.6
9161140 | Microscope slides,76x26 mm,pure white,ground edges | pack of 50 |  | 1021 | 1 | 1 | 5.74
9161141 | Microscope slides 76x26mm | pack of 50, pure white, ground 90° |  | 1021 | 1 | 1 | 5.74
9161145 | Microscope slides,76x26 mm,extra white,cut edges | with 20 mm matt area,pack of 50 |  | 1021 | 1 | 1 | 3.12
9161151 | Microscope slides with one cavity,extra white | 76x26 mm, thickness:1,2-1,5 mm |  | 1021 | 1 | 1 | 1.71
9161155 | Adhesive microscopic slides,25x75 mm,thickn.1 mm | ground adges,white,pack of 72 |  | 1021 | 1 | 1 | 25.59
9161161 | Microscope slides,76x26mm,thickn.1,0 mm,cut edges, | white,pack of 50 |  | 1022 | 1 | 1 | 3.73
9161162 | Microscope slides,76x26mm,thickn.1,0 mm,cut edges, | blue,pack of 50 |  | 1022 | 1 | 1 | 3.73
9161163 | Microscope slides,76x26mm,thickn.1,0 mm,cut edges, | pink,pack of 50 |  | 1022 | 1 | 1 | 3.73
9161164 | Microscope slides,76x26mm,thickn.1,0 mm,cut edges, | yellow,pack of 50 |  | 1022 | 1 | 1 | 3.73
9161165 | Microscope slides,76x26mm,thickn.1,0 mm,cut edges, | green,pack of 50 |  | 1022 | 1 | 1 | 3.73
9161171 | Microscope slides,76x26mm,thickn.1,0 mm,ground | edges,white,pack of 50 |  | 1022 | 1 | 1 | See Cope Price List ML400-09
9161172 | Microscope slides,76x26mm,thickn.1,0 mm,ground | edges,blue,pack of 50 |  | 1022 | 1 | 1 | See Cope Price List ML400-12
9161173 | Microscope slides,76x26mm,thickn.1,0 mm,ground | edges,pink,pack of 50 |  | 1022 | 1 | 1 | See Cope Price List ML400-18
9161174 | Microscope slides,76x26mm,thickn.1,0 mm,ground | edges,yellow,pack of 50 |  | 1022 | 1 | 1 | See Cope Price List ML400-21
9161175 | Microscope slides,76x26mm,thickn.1,0 mm,ground | edges,green,pack of 50 | 9160160 | 1022 | 1 | 1 | See Cope Price List ML400-15
9161181 | Diagnostic slides 25x75x1 Epoxy | pack of 100, blue, 1 cavity, 8mm |  | 1290 | 1 | 1 | 64.39
9161182 | Diagnostic lides 25x75x1 Epoxy | pack of 100, black, 3 cavities, 14mm |  | 1290 | 1 | 1 | 64.39
9161183 | Diagnostic slides 25x75x1 Epoxy | pack of 100, black, 8 cavities, 6mm |  | 1290 | 1 | 1 | 64.39
9161184 | Diagnostica slides 25x75x1 Epoxy,black | pack of 100, 10 cavities, 6 mm |  | 1290 | 1 | 1 | 64.39
9161185 | Diagnosstic slides 25x75x1, Epoxy | pack of 100, white, 12 cavities, 5mm |  | 1290 | 1 | 1 | 64.39
9161186 | Diagnostic slides 25x75x1 mm | PTFE, blue, 1 cavity, 14mm | pack of 100 | 1290 | 1 | 1 | 89.48
9161187 | Diagnostic slides 25x75x1 mm | PTFE, black, 3 cavities, 14mm | pack of 100 | 1290 | 1 | 1 | 89.48
9161188 | Diagnostic slides 25x75x1 mm | PTFE, black, 8 cavities, 6mm | pack of 100 | 1290 | 1 | 1 | 89.48
9161189 | Diagnostic slides 25x75x1 mm | PTFE, black, 10 cavities, 6mm | pack of 100 | 1290 | 1 | 1 | 89.48
9161190 | Diagnostic slides 25x75x1 mm | PTFE, white, 12 cavities, 5mm | pack of 100 | 1290 | 1 | 1 | 89.48
9161200 | Diagnostic slides, 75x25x1 mm, white | PTFE w. adhesion coating, 12 chambers | Adcell, cut 90°, pack of 100 | 1290 | 1 | 1 | 105.03
9161208 | Microscope slide holder,plastic,250x50x30 mm |  |  | 1022 | 1 | 1 | 16.37
9161210 | Microscope slide storage boxes,for 100 slides | 76 x 26 mm |  | 1024 | 1 | 1 | 16.4
9161211 | Microscope slide storage boxe 94 K | for 100 slides, plastic |  | 1024 | 1 | 1 | 15.16
9161215 | Microscope slide storage boxes,for 50 slides |  |  | 1024 | 1 | 1 | 16.2
9161230 | Microscope slide folders, without cover | for 20 slides 76x26mm |  | 1024 | 1 | 1 | 7.96
9161235 | Microscope slide folders,for 20 slides | with closure |  | 1024 | 1 | 1 | 11.26
9161250 | Microscope slide folder, Munich type, | for 24 slides 76x26mm |  | 1024 | 1 | 1 | 6.8
9161260 | Microscope slide tray without cover | for 20 slides 76x26mm |  | 1024 | 1 | 1 | 5.52
9161270 | Mailing folders for 2 slides | (Ref.: 1062022) |  | 1025 | 1 | 1 | 0.91
9161272 | Mailing folders for 6 slides |  |  | 1025 | 1 | 1 | 6.3
9161284 | Slide Box, blue | for 100 slides 76x26 mm | cork insert | 1025 | 1 | 1 | 6.27
9161285 | Slide box, green | for 100 slides 76x26 mm | cork insert | 1025 | 1 | 1 | 6.27
9161286 | Slide Box, red | for 100 slides 76x26 mm | cork insert | 1025 | 1 | 1 | 6.27
9161287 | Slide box, black | for 100 slides 76x26 mm | cork insert | 1025 | 1 | 1 | 6.27
9161288 | Slide box, yellow | for 100 slides 76x26 mm | cork insert | 1025 | 1 | 1 | 6.27
9161289 | Slide box, red | for 50 slides 76x26 mm | cork insert | 1025 | 1 | 1 | 6.22
9161291 | LLG-Slide mailer, high density PP | for 1 slide, pack of 10 |  | 1025 | 1 | 1 | 7.2
9161292 | LLG-Slide mailer, high density PP | for 2 slides, pack of 10 |  | 1025 | 1 | 1 | 8.59
9161293 | LLG-Slide mailer, high density PP | for 3 slides, pack of 10 |  | 1025 | 1 | 1 | 9.14
9161294 | LLG-Slide mailer, high density PP | for 5 slides, pack of 10 |  | 1025 | 1 | 1 | 8.03
9161295 | 20-Place cardboard slide tray | black trim | 208 x 341 x 9 mm | 1024 | 1 | 1 | 5.54
9161296 | 30-Place cardboard slide tray | black trim | 281 x 328 x 10 mm | 1024 | 1 | 1 | 10.81
9161297 | 20-Place cardboard slide tray | blue trim | 208 x 341 x 9 mm | 1024 | 1 | 1 | 5.54
9161298 | 20-Place cardboard slide tray | green trim | 208 x 341 x 9 mm | 1024 | 1 | 1 | 5.54
9161299 | Slide tray rack, ABS | for 5 20-place slides, | blue, 226x340x125 mm | 1025 | 1 | 1 | 40.4
9161300 | Slide box, blue | for 50 slides 76x26 mm | cork insert | 1025 | 1 | 1 | 6.22
9161302 | 20-Place cardboard slide tray | red trim | 208 x 341 x 9 mm | 1024 | 1 | 1 | 5.54
9161340 | Staining jar, PMP, clear | 180x80x70mm |  | 1293 | 1 | 1 | 17.63
9161341 | Staining rack, PP | clear, 86x20x700 mm |  | 1293 | 1 | 1 | 6.47
9161350 | Staining jar, PMP, clear | type Hellendahl | 57x57x90 mm | 1293 | 1 | 1 | 9.82
9161352 | Staining jar, PMP, clear, | tyope Schieferdecker | 66x70x51 mm | 1293 | 1 | 1 | 12.32
9161370 | Staining trough with insert,POM,for 25 slides |  |  | 1293 | 1 | 1 | 22.04
9161380 | Microscope slide container,PS | for 25 microscope slides, | index card in lid, 120x96x35mm | 1023 | 1 | 1 | 7.96
9161381 | Microscope slide container,PS | for 50 microscope slides, | index card in lid, 230x97x35mm | 1023 | 1 | 1 | 11.91
9161382 | Microscope slide container,PS | for 100 microscope slides, | index card in lid, 230x187x35mm | 1023 | 1 | 1 | 17.2
9161386 | Staining jar,PP,Coplin,for 10 slides, | with screw cap,114 x 59 mm diam. |  | 1294 | 1 | 1 | See Cope Price List ML720-55
9161395 | Microscope slide box, PP | round, with screw cap | 45 x 90 mm | 1023 | 1 | 1 | 3.15
9161400 | Set Disposable Staining Slide Tray | for 8 slides, 305x127x29,5mm | for staining, rinsing and drying | 1293 | 1 | 1 | 40.42
9163250 | LLG-Staining jars "Schiefferdecker" | for 20 slides of 76 x 26 mm |  | 1292 | 1 | 1 | 10.18
9163251 | LLG-Staining jars "Hellendahl" | for 18 slides of 76 x 26 mm | with extension | 1292 | 1 | 1 | 11.36
9163252 | LLG-Staining jar "Macro" | for 20 slides of 76x26mm |  | 1292 | 1 | 1 | 19.22
9163253 | LLG-Staining rack, stainless steel | for 20 slides, | for LLG-staining jar "Macro" | 1292 | 1 | 1 | 30.64
9163273 | Staining cylinders,soda glass,with cover,round | 40x85 mm |  | 1294 | 1 | 1 | 5.42
9163274 | Staining cylinders,soda glass,with cover,oval | 40x25x85 mm |  | 1294 | 1 | 1 | 13.47
9163275 | Staining cylinders,soda glass,with cover,rectang. | 40x20x85 mm |  | 1294 | 1 | 1 | 13.47
9163280 | Staining rack,glass,for 10 slides,without handle |  |  | 1292 | 1 | 1 | 9.19
9163281 | Glass staining dish,105x85x70 mm |  |  | 1292 | 1 | 1 | 12.09
9163283 | Staining jar,glass,Coplin,45x105 mm |  |  | 1294 | 1 | 1 | 12.22
9163284 | Wire handle for staining rack |  |  | 1292 | 1 | 1 | 2.32
9163285 | Staining blocks,molded glass,with cavity and | cover plate,40x40 mm,clear |  | 1022 | 1 | 1 | 4.16
9163286 | Staining blocks,molded glass,with cavity and | cover plate,40x40 mm,black |  | 1022 | 1 | 1 | 7.05
9164050 | Agate - mortar with pestle,outer diam. 50 mm |  |  | 517 | 1 | 1 | See Cope Price List MX200-12
9164075 | Agate - mortar with pestle,outer diam. 75 mm |  |  | 517 | 1 | 1 | See Cope Price List MX200-19
9164100 | Mortars,agate,with pestle,outer diam. 100 mm |  |  | 517 | 1 | 1 | See Cope Price List MX200-26
9164125 | Mortars,agate,with pestle,outer diam. 125 mm |  |  | 517 | 1 | 1 | 321.22
9164206 | Mortars,porcelain,without pestle,ins.diam.65 mm |  |  | 516 | 1 | 1 | 16.67
9164209 | Mortars,porcelain,without pestle,ins.diam.90 mm |  |  | 516 | 1 | 1 | 25.04
9164212 | Mortars,porcelain,without pestle,ins.diam.130 mm |  |  | 516 | 1 | 1 | 35.51
9164215 | Mortars,porcelain,without pestle,ins.diam.150 mm |  |  | 516 | 1 | 1 | 53.75
9164218 | Mortars,porcelain,without pestle,ins.diam.180 mm |  |  | 516 | 1 | 1 | 121.16
9164225 | Mortars,porcelain,without pestle,ins.diam.250 mm |  |  | 516 | 1 | 1 | 257.89
9164235 | Mortars,porcelain,without pestle,ins.diam.330 mm |  |  | 516 | 1 | 1 | 432.36
9164306 | Pestles,porcelain,24 x 115 mm long |  |  | 516 | 1 | 1 | 10.78
9164309 | Pestles,porcelain,30 x 135 mm long |  |  | 516 | 1 | 1 | 13.32
9164312 | Pestles,porcelain,36 x 150 mm long |  |  | 516 | 1 | 1 | 19.09
9164315 | Pestles,porcelain,42 x 175 mm long |  |  | 516 | 1 | 1 | 27.35
9164318 | Pestles,porcelain,55 x 210 mm long |  |  | 516 | 1 | 1 | 30.1
9164355 | Mortars,Melamine,white,with pestle,125x80 mm high |  |  | 517 | 1 | 1 | Refer to Cope
9164357 | Mortars,Melamine,white,with pestle,150x90 mm high |  |  | 517 | 1 | 1 | Refer to Cope
9164373 | Porcelain Mortar and Pestle | unglazed, outside diam. 115 mm | size 1 | 516 | 1 | 1 | See Cope Price List MX150-30
9164374 | Porcelain Mortar and Pestle | unglazed, outside diam. 135 mm | size 2 | 516 | 1 | 1 | See Cope Price List MX150-35
9164375 | Porcelain Mortar and Pestle | unglazed, outside diam. 150 mm | size 3 | 516 | 1 | 1 | See Cope Price List MX150-40
9164410 | LLG-Mortar 25ml, porcellaine | inside rough, 51x32mm |  | 516 | 1 | 1 | 5.84
9164411 | LLG-Mortar 75ml, porcellaine | inside rough, 76x45mm |  | 516 | 1 | 1 | 7.83
9164412 | LLG-Mortar 220ml, porcellaine | inside rough, 105x64mm |  | 516 | 1 | 1 | 14.16
9164413 | LLG-Mortar 400ml, porcellaine | inside rough 125x71mm | DIN 12906 | 516 | 1 | 1 | 29.49
9164420 | LLG-Pestle 115mm, rough | Ø 23mm, 213A/1 |  | 516 | 1 | 1 | 3.45
9164421 | LLG-Pestle 150mm, rough | Ø 36mm, 213A/3 |  | 516 | 1 | 1 | 5.44
9164422 | LLG-Pestle 175mm, rough | Ø 42mm, 213A/4 |  | 516 | 1 | 1 | 8.41
9164501 | Homogenizer Safe-Seal 5ml | 250mm, mit PTFE pestle, | handle from stainless steel, PTFE stopper | 1263 | 1 | 1 | 220.62
9164502 |  |  |  | 1263 | 1 | 1 | 225.09
9164503 | Homogeniyer Safe-Seal 15ml | 250mm, with PTFE pestle, | handle from stainless steel, PTFE stopper | 1263 | 1 | 1 | 231.66
9164504 | Homogenizer Safe-Seal 30ml | 250mm, with PTFE-pestle, | handle from stainless steel, PTFE stopper | 1263 | 1 | 1 | 245.7
9164515 | Stainelss steel handle | for PTFE pestle |  | 1263 | 1 | 1 | 35.79
9164541 | Mini Homogenizer 0,1ml | pestle with handle |  | 1263 | 1 | 1 | 114.45
9164542 | Mini Homogenizer 1,0ml | pestle with handle |  | 1263 | 1 | 1 | 139.49
9164543 | Mini Homogenizer 3,0ml | pestle with handle |  | 1263 | 1 | 1 | 143.42
9164544 | Mini Homogenizer 0,1ml | pestle w/o handle |  | 1263 | 1 | 1 | 94.28
9164545 | Mini Homogenizer 1,0ml | pestle w/o handle |  | 1263 | 1 | 1 | 114.37
9164546 | Mini Homogenizer 3,0ml | pestle w/o handle |  | 1263 | 1 | 1 | 118.27
9164550 | Homogenizer acc.to Griffiths | 5ml, 150mm, grounded |  | 1263 | 1 | 1 | 77.76
9164551 | Homogenizer acc.to Griffiths | 15ml, 305mm, grounded |  | 1263 | 1 | 1 | 109.92
9164680 | Homogenizer Duo-Form | 15 ml, grounded, | pestle w/o handle | 1266 | 1 | 1 | 163.35
9164681 | Homogenizer Duo-Form | 15 ml, clear glass, | pestle w/o handle | 1266 | 1 | 1 | 151.98
9164682 | Homogenizer Duo-Form | 15 ml, groudned, | pestle with handle | 1266 | 1 | 1 | 226.34
9164683 | Homogenizer Duo-Form | 15 ml, clear glass, | pestle with handle | 1266 | 1 | 1 | 200.13
9164690 | Homogenizer DOUNCE 1ml | pack of 2 mortars incl. 4 pestles |  | 1265 | 1 | 1 | 299.16
9164691 | Homogenizer DOUNCE 7ml | pack of 2 mortars incl. 4 pestles |  | 1265 | 1 | 1 | 299.44
9164692 | Homogenizer DOUNCE 15ml | pack of 2 mortars incl. 4 pestles |  | 1265 | 1 | 1 | 335.19
9164693 | Homogenizer DOUNCE 40ml | pack of 2 mortars incl. 4 pestles |  | 1265 | 1 | 1 | 412.83
9165101 | Tongue spatulas,wooden,150 mm,bag of 100 | 1 |  | 115 | 1 | 1 | See Cope Price List CM380-10
9170000 | Dispenser for PARAFILM® M, transparent | Plexiglas®, up to 100 mm width |  | 182 | 1 | 1 | 168.17
9170002 | PARAFILM® M sealing film | length 38 m, width 100 mm |  | 181 | 1 | 1 | Refer to Cope
9170003 | PARAFILM® M, sealing film | length 75 m, width 50 mm |  | 181 | 1 | 1 | Refer to Cope
9170004 | PARAFILM® M sealing film | length 15 m, width 500 mm |  | 181 | 1 | 1 | Refer to Cope
9170005 | PARAFILM® M sealing film | length 75 m, width 100 mm |  | 181 | 1 | 1 | Refer to Cope
9170006 | LLG-Dispenser for PARAFILM® M, | orange, ABS, for rolls up to 100mm width |  | 182 | 1 | 1 | 45.88
9170010 | Dispenser for PARAFILM® M, white | plastic, up to 100 mm width |  | 182 | 1 | 1 | See Cope Price List SE168-10
9170015 | PARAPLAST® for embedding tissue, 1 kg |  |  | 1276 | 1 | 1 | 14.13
9170020 | PARAPLAST® Plus for embedding tissue, 1 kg |  |  | 1276 | 1 | 1 | 16.2
9170051 | ContainerSEAL tape, red | 19mm wide, 32,9 m |  | 181 | 1 | 1 | 72.35
9170052 | ContainerSEAL tape, white | 19mm wide, 32,9 m |  | 181 | 1 | 1 | 72.35
9170053 | ContainerSEAL tape, yellow | 19mm wide, 32,9 m |  | 181 | 1 | 1 | 72.35
9170054 | ContainerSEAL XL tape, red | 25mm wide, 32,9 m |  | 181 | 1 | 1 | 93.99
9170055 | ContainerSEAL XL tape, white | 25mm wide, 32,9 m |  | 181 | 1 | 1 | 85.64
9170056 | ContainerSEAL XL tape, yellow | 25mm wide, 32,9 m |  | 181 | 1 | 1 | 93.99
9170057 | PetriSEAL tape, blue | 13 mm wide, 32,9 m |  | 181 | 1 | 1 | 55.75
9170058 | PetriSEAL tape, clear | 13 mm wide, 32,9 m |  | 181 | 1 | 1 | 55.75
9170059 | PetriSEAL tape, red | 13 mm wide, 32,9 m |  | 181 | 1 | 1 | 55.75
9170060 | PetriSEAL tape, white | 13 mm wide, 32,9 m |  | 181 | 1 | 1 | 55.75
9170061 | PetriSEAL tape, yellow | 13 mm wide, 32,9 m |  | 181 | 1 | 1 | 55.75
9170100 | Petri dish stand,ABS,for 15 Petri dishes |  |  | 1243 | 1 | 1 | 81.82
9170141 | Petri dishes,DUROPLAN,with lid,60x20 mm |  |  | 1241 | 1 | 1 | 15.67
9170143 | Petri dishes,DUROPLAN,with lid,80x20 mm |  |  | 1241 | 1 | 1 | 16.09
9170146 | Petri dishes,DUROPLAN,with lid,100x15 mm |  |  | 1241 | 1 | 1 | 17
9170148 | Petri dishes,DUROPLAN,with lid,100x20 mm |  |  | 1241 | 1 | 1 | 16.8
9170151 | Petri dishes,DUROPLAN,with lid,120x20 mm |  |  | 1241 | 1 | 1 | 17.91
9170153 | Petri dishes,DUROPLAN,with lid,150x30 mm | DURAN |  | 1241 | 1 | 1 | 28.34
9170401 | Petri dishes 40 x 12 mm | soda lime glass | Steriplan® | 1241 | 1 | 1 | 1.86
9170417 | Petri dishes 15x60mm | soda lime glass | Steriplan® | 1241 | 1 | 1 | 1.86
9170432 | Petri dishes 15x80mm | soda lime glass | Steriplan® | 1241 | 1 | 1 | 1.96
9170442 | Petri dishes 15x100mm | soda lime glass | Steriplan® | 1241 | 1 | 1 | 2.12
9170443 | Petri dishes 20x100mm | soda lime glass | Steriplan® | 1241 | 1 | 1 | 2.12
9170448 | Petri dishes 20x120mm | soda lime glass | Steriplan® | 1241 | 1 | 1 | 3.32
9170451 | Petri dishes 25x150mm | soda lime glass | Steriplan® | 1241 | 1 | 1 | 5.24
9170456 | Petri dishes 30x180mm | soda lime glass | Steriplan® | 1241 | 1 | 1 | 10.83
9170460 | Petri dishes 30x200mm | soda lime glass | Steriplan® | 1241 | 1 | 1 | 14.36
9170461 | Petri dishes 50x200mm | soda lime glass | Steriplan® | 1241 | 1 | 1 | 16.17
9170462 | Petri dishes 40 x 12 mm | soda lime glass | Steriplan®, pack of 10 | 1241 | 1 | 1 | 18.74
9170463 | Petri dishes 15x60mm | soda lime glass | Steriplan®, pack of 10 | 1241 | 1 | 1 | 18.74
9170464 | Petri dishes 15x80mm | soda lime glass | Steriplan®, pack of 10 | 1241 | 1 | 1 | 19.65
9170465 | Petri dishes 15x100mm | soda lime glass | Steriplan®, pack of 10 | 1241 | 1 | 1 | 21.16
9170466 | Petri dishes 20x100mm | soda lime glass | Steriplan®, pack of 10 | 1241 | 1 | 1 | 21.16
9170467 | Petri dishes 20x120mm | soda lime glass | Steriplan®, pack of 10 | 1241 | 1 | 1 | 27.71
9170570 | LLG-Petri dish 12x40mm, glass |  |  | 1241 | 1 | 1 | 0.96
9170571 | LLG-Petri dish 15x60mm, glass |  |  | 1241 | 1 | 1 | 0.91
9170572 | LLG-Petri dish 15x80mm, glass |  |  | 1241 | 1 | 1 | 0.91
9170573 | LLG-Petri dish 10x100mm, glass |  |  | 1241 | 1 | 1 | 1.11
9170574 | LLG-Petri dish 15x100mm, glass |  |  | 1241 | 1 | 1 | 1.11
9170575 | LLG-Petri dish 15x90mm, glass |  |  | 1241 | 1 | 1 | 1.11
9170576 | LLG-Petri dish 20x100mm, glass |  |  | 1241 | 1 | 1 | 1.11
9170577 | LLG-Petri dish 20x120mm, glass |  |  | 1241 | 1 | 1 | 1.69
9170578 | LLG-Petri dish 25x150mm, glass |  |  | 1241 | 1 | 1 | 2.47
9170579 | LLG-Petri dish 30x180mm, glass |  |  | 1241 | 1 | 1 | 4.94
9170580 | LLG-Petri dish 30x200mm, glass |  |  | 1241 | 1 | 1 | 6.65
9170581 | LLG-Petri dish 50x200mm, glass |  |  | 1241 | 1 | 1 | 8.61
9170621 | Nessler tubes 50ml, tall form | 20x300 mm, w/o spout, | graduated at 50ml | 1123 | 1 | 1 | 19.14
9170622 | Nessler tube 100ml, tall form | 24x375 mm, w/o spout, | graduated at 100ml | 1123 | 1 | 1 | 19.14
9170623 | Nessler tube 50ml, low form | 25x175 mm, w/o spout, | graduated at 50ml | 1123 | 1 | 1 | 19.14
9170624 | Nessler tube 100ml, low form | 32x200 mm, w/o spout, | graduated at 100ml | 1123 | 1 | 1 | 19.14
9170701 | Illuminated magnifier lens | with articulated arm, | 2 flourescent lamps 9W | 1010 | 1 | 1 | 235.8
9171121 | LLG-Forceps 115 mm, sharp/straight | stainless steel |  | 124 | 1 | 1 | 2.9
9171122 | LLG-Forceps 130 mm, sharp/straight | stainless steel |  | 124 | 1 | 1 | 2.9
9171123 | LLG-Forceps 150 mm, sharp/straight | stainless steel |  | 124 | 1 | 1 | 4.63
9171124 | LLG-Forceps 115 mm, sharp/curved | stainless steel |  | 124 | 1 | 1 | 4.63
9171211 | Tweezers 115 mm, pointed | curved, quality finish, | 18/10 steel | 124 | 1 | 1 | 6.65
9171213 | Tweezers 130 mm, pointed | curved, quality finish, | 18/10 steel | 124 | 1 | 1 | 6.75
9171214 | Tweezers 145 mm, pointed | curved, quality finish, | 18/10 steel | 124 | 1 | 1 | 6.85
9171215 | Tweezers 160 mm, pointed | curved, quality finish, | 18/10 steel | 124 | 1 | 1 | 7.91
9171217 | Tweezers 200 mm, pointed | curved, quality finish, | 18/10 steel | 124 | 1 | 1 | 12.24
9171221 | Forceps 115 mm, rounded bent | 18/10 steel |  | 124 | 1 | 1 | 5.29
9171223 | Forceps 130 mm, rounded bent | 18/10 steel |  | 124 | 1 | 1 | 7.18
9171224 | Forceps 145 mm, rounded bent | 18/10 steel |  | 124 | 1 | 1 | 7.3
9171225 | Forceps 160 mm, rounded bent | 18/10 steel |  | 124 | 1 | 1 | 6.5
9171311 | Forceps,with hook 115 mm | 18/8 steel |  | 124 | 1 | 1 | 6.37
9171313 | Forceps,with hook 130 mm | 18/8 steel |  | 124 | 1 | 1 | 4.86
9171314 | Forceps,with hook 145 mm | 18/8 steel |  | 124 | 1 | 1 | 5.29
9171316 | Forceps,with hook 160 mm | 18/8 steel |  | 124 | 1 | 1 | 5.54
9171411 | Forceps 115 mm, PMP | pointed tips |  | 126 | 1 | 1 | See Cope Price List DS700-10
9171414 | Forceps 145 mm, PMP | pointed tips |  | 126 | 1 | 1 | See Cope Price List DS700-20
9171418 | Forceps,POM,round tips,length 180 mm |  |  | 126 | 1 | 1 | See Cope Price List DS702-25
9171425 | Forceps,POM,round tips,length 250 mm |  |  | 126 | 1 | 1 | See Cope Price List DS702-30
9171555 | Forceps Chemware® 115mm, blunt | nickel-plated steel, PTFE coated |  | 1119 | 1 | 1 | 17.05
9172025 | Hair brushes,oval,black goat hair,diam. 6 mm |  |  | 1072 | 1 | 1 | 8.26
9172026 | Hair brushes,oval,black goat hair,diam. 7 mm |  |  | 1072 | 1 | 1 | 8.56
9172027 | Hair brushes,oval,black goat hair,diam. 8 mm |  |  | 1072 | 1 | 1 | 9.47
9172042 | Hair brushes,wide,bear hair,flat handle | width 12,5 mm,hair length 16 mm |  | 1073 | 1 | 1 | 6.83
9172043 | Hair brushes,wide,bear hair,flat handle | width 19,0 mm,hair length 18 mm |  | 1073 | 1 | 1 | 7.63
9172044 | Hair brushes,wide,bear hair,flat handle | width 25,4 mm,hair length 22 mm |  | 1073 | 1 | 1 | 8.84
9172050 | Red marten-hair brush | size 0, hair length 8 mm |  | 1073 | 1 | 1 | 3.73
9172051 | Red marten-hair brush | size 1, hair length 9 mm |  | 1073 | 1 | 1 | 3.88
9172052 | Red marten-hair brush | size 2, hair length 11 mm |  | 1073 | 1 | 1 | 4.48
9172053 | Red marten-hair brush | size 3, hair length 13 mm |  | 1073 | 1 | 1 | 4.99
9172054 | Red marten-hair brush | size 4, hair length 15 mm |  | 1073 | 1 | 1 | 6.17
9172055 | Red marten-hair brush | size 5, hair length 18 mm |  | 1073 | 1 | 1 | 7.43
9172056 | Red marten-hair brush | size 6, hair length 19 mm |  | 1073 | 1 | 1 | 8.79
9172060 | Brush set, pack of one each | size 2/0,0,1,2,3,4 |  | 1073 | 1 | 1 | 4.89
9172061 | Brush set | pack of 3 |  | 1073 | 1 | 1 | 20.1
9172062 | Brush set, silk painting | round tip, size 1,4,8, textured brush size 18 |  | 1073 | 1 | 1 | 21.31
9172063 | Brush set | round,size 0,4 and 6 | flat, size 6 and 10 | 1073 | 1 | 1 | 11.51
9172064 | Brush bag, imitation leather | for 8 brushes |  | 1074 | 1 | 1 | 17.93
9173176 | Combustion tube,unglazed hard porcelain, for | C + S determin., 600 x 22/17 mm |  | 109 | 1 | 1 | 16.55
9180040 | Pinchcocks,Mohr,nickel-plated brass,40 mm |  |  | 152 | 1 | 1 | 2.01
9180050 | Pinchcocks,Mohr,nickel-plated brass,50 mm |  |  | 152 | 1 | 1 | 2.14
9180060 | Pinchcocks,Mohr,nickel-plated brass,60 mm |  |  | 152 | 1 | 1 | 2.27
9180070 | Pinchcocks,Mohr,nickel-plated brass,70 mm |  |  | 152 | 1 | 1 | 2.52
9180080 | Pinchcocks,Mohr,nickel-plated brass,80 mm |  |  | 152 | 1 | 1 | 2.92
9180112 | Pinchcocks,Hoffmann,hinged jaw,12 mm | nickel-plated brass |  | 153 | 1 | 1 | 2.77
9180117 | Pinchcocks,Hoffmann,hinged jaw,17 mm | nickel-plated brass |  | 153 | 1 | 1 | 2.85
9180120 | Pinchcocks,Hoffmann,hinged jaw,20 mm | nickel-plated brass |  | 153 | 1 | 1 | 3.07
9180125 | Pinchcocks,Hoffmann,hinged jaw,25 mm | nickel-plated brass |  | 153 | 1 | 1 | 3.17
9180130 | Pinchcocks,Hoffmann,hinged jaw,30 mm | nickel-plated brass |  | 153 | 1 | 1 | 3.22
9180140 | Pinchcock Hoffmann, 40 mm | with flap | nickel-plated brass | 153 | 1 | 1 | 6.3
9180142 | Pinchcocks,Hoffmann,hinged jaw,50 mm | nickel-plated brass |  | 153 | 1 | 1 | 6.3
9180150 | Pinchcocks,Hoffmann,extra-strong,hinged jaw | nickel-plated brass,50 mm |  | 153 | 1 | 1 | 17.83
9180199 | Tubing clamps,Pean,st.steel,length 140 mm |  |  | 153 | 1 | 1 | 13.45
9180200 | Tubing clamps,Pean,st.steel,length 160 mm |  |  | 153 | 1 | 1 | 15.04
9180201 | Tubing clamps,Pean,st.steel,length 180 mm |  |  | 153 | 1 | 1 | 16.98
9180210 | Hooked tubing clamps,Aluminium,range 10 mm |  |  | 153 | 1 | 1 | 2.57
9180215 | Hooked tubing clamps,plastic,range 15 mm |  |  | 153 | 1 | 1 | 4.74
9180220 | Hooked tubing clamps,plastic,range 20 mm |  |  | 153 | 1 | 1 | 5.67
9180230 | Hooked tubing clamps,plastic,range 30 mm |  |  | 153 | 1 | 1 | 10.35
9190001 | Test tubes,FIOLAX,with rim,8 x 70 mm,pack of 100 |  |  | 24 | 1 | 1 | 26.87
9190003 | Test tubes FIOLAX 10x75mm | pack of 100, with rim |  | 24 | 1 | 1 | 23.11
9190006 | Test tubes,FIOLAX,with rim,10 x 100 mm,pack of 100 |  |  | 24 | 1 | 1 | 23.11
9190008 | Test tubes,FIOLAX,with rim,12 x 75 mm,pack of 100 |  |  | 24 | 1 | 1 | 24.33
9190011 | Test tubes,FIOLAX,with rim,12 x 100 mm,pack of 100 |  |  | 24 | 1 | 1 | 25.61
9190013 | Test tubes,FIOLAX,with rim,14 x 130 mm,pack of 100 |  |  | 24 | 1 | 1 | 31.76
9190016 | Test tubes,FIOLAX,with rim,16 x 130 mm,pack of 100 |  |  | 24 | 1 | 1 | 36.86
9190021 | Test tubes,FIOLAX,with rim,16 x 160 mm,pack of 100 |  |  | 24 | 1 | 1 | 36.75
9190023 | Test tubes,FIOLAX,with rim,18 x 180 mm,pack of 100 |  |  | 24 | 1 | 1 | 42.57
9190026 | Test tubes FIOLAX 20x150mm | pack of 100, with rim |  | 24 | 1 | 1 | 50.04
9190028 | Test tubes,FIOLAX,with rim,20 x 180 mm,pack of 100 |  |  | 24 | 1 | 1 | 50.44
9190033 | Test tubes FIOLAX 20x150mm | pack of 50, with rim |  | 24 | 1 | 1 | 37.38
9190036 | Tets tubes FIOLAX 25x200mm | pack of 50, with rim |  | 24 | 1 | 1 | 42.63
9190038 | Test tubes,FIOLAX,with rim,30 x 200 mm,pack of 50 |  |  | 24 | 1 | 1 | 82.78
9190101 | Test tubes,DURAN,with rim,8 x 70 mm,pack of 100 |  |  | 25 | 1 | 1 | 41.77
9190103 | Test tubes, glass with rim Duran | pack of 100, 10x75mm |  | 25 | 1 | 1 | 45.19
9190106 | Test tubes DURAN 10x100 mm | pack of 100, with rim |  | 25 | 1 | 1 | 47.18
9190108 | Test tubes 12x75mm DURAN | pack of 100 with rim |  | 25 | 1 | 1 | 49.28
9190111 | Test tubes,DURAN,with rim,12 x 100 mm | pack of 100 |  | 25 | 1 | 1 | 52.89
9190112 | Test tubes DURAN 13x100mm, | beaded rim, pack of 100 |  | 25 | 1 | 1 | 61.81
9190113 | Test tubes,DURAN,with rim,14 x 130 mm,pack of 100 |  |  | 25 | 1 | 1 | 67.73
9190116 | Test tubes,DURAN,with rim,16 x 130 mm,pack of 100 |  |  | 25 | 1 | 1 | 79.72
9190121 | Test tubes,DURAN,with rim,16 x 160 mm,pack of 100 |  |  | 25 | 1 | 1 | 80.93
9190123 | Test tubes,DURAN,with rim,18 x 180 mm,pack of 100 |  |  | 25 | 1 | 1 | 93.28
9190126 | Test tubes,DURAN,with rim,20 x 150 mm,pack of 100 |  |  | 25 | 1 | 1 | 97.62
9190128 | Test tubes,DURAN,with rim,20 x 180 mm,pack of 100 |  |  | 25 | 1 | 1 | 108.79
9190133 | Test tubes DURAN 25x150mm | pack of 50, with rim |  | 25 | 1 | 1 | 73.55
9190136 | Test tubes,DURAN,with rim,25 x 200 mm,pack of 50 |  |  | 25 | 1 | 1 | 77.24
9190138 | Test tubes,DURAN,with rim,30 x 200 mm,pack of 50 |  |  | 25 | 1 | 1 | 109.84
9190151 | Test tubes,DURAN,w/o. rim,8 x 70 mm,pack of 100 |  |  | 25 | 1 | 1 | 41.77
9190153 | Test tubes 10x75mm, DURAN-glass | pack of 100, edge straight |  | 25 | 1 | 1 | 45.19
9190156 | Test tubes DURAN 10x100mm | pack of 100, rimless |  | 25 | 1 | 1 | 47.23
9190158 | Test tubes,DURAN,w/o. rim,12 x 75 mm,pack of 100 |  |  | 25 | 1 | 1 | 49.28
9190161 | Test tubes,DURAN,w/o. rim,12 x 100 mm,pack of 100 |  |  | 25 | 1 | 1 | 52.89
9190162 | Test tubes DURAN 13x100mm | streight rim, pack of 100 |  | 25 | 1 | 1 | 61.81
9190163 | Test tubes DURAN 14x130mm | pack of 100, rimless |  | 25 | 1 | 1 | 67.73
9190166 | Test tubes,DURAN,w/o. rim,16 x 130 mm,pack of 100 |  |  | 25 | 1 | 1 | 79.72
9190171 | Test tubes,DURAN,w/o. rim,16 x 160 mm,pack of 100 |  |  | 25 | 1 | 1 | 79.88
9190173 | Test tubes,DURAN,w/o. rim,18 x 180 mm,pack of 100 |  |  | 25 | 1 | 1 | 96.11
9190176 | Test tubes,DURAN,w/o. rim,20 x 150 mm,pack of 100 |  |  | 25 | 1 | 1 | 97.62
9190178 | Test tubes DURAN 180x20mm without rim | pack of 100 |  | 25 | 1 | 1 | 108.77
9190183 | Test tubes DURAN 25x150mm | pack of 50, rimless |  | 25 | 1 | 1 | 73.55
9190186 | Test tubes,DURAN,w/o. rim,25 x200 mm,pack of 50 |  |  | 25 | 1 | 1 | 77.24
9190188 | Test tubes,DURAN,w/o. rim,300 x 200 mm,pack of 50 |  |  | 25 | 1 | 1 | 109.84
9190200 | Test tubes,soda glass,without rim,8 x 40 mm | pack of 100 |  | 25 | 1 | 1 | 8.26
9190202 | Test tubes,soda glass,without rim,10-11 x 70 mm | pack of 100 |  | 25 | 1 | 1 | 9.95
9190205 | Test tubes,soda glass,without rim,10 x 100 mm | pack of 100 |  | 25 | 1 | 1 | 12.52
9190305 | Test tube,soda glass,graduated,cap. 5 ml | 12 x 110 mm |  | 25 | 1 | 1 | 3.17
9190310 | Test tube,soda glass,graduated,cap. 10 ml | 13 x 160 mm |  | 25 | 1 | 1 | 3.3
9190320 | Test tube,soda glass,graduated,cap. 20 ml | 15 x 200 mm |  | 25 | 1 | 1 | 4.16
9190410 | Test Tubes, Round Bottom with NS, Socket NS 14/23 |  |  | 26 | 1 | 1 | 3.93
9190416 | Test Tubes, Round Bottom with NS, Socket NS 14/23 |  |  | 26 | 1 | 1 | 6.3
9190418 | Test Tubes, Round Bottom with NS, Socket NS 14/23 |  |  | 26 | 1 | 1 | 7.81
9190508 | Graduated test tube 10 ml | with PP-stopper, Borosilicate 3.3, | white graduation, 15x165 mm | 26 | 1 | 1 | Refer to Cope
9190516 | Graduated test tube 20 ml | with PP-stopper, Borosilicate 3.3, | white graduation, 17x200 mm | 26 | 1 | 1 | Refer to Cope
9190521 | Graduated test tube 25 ml | with PP-stopper, Borosilicate 3.3, | white graduation, 17x220 mm | 26 | 1 | 1 | Refer to Cope
9190524 | Graduated test tube 30 ml | with PP-stopper, Borosilicate 3.3, | white graduation, 19x220 mm | 26 | 1 | 1 | Refer to Cope
9190600 | Test tubes with Aluminium screw cap,cap. 20 ml |  |  | 26 | 1 | 1 | 188.55
9190605 | Test tubes with plastic screw cap,cap. 20 ml |  |  | 26 | 1 | 1 | 156.08
9190901 | Test tube cleaner, grey | rubber (NR) rod shape |  | 27 | 1 | 1 | 0.93
9190902 | Test tube cleaner, grey | rubber (NR) spade shape |  | 27 | 1 | 1 | 0.96
9190903 | Test tube cleaners,4-blade type |  |  | 27 | 1 | 1 | 3.43
9190940 | Playing card rejects | printed and laminated on both sides | pack of 1 kg | 365 | 1 | 1 | 13.22
9190964 | Standard-cuvette 105.202-QS | ultra-micro, PE-stopper, capacity 70 ml | thickness 10 mm, ZH 8,5 mm | 1048 | 1 | 1 | Refer to Cope
9190965 | Ultra micro cells, with PE-stopper | 10 mm internal width, 8,5 mm centre hight |  | 1048 | 1 | 1 | Refer to Cope
9190966 | Standard-cuvette 105.200-QS | Ultra-Micro, PE-stopper, capacity 180 ml | thickness 10 mm, ZH 8,5 mm | 1048 | 1 | 1 | Refer to Cope
9190967 | Standard-cuvette 105.202-QS | Ultra-Micro, PE-stopper, capacity 70 ml | thickness 10 mm, ZH 15 mm | 1048 | 1 | 1 | Refer to Cope
9190968 | Ultra micro cells, with PE-stopper | 10 mm internal width, 15 mm centre height |  | 1048 | 1 | 1 | Refer to Cope
9190969 | Standard-cuvette 105.200-QS | Ultra-Micro, PE-stopper, | thickness 10 mm, ZH 15 mm | 1048 | 1 | 1 | Refer to Cope
9190973 | Sacondary spectrophotometer | calibration standards |  | 1046 | 1 | 1 | See Cope Price List SJ700-90
9190974 | Screen cleaner Lixton® tele-wash | with antistatic agent, | refill bottle, 1000 ml | 1063 | 1 | 1 | 26.95
9190975 | Screen cleaner Lixton® tele-wash | with antistatic agent, | 200 ml | 1063 | 1 | 1 | 14.78
9190976 | Cleaning Office refill pack | SOLIDS CONTAINING FLAMMABLE LIQUID, N. O. S. | UN 3175, 4.1, II, (E) | 1064 | 1 | 1 | 3.73
9190977 | Cleaning Office dispensing pack | technical cleaning wipes 138x190 mm, | UN 3175, 4.1, 2, (E) | 1064 | 1 | 1 | 5.14
9190980 | Liquid calibration standard Set 667-UV003 | for calibration of | spectral photometers | 1046 | 1 | 1 | Refer to Cope
9190981 | Calibration standard | liquid filter 667-UV1, | potassium chloride | 1046 | 1 | 1 | Refer to Cope
9190982 | Calibration standard | reference filter 667-UV12, | purified water | 1046 | 1 | 1 | Refer to Cope
9190983 | Calibration standard | liquid filter 667-UV6, | toluol in n-hexane | 1046 | 1 | 1 | Refer to Cope
9190984 | Calibration standard | liquid filter 667-UV600, | potassium dichromate 600 mg/l | 1047 | 1 | 1 | Refer to Cope
9190985 | HELLMANEX® III liquid 1 ltr. | (no dan. goods) |  | 1289 | 1 | 1 | Refer to Cope
9191010 | Skin protection cream CHINOSOLtube of 45 g |  |  | 228 | 1 | 1 | #N/A
9191036 | Meliseptol rapid | 250ml spray bottle |  | 1057 | 1 | 1 | 7.1
9191037 | Meliseptol rapid | 250ml dosing bottle | UN 1274, 3, III, (D/E) | 1057 | 1 | 1 | 6.8
9191038 | Meliseptol rapid 1 l bottle | n-propanol | UN 1274, 8, pack.gr.III | 1057 | 1 | 1 | 14.36
9191040 | MELISEPTOL rapid, 5l-can | flammable liquid, n.o.s. | UN 1274, cl.3, ADR, pack.gr.III | 1057 | 1 | 1 | 44.39
9191148 | Lindesa® O skin protection cream with beeswax | tube of 100 ml |  | 227 | 1 | 1 | 3.88
9191149 | Lindesa® K protetive and cleaning cream | with camomille and beeswax, | tube of 100 ml | 227 | 1 | 1 | 4.61
9191150 | Physioderm® Skin protecting gel proGlove | 100 ml tube, against skin softening, | silicone free | 214 | 1 | 1 | 12.72
9191155 | Skin cleansing lotion IVRAXO® SOFT V | 250 ml bottle, | for ligh dirt | 227 | 1 | 1 | 3.27
9191156 | Skin cleansing slotion IVRAXO® SOFT V | 1000 ml bottle, | for light dirt | 227 | 1 | 1 | 5.92
9191158 | Hand cleansing paste IVRAXO® ACTIVE Pearls | 250 ml bottle, | for heavy dirt | 227 | 1 | 1 | 4.23
9191159 | Lindesa® Skin protection cream with beeswax | in plastic tube, 50ml |  | 227 | 1 | 1 | 2.17
9191160 | Dosing pump for 1L hard bottles |  |  | 227 | 1 | 1 | 8.82
9191161 | Lindesa® Skin protection cream with beeswax | in plastic tube, 100ml |  | 227 | 1 | 1 | 4.13
9191231 | Care lotion Trixo® tube of 100 ml | with collagen |  | 228 | 1 | 1 | 5.06
9191233 | Care lotion Trixo® dispenser of 500 ml | with collagen |  | 228 | 1 | 1 | 12.62
9191255 | HELIPUR, 5l-can, disinfectant | flammable liquid, corrosive, n.o.s. | UN 2924, cl.3, ADR, pack.gr.III | 1059 | 1 | 1 | 79.93
9191268 | Spray head | for 1l-spray bottle |  | 1057 | 1 | 1 | 4.68
9191271 | Meliseptol® foam pure 750 ml spray bottle |  |  | 1057 | 1 | 1 | 13.45
9191272 | Meliseptol® HBV - tissues | dispenser box, pack of 100 |  | 1056 | 1 | 1 | 8.31
9191277 | HELIPUR H plus N, 1000ml-bottle | disinfectant, liquid, corrosive, n.o.s. | UN 1903, cl.8, ADR, pack.gr.III | 1060 | 1 | 1 | 23.38
9191278 | HELIPUR H plus N, 5l-can | desinfectant, liquid, corrosive, n.o.s. | UN 1903, cl.8, ADR, pack.gr.III | 1060 | 1 | 1 | 102.85
9191288 | Meliseptol® foam pure 5 ltr.canister |  |  | 1057 | 1 | 1 | 50.25
9192387 | neodisher® LaboClean F, 3 kg bucket | sodium, hydroxide, solid, mixture | UN 1759, cl.8, ADR, pack.gr.II | 1061 | 1 | 1 | 34.59
9192401 | neodisher® LaboClean A 8, 25 kg bucket | sodium hydroxide, solid, mixture | UN 1759, cl.8, pack.gr.II (E) | 1060 | 1 | 1 | 191.97
9192403 | neodisher® LaboClean A 8, 10 kg bucket | sodium, hydroxide, solid, mixture | UN 1759, cl.8, pack.gr. II (E) | 1060 | 1 | 1 | 89.94
9192404 | neodisher® LaboClean A 8, 1 kg bbottle | corrosive solid material, n.o.g | 1759, 8, pack.gr.II | 1060 | 1 | 1 | 12.92
9192405 | neodisher® MA, 10 kg bucket | disodium trioxosilacte, mixture | UN 3253, cl.8, ADR, pack.gr.III | 1061 | 1 | 1 | 102.34
9192406 | neodisher® MA, 1 kg bottle | disodium trioxosilicate, mixture | UN 3253, cl.8, ADR, pack.gr.III | 1061 | 1 | 1 | 14.33
9192410 | neodisher® LaboClean F, 25 kg bucket | sodium hxdroxide, solid, mixture | UN 1759, 8, II, (E) | 1061 | 1 | 1 | 227.15
9192415 | neodisher® LaboClean GK, 10 kg bucket | Special cleansing agents |  | 1061 | 1 | 1 | 103.27
9192417 | neodisher® LaboClean LA, 25 kg bucket | sodium hydroxide, solid, mixture | UN 1759, cl.8, ADR, pack.gr.II | 1061 | 1 | 1 | 225.55
9192418 | neodisher® LaboClean LA, 3 kg bucket | Sodium hydroxide, solid, mixture | UN 1823, cl.8, ADR, pack.gr.II | 1061 | 1 | 1 | 34.42
9192420 | neodisher® N, 12 kg canister | phosphoric acid, liquid | UN 1805, cl.8, ADR, pack.gr.III | 1062 | 1 | 1 | 99.55
9192421 | neodisher® N, 5 l canister | phosphoric acid, liquid | UN 1805, cl.8, ADR, pack.gr.III | 1062 | 1 | 1 | 63.81
9192422 | neodisher® N, 1 l bottle | phosphoric acid, liquid | UN 1805, cl.8, ADR, pack.gr.III | 1062 | 1 | 1 | 17.58
9192423 | neodisher® N, 25 kg canister | phosphoric acid, liquid | UN 1805, cl.8, ADR, pack.gr.III | 1062 | 1 | 1 | 176.16
9192425 | neodisher® Z, 5 l canister | no dan. goods |  | 1062 | 1 | 1 | 60.36
9192426 | neodisher® Z, 1 l bottle | (no dan. goods) |  | 1062 | 1 | 1 | 16.93
9192427 | neodisher® Z, 10 l canister | (no dan. goods) |  | 1062 | 1 | 1 | 104.69
9192428 | neodisher® Z, 20 l canister | (no dan. goods) |  | 1062 | 1 | 1 | 184.64
9192431 | neodisher® FA, 10 l canister | caustic, alkali, liquid, n.o.s | UN 1719, 8, pack.gr.III, alkafied, solution | 1062 | 1 | 1 | 102.91
9192434 | neodisher® FA, 25 kg canister | caustic, alkali, liquid, n.o.s. | UN 1719, cl.8, ADR, pack.gr.II | 1062 | 1 | 1 | 157.03
9192435 | neodisher® FA, 5 canister | caustic, alkali, liquid, n.o.s. | UN 1719, cl.8, ADR, pack.gr.II, alkafied, solution | 1062 | 1 | 1 | 53.84
9192436 | neodisher® FT, 12 kg canister | caustic, alkali, liquid, n.o.s. | UN 1719, cl.8, ADR, pack.gr.II | 1062 | 1 | 1 | 101.75
9192437 | neodisher® FT, 25 kg canster | caustic, alkali, liquid, n.o.s. | UN 1719, cl.8, ADR, pack.gr.II | 1062 | 1 | 1 | 180.53
9192441 | neodisher® LM 3, 10 l canister | potassium hydroxide solution | UN 1814, cl. 8, ADR, pack.gr.II | 1063 | 1 | 1 | 124.04
9192442 | neodisher® LM 3, 1 l bottle | potassium hydroxide solution | UN 1814, cl.8, ADR, pack.gr.III | 1063 | 1 | 1 | 18.84
9192445 | neodisher® LaboClean UW, 10 kg bucket | disodium trixosilicate, mixture | UN 3253, cl.8, ADR, pack.gr.III | 1061 | 1 | 1 | 103.08
9192446 | neodisher® LaboClean FLA, 5 l canister | potassium hydroxide solution | UN 1814, cl.8, ADR, pack .gr.II | 1062 | 1 | 1 | 48.84
9192447 | neodisher® LaboClean FLA, 10 l canister | potassium hydroxide solution | UN 1814, cl.8, ADR, pack.gr.II | 1062 | 1 | 1 | 90.36
9192448 | neodisher® LaboClean FLA, 25 kg canister | potassium hydroxide solution | UN 1814, cl.8, ADR, pack.gr.II | 1062 | 1 | 1 | 140.93
9192501 | Cleansing concentrate Mucasol®,bottle of 2 ltr. | (no dan. goods) |  | 1063 | 1 | 1 | See Cope Price List CL635-12
9192507 | Cleansing concentrate Mucasol®,bottle of 5 ltr. | no dan. goods |  | 1063 | 1 | 1 | See Cope Price List CL635-16
9192550 | Mucocit T, 2l-bottle | disinfectant, liquid, corrosive, n.o.s. | UN 1903, cl.8, ADR, VG III, Alkylamine a. | 1060 | 1 | 1 | Refer to Cope
9192551 | Mucocit T, 5l-can | disinfectant, liquid, corrosive, n.o.s. | UN 1903, cl.8, ADR, VG III, Alkylamine a. | 1060 | 1 | 1 | Refer to Cope
9192566 | Spray cap for 9.192.567 |  |  | 1059 | 1 | 1 | Refer to Cope
9192567 | Pursept-A XPress, 1l-bottle, disinfectant | alcoholes, n.o.s. | UN 1170, cl. 3, ADR, pack.gr.III | 1059 | 1 | 1 | Refer to Cope
9192568 | Pursept A Xpress, 5l-can, disinfectant | alcoholes, n.o.s. | UN 1170, 3, ADR, pack.gr. III | 1059 | 1 | 1 | Refer to Cope
9192569 | Pursept-AF, 2l-bottle, disinfectant | DISINFECTANT, LIQUID, CORROSIVE, N.O.S. | UN 1903, 8, III, (E) | 1058 | 1 | 1 | Refer to Cope
9192570 | Pursept-AF, 5l-can, disinfectant | DISINFECTANT, LIQUID, CORROSIVE, N.O.S. | UN 1903, 8, III, (E) | 1058 | 1 | 1 | Refer to Cope
9192601 | Ultrasonic cleaning agent TICKOPUR R 33 | bottle of 1 ltr. | (no dan. goods) | 1086 | 1 | 1 | 21.41
9192602 | Ultrasonic cleaning agent TICKOPUR R 33 | bottle of 2 ltr. | no dan. goods | 1086 | 1 | 1 | 26.45
9192605 | Ultrasonic cleaning agent TICKOPUR R 33 | bottle of 5 ltr. | no dan. goods | 1086 | 1 | 1 | 46.18
9192611 | Ultrasonic cleaning agent TICKOPUR RW 77 | bottle of 1 ltr. |  | 1086 | 1 | 1 | 22.67
9192612 | Ultrasonic cleaning agent TICKOPUR RW 77 | bottle of 2 ltr. |  | 1086 | 1 | 1 | 26.24
9192615 | Ultrasonic cleaning agent TICKOPUR RW 77 | bottle of 5 ltr. | (no dan. goods) | 1086 | 1 | 1 | 53.52
9192641 | Ultrasonic cleaning agent TICKOPUR R 30 | bottle of 1 ltr. | (no dan. goods) | 1086 | 1 | 1 | 22.67
9192642 | Ultrasonic cleaning agent TICKOPUR R 30 | bottle of 5 ltr. no dan. goods |  | 1086 | 1 | 1 | 53.52
9192646 | Ultrasonic cleaning agent TICKOPUR R 30 | bottle of 2 ltr. | no dan. goods | 1086 | 1 | 1 | 25.19
9192711 | Cleaner, STAMMOPUR 24, 2 l bottle | liquid, corrosive, n.o.s. | UN 1903, cl.8, ADR, pack.gr.III | 1086 | 1 | 1 | 56.67
9192712 | STAMMOPUR 24, 5l-can, disinfectant | liquid, corrosive, n.o.s. | UN 1903, cl. 8, ADR, pack.gr.III | 1086 | 1 | 1 | 114.57
9192714 | Cleaner STAMMOPUR 24, 25 l can | liquid, corrosive, n.o.s. | UN 1903, cl.8, ADR, pack.gr.III | 1086 | 1 | 1 | 544.95
9192751 | Ultrasonic cleaning agent TICKOPUR J 80 U | bottle of 1 ltr. |  | 1086 | 1 | 1 | 18.89
9192752 | Ultrasonic cleaning agent TICKOPUR J 80 U | bottle of 2 ltr. |  | 1086 | 1 | 1 | 23.93
9192755 | Ultrasonic cleaning agent TICKOPUR J 80 U | bottle of 5 ltr. | no dan. goods | 1086 | 1 | 1 | 40.93
9192761 | Tickopur R 27, 1l-bottle | phosphoric acid, solution | UN 1805, 8, pack.gr. III | 1086 | 1 | 1 | 27.71
9192762 | Ultrasonic cleaning agent TICKOPUR R 27 | bottle of 2 ltr. | UN 1805, 8, III, (E) | 1086 | 1 | 1 | 35.68
9192765 | Tickopur R, 5l-can | phosphoric acid, solution | UN 1805, 8, pack.gr. III | 1086 | 1 | 1 | 72.41
9193012 | Test tube stands,wooden,upto 18 mm diam. | with rods,2 x 6 openings |  | 40 | 1 | 1 | 15.92
9193018 | Test tube stands,wooden,upto 18 mm diam. | with rods,2 x 9 openings |  | 40 | 1 | 1 | 20.1
9193024 | Test tube stands,wooden,upto 18 mm diam. | with rods,2 x 12 openings |  | 40 | 1 | 1 | 22.44
9193071 | Test tube stands,PP,10-13 mm diam.,6x12 openings |  |  | 37 | 1 | 1 | 47.08
9193072 | Test tube stands,PP,13-16 mm diam.,5x10 openings |  |  | 37 | 1 | 1 | 46.34
9193073 | Test tube stands,PP,16-20 mm diam.,4x8 openings |  |  | 37 | 1 | 1 | 46.34
9193074 | Test tube stands,PP,21-25 mm diam.,3x6 openings |  |  | 37 | 1 | 1 | 47.08
9193075 | Test tube stands,PP,25-30 mm diam.,3x5 openings |  |  | 37 | 1 | 1 | 48.48
9193112 | Test tube racks,plastic,upto 18 mm diam,12 tubes |  |  | 40 | 1 | 1 | 12.34
9193124 | Test tube racks,upto 18 mm diam,24 tubes |  |  | 40 | 1 | 1 | 13.6
9193141 | Test tube rack | High Density PP, 50 places, | for tube dia. 12-13mm | 36 | 1 | 1 | 5.26
9193142 | Test tube rack | High Density PP, 50 places, | for tube dia. 15-16mm | 36 | 1 | 1 | 5.26
9193143 | Test tube rack | High Density PP, 50 places, | for tube dia. 17-18mm | 36 | 1 | 1 | 5.26
9193144 | Test tube rack | High Density PP, 45 places, | for tube dia 18-20mm | 36 | 1 | 1 | 5.26
9193145 | Test tube rack | High Density PP, 26 places, | for tube dia. 28-30mm | 36 | 1 | 1 | 5.26
9193146 | Test tube rak, detachable, PP | for 90 tubes with dia.13mm, | turquoise, 110 x 250 x 70 mm | 36 | 1 | 1 | 5.54
9193147 | Test tube rack, detachable, PP | for 24 tubes with dia.25mm, | white, 110 x 250 x 70 mm | 36 | 1 | 1 | 5.52
9193200 | universal test tube rack | for 90 tubes, diam 13mm, PP | 105 x 246 x 64 mm, red | 38 | 1 | 1 | See Cope Price List SM805-38
9193201 | universal test tube rack |  |  | 38 | 1 | 1 | See Cope Price List SM805-42
9193202 | Universal test tube rack, red | for 40 tubes, holes dia=25mm | 125 x 295 x 85 mm | 38 | 1 | 1 | See Cope Price List SM805-44
9193230 | Test tubes rack, PP, for 16mm diam. | 5x11 tubes, white |  | 37 | 1 | 1 | Refer to Cope
9193231 | Test tube racks, PP, for 16 mm diam. | 5x11 tubes, blue |  | 37 | 1 | 1 | Refer to Cope
9193232 | Test tube racks, PP, for 16 mm diam. | 5x11 tubes, red |  | 37 | 1 | 1 | Refer to Cope
9193233 | Test tube racks, PP, for 16 mm diam. | 5x11 tubes, yellow |  | 37 | 1 | 1 | Refer to Cope
9193240 | Test tube racks,PP,for 13 mm diam.,6x14 tubes | white |  | 37 | 1 | 1 | Refer to Cope
9193241 | Test tube racks,PP,for 13 mm diam.,6x14 tubes | blue |  | 37 | 1 | 1 | Refer to Cope
9193242 | Test tube racks,PP,for 13 mm diam.,6x14 tubes | red |  | 37 | 1 | 1 | Refer to Cope
9193243 | Test tube racks,PP,for 13 mm diam.,6x14 tubes | yellow |  | 37 | 1 | 1 | Refer to Cope
9193245 | Test tube racks,PP,for 18 mm diam.,5x11 tubes | white |  | 37 | 1 | 1 | See Cope Price List SM350-12
9193246 | Test tube racks,PP,for 18 mm diam.,5x11 tubes | blue |  | 37 | 1 | 1 | See Cope Price List SM350-26
9193247 | Test tube racks,PP,for 18 mm diam.,5x11 tubes | red |  | 37 | 1 | 1 | See Cope Price List SM350-40
9193248 | Test tube racks,PP,for 18 mm diam.,5x11 tubes | yellow |  | 37 | 1 | 1 | See Cope Price List SM350-54
9193250 | Test tube racks,PP,for 20 mm diam.,4x10 tubes | white |  | 37 | 1 | 1 | See Cope Price List SM350-14
9193251 | Test tube racks,PP,for 20 mm diam.,4x10 tubes | blue |  | 37 | 1 | 1 | See Cope Price List SM350-28
9193252 | Test tube racks,PP,for 20 mm diam.,4x10 tubes | red |  | 37 | 1 | 1 | See Cope Price List SM350-42
9193253 | Test tube racks,PP,for 20 mm diam.,4x10 tubes | yellow |  | 37 | 1 | 1 | See Cope Price List SM350-56
9193255 | Test tube racks,PP,for 25 mm diam.,4x8 tubes | white |  | 37 | 1 | 1 | See Cope Price List SM350-16
9193256 | Test tube racks,PP,for 25 mm diam.,4x8 tubes | blue |  | 37 | 1 | 1 | See Cope Price List SM350-30
9193257 | Test tube racks,PP,for 25 mm diam.,4x8 tubes | red |  | 37 | 1 | 1 | See Cope Price List SM350-44
9193258 | Test tube racks,PP,for 25 mm diam.,4x8 tubes | yellow |  | 37 | 1 | 1 | See Cope Price List SM350-58
9193260 | Test tube racks,PP,for 30 mm diam.,3x7 tubes | white |  | 37 | 1 | 1 | See Cope Price List SM350-18
9193261 | Test tube racks,PP,for 30 mm diam.,3x7 tubes | blue |  | 37 | 1 | 1 | See Cope Price List SM350-32
9193262 | Test tube racks,PP,for 30 mm diam.,3x7 tubes | red |  | 37 | 1 | 1 | See Cope Price List SM350-46
9193263 | Test tube racks,PP,for 30 mm diam.,3x7 tubes | yellow |  | 37 | 1 | 1 | See Cope Price List SM350-60
9193762 | Test tube stands,wire,nylon-coated,18x18 mm | height 70 mm,2 x 6 openings |  | 39 | 1 | 1 | 13.88
9193764 | Test tube stands,wire,nylon-coated,18x18 mm | height 70 mm,2 x 10 openings |  | 39 | 1 | 1 | 15.62
9193766 | Test tube stands,wire,nylon-coated,18x18 mm | height 70 mm,2 x 12 openings |  | 39 | 1 | 1 | 16.27
9193768 | Test tube stands,wire,nylon-coated,18x18 mm | height 70 mm,3 x 12 openings |  | 39 | 1 | 1 | 18.26
9193772 | Test tube stands,wire,nylon-coated,18x18 mm | height 70 mm,4 x 6 openings |  | 39 | 1 | 1 | 16.27
9193774 | Test tube stands,wire,nylon-coated,18x18 mm | height 70 mm,4 x 12 openings |  | 39 | 1 | 1 | 19.85
9193776 | Test tube stands,wire,nylon-coated,18x18 mm | height 70 mm,10 x 10 openings |  | 39 | 1 | 1 | 27.13
9193784 | Test tube stands,wire,nylon-coated,18x18 mm | height 100 mm,2 x 12 openings |  | 39 | 1 | 1 | 24.2
9193788 | Test tube stands,wire,nylon-coated,18x18 mm | height 100 mm,4 x 12 openings |  | 39 | 1 | 1 | 25.02
9193824 | Test tube stands,st.steel,18 x 18 mm, | height 70 mm,2 x 12 openings |  | 39 | 1 | 1 | 26.6
9193836 | Test tube stands,st.steel,18 x 18 mm, | height 70 mm,3 x 12 openings |  | 39 | 1 | 1 | 35.93
9193848 | Test tube stands,st.steel,18 x 18 mm, | height 70 mm,4 x 12 openings |  | 39 | 1 | 1 | 27.33
9193948 | Test tube stands,st.steel,18 x 18 mm, | height 100 mm,4 x 12 openings |  | 39 | 1 | 1 | 38.81
9193970 | Test tube stands,wire,nylon-coated,30x30 mm | 4 x 2 openings |  | 39 | 1 | 1 | 33.39
9193971 | Test tube stands,st.steel wire,30x30 mm | 4 x 2 openings |  | 39 | 1 | 1 | 51.8
9193972 | Test tube stands,wire,nylon-coated,30x30 mm | 5 x 2 openings |  | 39 | 1 | 1 | 37.59
9193973 | Test tube stands,st.steel wire,30x30 mm | 5 x 2 openings |  | 39 | 1 | 1 | 59.42
9193974 | Test tube stands,wire,nylon-coated,30x30 mm | 6 x 2 openings |  | 39 | 1 | 1 | 39.56
9193975 | Test tube stands,st.steel wire,30x30 mm | 6 x 2 openings |  | 39 | 1 | 1 | 67.79
9193980 | Rack Arctic Squares® | for freezers, | horizontal, for 16 boxes | 710 | 1 | 1 | 100.09
9193981 | 100-Well hinged storage box | assorted colors, pack of 5 |  | 33 | 1 | 1 | 36.46
9193982 | 96-Well reversible rack, PP, assorted colors | 96 wells for 0.5 ml on one side, and | 96 wells for 1.5 to 2.0 ml on the other side | 32 | 1 | 1 | 43.47
9193983 | 81-Well cryogenic storage rack | PP, natural, | 130 x 130 x 47 mm | 708 | 1 | 1 | 7.53
9193984 | 81-Well cryogenic storage rack | PP, assorted colors, | 130 x 130 x 47 mm, pack of 5 | 708 | 1 | 1 | 31.38
9193985 | 50-Well hinged storage box | assorted colors, pack of 5 |  | 33 | 1 | 1 | 26.72
9193986 | Box, MCT, EPS | 100 place, 336x95x73 mm |  | 709 | 1 | 1 | 5.24
9193987 | Box, MCT, EPS | 50 place, 210x100x71 mm |  | 709 | 1 | 1 | 4.26
9193988 | Tube rack Rota-Rack | for large tubes, rotating 4-way rack | 224 x 110 x 110 mm | 35 | 1 | 1 | 42.46
9193989 | Tube rack Rota-Rack | for microtubes, rotating 4-way rack | 210 x 100 x 100 mm | 35 | 1 | 1 | 42.46
9193990 | 3-way interlocking tube rack | assorted colors, pack of 6 |  | 31 | 1 | 1 | 34.65
9193992 | Test tube holder, wood | for neck dia. up to 20 mm | with metal spring | 40 | 1 | 1 | 0.58
9193993 | Test tube holder, wood | for neck dia. up to 30 mm | with metal spring | 40 | 1 | 1 | 0.76
9193997 | Pop-Up Rack, foldable | for 21x15ml/12x50ml tubes | pink, pack of 2 | 35 | 1 | 1 | 32.68
9193998 | Tube rack Pop-Up Rack, foldable | for 21x15ml/12x50ml tubes | blue, pack of 2 | 35 | 1 | 1 | 32.68
9194000 | Duo rack Rota-Rack® | for PCR- and centrifuge tubes | 296 x 118 x 340 mm, blue/purple | 31 | 1 | 1 | 37.97
9194001 | Work2Store Rack 133x133mm |  |  | 712 | 1 | 1 | 28.57
9194002 | Pipette carousel Flip&Grip | blue |  | 870 | 1 | 1 | 93.49
9194003 | Pipette carousel Flip&Grip | lime |  | 870 | 1 | 1 | 93.49
9194004 | Pipette carousel Flip&Grip | magenta |  | 870 | 1 | 1 | 93.49
9194005 | Sample transport DuraPorter | clear |  | 249 | 1 | 1 | See Cope Price List SX235-20
9194006 | Sample transport DuraPorter | yellow |  | 249 | 1 | 1 | See Cope Price List SX235-60
9194007 | Sample transport DuraPorter | red |  | 249 | 1 | 1 | See Cope Price List SX235-40
9194009 | Work2Store Rack Mini | dual-sided, expandable for 0.2 | & 0.5ml tubes | 712 | 1 | 1 | 28.57
9194011 | Air regulator,plastic,with fine regulation valve |  |  | 595 | 1 | 1 | 20.75
9194015 | Test tube rack Origami | for 9x5 tubes of dia.12,5mm | pack of 5 | 33 | 1 | 1 | 43.64
9194016 | Test tube rack Origami | for 7x4 tubes of dia. 18mm | pack of 5 | 33 | 1 | 1 | 43.64
9194017 | Test tueb rack Origami | for 5x3 tuebs of dia. 30mm | pack of 5 | 33 | 1 | 1 | 43.64
9194021 | Test tube rack 2x6 | wire |  | 35 | 1 | 1 | 22.95
9194022 | Test tube rack 5x10 | wire |  | 35 | 1 | 1 | 33.46
9194023 | Test tube rack 2x6 | wire |  | 35 | 1 | 1 | 22.95
9194024 | Test tube rack 5x10 | wire |  | 35 | 1 | 1 | 35.83
9194025 | Centrifuge bottle rack 250 ml |  |  | 35 | 1 | 1 | 27.1
9194026 | BEL-ART-Rack PP, autoclavable | for microcentrifuge tubes 5ml, | # F18513-4640 | 33 | 1 | 1 | 44.12
9194027 | Tube Rack Adapt-a-Rack | flexible, blue, for tubes | 5-50ml, pack of 2 | 34 | 1 | 1 | 12.82
9194028 | Tube Rack Adapt-a-Rack | flexible, green, for tubes | 5-50ml, pack of 2 | 34 | 1 | 1 | 12.82
9194029 | Tube Rack Adapt-a-Rack | flexible, white, for tubes | 5-50ml, pack of 2 | 34 | 1 | 1 | 12.82
9194030 | Safety Razor Blades smartSlicer | PET, 19 x 38 x 0.22 mm, | pack of 100 | 118 | 1 | 1 | 29.09
9194031 | Safety Razor Blades smartSlicer | PET, 25 x 50 x 0.22 mm, | pack of 100 | 118 | 1 | 1 | 32.72
9194032 | Paperfunnel Eco-smartFunnel | cap. 186ml, top 60x60mm, bottom | 6,4x6,4mm, height 128mm, pack of 25 | 95 | 1 | 1 | 45.46
9194513 | Test tube stands,plastic,for 13 mm diam, | white,6 x 12 openings |  | 38 | 1 | 1 | See Cope Price List SM580-10
9194514 | Test tube stands,plastic,for 16 mm diam, | white,6 x 12 openings |  | 38 | 1 | 1 | See Cope Price List SM580-12
9194515 | Test tube stands,plastic,for 20 mm diam, | white,4 x 10 openings |  | 38 | 1 | 1 | See Cope Price List SM580-14
9194516 | Test tube stands,plastic,for 25 mm diam, | white,4 x 10 opening |  | 38 | 1 | 1 | See Cope Price List SM580-16
9194517 | Test tube stands,plastic,for 30 mm diam, | white,3 x 8 openings |  | 38 | 1 | 1 | See Cope Price List SM580-18
9194523 | Test tube racks, 13 mm | 6x12, orange |  | 38 | 1 | 1 | See Cope Price List SM580-24
9194524 | Test tube racks, 16 mm | 6x12, orange |  | 38 | 1 | 1 | See Cope Price List SM580-26
9194525 | Test tube racks, 20 mm | 4x10, orange |  | 38 | 1 | 1 | See Cope Price List SM580-28
9194526 | Test tubes rack orange | 4x10, 25mm |  | 38 | 1 | 1 | See Cope Price List SM580-30
9194527 | Test tube racks, 30 mm | 3x8, orange |  | 38 | 1 | 1 | See Cope Price List SM580-32
9194533 | Test tube stands,plastic,for 13 mm diam, | 6 x 12 openings, yellow |  | 38 | 1 | 1 | See Cope Price List SM580-38
9194534 | Test tube stands,plastic,for 16 mm diam, | 6 x 12 openings,yellow |  | 38 | 1 | 1 | See Cope Price List SM580-40
9194535 | Test tube stands,plastic,for 20 mm diam, | 4 x 10 openings,yellow |  | 38 | 1 | 1 | See Cope Price List SM580-42
9194536 | Test tube stands,plastic,for 25 mm diam, | 4 x 10 openings,yellow |  | 38 | 1 | 1 | See Cope Price List SM580-44
9194537 | Test tube stands,plastic,for 30 mm diam, | 3 x 8 openings,yellow |  | 38 | 1 | 1 | See Cope Price List SM580-46
9194543 | Test tube stands,plastic,for 13 mm diam, | 6 x 12 openings,blue |  | 38 | 1 | 1 | See Cope Price List SM580-52
9194544 | Test tube stands,plastic,for 16 mm diam, | 6 x 12 openings,blue |  | 38 | 1 | 1 | See Cope Price List SM580-54
9194545 | Test tube stands,plastic,for 20 mm diam, | 4 x 10 openings,blue |  | 38 | 1 | 1 | See Cope Price List SM580-56
9194546 | Test tube stands,plastic,for 25 mm diam, | 4 x 10 openings,blue |  | 38 | 1 | 1 | See Cope Price List SM580-58
9194547 | Test tube stands,plastic,for 30 mm diam, | 3 x 8 openings,blue |  | 38 | 1 | 1 | See Cope Price List SM580-60
9194553 | Test tube stands,plastic,for 13 mm diam, | 6 x 12 openings,green |  | 38 | 1 | 1 | See Cope Price List SM580-66
9194554 | Test tube stands,plastic,for 16 mm diam, | 6 x 12 openings,green |  | 38 | 1 | 1 | See Cope Price List SM580-68
9194555 | Test tube stands,plastic,for 20 mm diam, | 4 x 10 openings,green |  | 38 | 1 | 1 | See Cope Price List SM580-70
9194556 | Test tube stands,plastic,for 25 mm diam, | 4 x 10 openings,green |  | 38 | 1 | 1 | See Cope Price List SM580-72
9194557 | Test tube stands,plastic,for 30 mm diam, | 3 x 8 openings,green |  | 38 | 1 | 1 | See Cope Price List SM580-74
9194563 | Test tube stands,plastic,for 13 mm diam, | 6 x 12 openings,red |  | 38 | 1 | 1 | See Cope Price List SM580-80
9194564 | Test tube stands,plastic,for 16 mm diam, | 6 x 12 openings,red |  | 38 | 1 | 1 | See Cope Price List SM580-82
9194565 | Test tube stands,plastic,for 20 mm diam, | 4 x 10 openings,red |  | 38 | 1 | 1 | See Cope Price List SM580-84
9194566 | Test tube stands,plastic,for 25 mm diam, | 4 x 10 openings,red |  | 38 | 1 | 1 | See Cope Price List SM580-86
9194567 | Test tube stands,plastic,for 30 mm diam, | 3 x 8 openings,red |  | 38 | 1 | 1 | See Cope Price List SM580-88
9196020 | Evaporating Flasks , Cap. ml 50 Socket NS 29/32 |  |  | 623 | 1 | 1 | 10.91
9196024 | Evaporating Flasks , Cap. ml 100 Socket NS 29/32 |  |  | 623 | 1 | 1 | 17.96
9196036 | Evaporating Flasks , Cap. ml 250 Socket NS 29/32 |  |  | 623 | 1 | 1 | 26.38
9196044 | Evaporating Flasks , Cap. ml 500 Socket NS 29/32 |  |  | 623 | 1 | 1 | 29.78
9196054 | Evaporating Flasks , Cap. ml 1000 Socket NS 29/32 |  |  | 623 | 1 | 1 | 41.05
9196063 | Evaporating Flasks , Cap. ml 2000 Socket NS 29/32 |  |  | 623 | 1 | 1 | 55.41
9196224 | Receiving Flasks , Cap. ml 100 Socket S 35 |  |  | 624 | 1 | 1 | 24.77
9196236 | Receiving Flasks , Cap. ml 250 Socket S 35 |  |  | 624 | 1 | 1 | 26.34
9196244 | Receiving Flasks , Cap. ml 500 Socket S 35 |  |  | 624 | 1 | 1 | 29.89
9196254 | Receiving Flasks , Cap. ml 1000 Socket S 35 |  |  | 624 | 1 | 1 | 36.31
9196263 | Receiving Flasks , Cap. ml 2000 Socket S 35 |  |  | 624 | 1 | 1 | 53.38
9197001 | Dissolver stirrer R 1300 | stirrer Ø, shaft Ø, shaft length | 80, 8, 350 mm | 452 | 1 | 1 | See Cope Price List SR753-19
9197003 | Dissolver stirrer R 1302 | Stirrer Ø, Shaft Ø, shaft length = 100, 10, 350 mm |  | 452 | 1 | 1 | Refer to Cope
9197006 | Propeller stirrer R 1342, 4-bladed | stirrer Ø, shaft Ø, shaft length, | 50, 8, 350 mm | 451 | 1 | 1 | Refer to Cope
9197007 | Dissolver stirrer R 1303 | Stirrer Ø, Shaft Ø, shaft length = 42, 8, 350 mm |  | 452 | 1 | 1 | Refer to Cope
9197009 | Propeller stirrer R 1345, 4-bladed | stirrer Ø, shaft Ø, shaft lengths, | 100, 8, 540 mm | 451 | 1 | 1 | See Cope Price List SR753-17
9197011 | Fly vane stirrer R 1352 | stirrer Ø, shaft Ø, shaft length, | 60/15, 8, 350 mm | 452 | 1 | 1 | Refer to Cope
9197013 | R 1355 fly vane stirrer | Stirrer Ø, Shaft Ø, shaft | length 100/24, 8, 550 mm | 452 | 1 | 1 | Refer to Cope
9197019 | Paddle stirrer R 1375 | stirrer Ø, shaft Ø, shaft length, | 70, 8, 550 mm | 453 | 1 | 1 | See Cope Price List SR753-14
9197020 | Paddle stirrer R 1376 | stirrer Ø, shaft Ø, shaft length, | 150, 10, 550 mm | 453 | 1 | 1 | Refer to Cope
9197021 | Propeller stirrer R 1381, 3-bladed | stirrer Ø, shaft Ø, shaft length, | 45, 8, 350 mm | 451 | 1 | 1 | Refer to Cope
9197022 | Propeller stirrer R 1382, 3-bladed | stirrer Ø, shaft Ø, shaft length, | 55, 8, 350 mm | 451 | 1 | 1 | Refer to Cope
9197023 | Propeller stirrer R 1385, 3-bladed | stirrer Ø, shaft Ø, shaft length, | 140, 10, 550 mm | 451 | 1 | 1 | Refer to Cope
9197024 | Propeller stirrer R 1388, 3-bladed | Ssirrer Ø, shaft Ø, shaft length, | 140, 10, 800 mm | 451 | 1 | 1 | Refer to Cope
9197030 | Turbine stirrer R 1311 | stirrer Ø, shaft Ø, shaft length, | 30, 8, 350 mm | 452 | 1 | 1 | Refer to Cope
9197031 | Turbine stirrer R 1312 | stirrer Ø, shaft Ø, shaft length, | 50, 8, 350 mm | 452 | 1 | 1 | See Cope Price List SR753-23
9197032 | Turbine stirrer R 1313 | stirrer Ø, shaft Ø, shaft length, | 70, 10, 400 mm | 452 | 1 | 1 | Refer to Cope
9197033 | Anchor stirrer R 1330 | Stirrer Ø, Shaft Ø, shaft length = 45, 8, 350 mm |  | 453 | 1 | 1 | Refer to Cope
9197034 | Anchor stirrer R 1331 | Stirrer Ø, Shaft Ø, shaft length = 90, 8, 350 mm |  | 453 | 1 | 1 | Refer to Cope
9197036 | Anchor stirrer R 1333 | Stirrer Ø, Shaft Ø, shaft length = 150, 10, 550 mm |  | 453 | 1 | 1 | Refer to Cope
9197053 | Propeller R 1405 | d = 45 mm |  | 440 | 1 | 1 | Refer to Cope
9197054 | Propeller R 1401 | d = 55 mm |  | 440 | 1 | 1 | Refer to Cope
9197055 | Dissolving disc R 1402 | d = 42 mm |  | 440 | 1 | 1 | Refer to Cope
9197060 | Flexible coupling FK 1 |  |  | 448 | 1 | 1 | Refer to Cope
9197101 | Stirrers,PVC-coated,with PP propeller,diam. 45 mm | length 460 mm,shaft diam. 6 mm, |  | 455 | 1 | 1 | Refer to Cope
9197121 | Stirrer rotor, crescent-shaped PTFE | 350x8mmØ |  | 454 | 1 | 1 | 150.48
9197122 | Stirrer shafts,PTFE with stainless steel core | half-moon,length 450 mm,shaft diam. 8 mm |  | 454 | 1 | 1 | 146.37
9197124 | Stirrer shafts,PTFE with stainless steel core | half-moon,length 450 mm,shaft diam. 10 mm |  | 454 | 1 | 1 | See Cope Price List SR900-22
9197125 | Stirrer shafts,PTFE with stainless steel core | half-moon,length 600 mm,shaft diam. 10 mm |  | 454 | 1 | 1 | See Cope Price List SR900-40
9197126 | Stirrer shafts,PTFE with stainless steel core | half-moon,length 800 mm,shaft diam. 16 mm |  | 454 | 1 | 1 | 253.53
9197127 | Stirrer rotors, crescent shaped | 350 mm, shaft 10 mm Ø, PTFE |  | 454 | 1 | 1 | See Cope Price List SR900-10
9197128 | Agitating wave, 510x10 mm Ø | for NS 29/32, PTFE |  | 454 | 1 | 1 | See Cope Price List SR900-30
9197130 | Stirrer rotor, 3-blade prop. PTFE | length 350, shaft 8, paddle 75mm |  | 454 | 1 | 1 | 196.34
9197138 | Stirrer shafts,PTFE with stainless steel core | propeller,length 450 mm,shaft diam. 6 mm |  | 454 | 1 | 1 | 145.4
9197140 | Stirrer shafts,PTFE with stainless steel core | propeller,length 450 mm,shaft diam. 10 mm |  | 454 | 1 | 1 | See Cope Price List SR904-22
9197144 | Stirrer shafts,PTFE with stainless steel core | anchor,length 350 mm,shaft diam. 8 mm |  | 454 | 1 | 1 | 189.81
9197145 | Stirrer shafts,PTFE with stainless steel core | anchor,length 600 mm,shaft diam. 8 mm |  | 454 | 1 | 1 | 204.59
9197146 | Anchor stirrers, 350x10 mm | PTFE, 80 mm paddle |  | 454 | 1 | 1 | 189.35
9197147 | Anchor stirrers, 600x10 mm | PTFE, 100 mm paddle |  | 454 | 1 | 1 | 204.14
9197149 | Stirrer rotor 3-blade PTFE | length 800, shaft 10, paddle 75mm |  | 454 | 1 | 1 | See Cope Price List SR904-60
9197176 | Stirrer PTFE 350x6 mm, 50 mm Ø |  |  | 455 | 1 | 1 | 132.2
9197177 | Centrifugal stirrers, 450 mm | PTFE, 90 mm paddle, shaft 8 mm |  | 455 | 1 | 1 | 141.14
9197178 | Centrifugal stirrers, 350 mm | PTFE, 90 mm paddle, shaft 10 mm |  | 455 | 1 | 1 | 166.06
9197179 | Centrifugal agitating wave | 450x90 mm Ø, PTFE, shaft 10 mm Ø |  | 455 | 1 | 1 | 162.33
9197194 | Maxi propeller stirrers, 600 mm | PTFE, 140 mm paddle, shaft 10 mm |  | 454 | 1 | 1 | See Cope Price List SR906-30
9197195 | Maxi propeller stirrers, 800 mm | PTFE, 140 mm paddle, shaft 10 mm |  | 454 | 1 | 1 | See Cope Price List SR906-40
9197205 | Magnetic Stirrer Heads (P-MRK) | NS 29/32, Ø 8 mm |  | 448 | 1 | 1 | 832.35
9197206 | Magnetic Stirrer Heads (P-MRK) | NS 29/32, Ø 10 mm |  | 448 | 1 | 1 | 840.67
9197207 | Magnetic Stirrer Heads (P-MRK) | NS 45/40, Ø 10 mm |  | 448 | 1 | 1 | 818.93
9197251 | KPG stirrer bearings,Duran,10x65 mm |  |  | 590 | 1 | 1 | 32.76
9197252 | KPG stirrer bearings,Duran,10x75 mm |  |  | 590 | 1 | 1 | 35.87
9197253 | KPG stirrer bearings,Duran,10x65 mm,NS 29/32 |  |  | 590 | 1 | 1 | 70.12
9197256 | KPG stirrer bearings,Duran,10x65 mm,NS 29/32 |  |  | 590 | 1 | 1 | 107.63
9197257 | KPG stirrer bearings,Duran,16x90 mm |  |  | 590 | 1 | 1 | 51.17
9197258 | KPG stirrer bearings,Duran,16x85 mm,NS 29/32 |  |  | 590 | 1 | 1 | 109.61
9197311 | KPG stirrer shafts,Duran,movable blade, | length 320 mm |  | 590 | 1 | 1 | 80.56
9197312 | KPG stirrer shafts,Duran,movable blade, | length 370 mm |  | 590 | 1 | 1 | 80.56
9197313 | KPG stirrer shafts,Duran,movable blade, | length 410 mm |  | 590 | 1 | 1 | 85.47
9197314 | KPG stirrer shafts,Duran,movable blade, | length 440 mm |  | 590 | 1 | 1 | 85.47
9197321 | KPG stirrer shafts,Duran,fixed blade, | length 320 mm |  | 590 | 1 | 1 | 79.11
9197322 | KPG stirrer shafts,Duran,fixed blade, | length 370 mm |  | 590 | 1 | 1 | 79.11
9197355 | Stirrer Guides with GL Male Thread, Cone NS 29/32 | Thread GL 25 |  | 590 | 1 | 1 | 55.98
9197356 | Stirrer Guides with GL Male Thread, Cone NS 45/40 | Thread GL 32 |  | 590 | 1 | 1 | 141.79
9197359 | Stirr closure with double lip sealing | cone NS 45/40, for wave 10mm, | closure borosilicate glass 3.3, sealing PTFE | 591 | 1 | 1 | 256.67
9197363 | Stirr closure with double lip sealing | cone NS 29/32, for wave 16mm, | closure borosilicate glass 3.3, sealing PTFE | 591 | 1 | 1 | 246.3
9197364 | Stirr closure with double lip sealing | cone NS 45/40, for wave 16mm, | closure borosilicate glass 3.3, sealing PTFE | 591 | 1 | 1 | 256.67
9197400 | Glass stirrer coupling K 10/13 | flexible, for 10-13mm |  | 450 | 1 | 1 | See Cope Price List SR943-14
9197403 | Stirring rods,glass,fused ends,200 x 3 mm | pack of 10 |  | 116 | 1 | 1 | 1.61
9197404 | Stirring rods,glass,fused ends,150 x 4 mm | pack of 10 |  | 116 | 1 | 1 | 1.61
9197405 | Stirring rods,glass,fused ends,200 x 4 mm | pack of 10 |  | 116 | 1 | 1 | 1.76
9197406 | Stirring rods,glass,fused ends,150 x 5 mm | pack of 10 |  | 116 | 1 | 1 | 2.04
9197407 | Stirring rods,glass,fused ends,200 x 5 mm | pack of 10 |  | 116 | 1 | 1 | 2.42
9197408 | Stirring rods,glass,fused ends,150 x 6 mm | pack of 10 |  | 116 | 1 | 1 | 2.14
9197424 | Stirring rods,glass,fused ends,200 x 6 mm | pack of 10 |  | 116 | 1 | 1 | 4.16
9197426 | Stirring rods,glass,fused ends,250 x 6 mm | pack of 10 |  | 116 | 1 | 1 | 4.63
9197431 | Stirring rods,glass,fused ends,300 x 7 mm | pack of 10 |  | 116 | 1 | 1 | 6.93
9197433 | Stirring rods,glass,fused ends,300 x 8 mm | pack of 10 |  | 116 | 1 | 1 | 8.03
9197435 | Stirring rods,glass,fused ends,300 x 9 mm | pack of 10 |  | 116 | 1 | 1 | 10.78
9197460 | BEL-ART Stirring bar 12.7 x 8 mm | PTFE, octagonal |  | 439 | 1 | 1 | 5.87
9197461 | BEL-ART Stirring bar 15.9 x 8 mm | PTFE, octagonal |  | 439 | 1 | 1 | 5.87
9197462 | BEL-ART Stirring bar 22.2 x 8 mm | PTFE, octagonal |  | 439 | 1 | 1 | 6.22
9197463 | BEL-ART Stirring bar 25.4 x 8 mm | PTFE, octagonal |  | 439 | 1 | 1 | 6.35
9197464 | BEL-ART Stirring bar 28.6 x 8 mm | PTFE, octagonal |  | 439 | 1 | 1 | 6.6
9197465 | BEL-ART Stirring bar 38.1 x 8 mm | PTFE, octagonal |  | 439 | 1 | 1 | 7
9197466 | BEL-ART Stirring bar 50.8 x 8 mm | PTFE, octagonal |  | 439 | 1 | 1 | 8.77
9197490 | LLG-Drigalski spatula 190x4 mm, stainless steel | head width 40 mm, straight head | for microbiology | 1245 | 1 | 1 | 11.69
9197496 | LLG-Stirring spatula "Drigalski" | 150x3mm |  | 1245 | 1 | 1 | 12.11
9197497 | LLG-Stirring spatula "Drigalski" | 190x3mm |  | 1245 | 1 | 1 | 12.52
9197499 | LLG-Stirring spatula "Drigalski" | 150 x 5 mm |  | 1245 | 1 | 1 | 3.12
9197502 | Magnetic stirring bars,PTFE,round,2,5 x 2,5 mm |  |  | 438 | 1 | 1 | Refer to Cope
9197503 | Magnetic stirring bars,PTFE,round,5 x 2 mm |  |  | 438 | 1 | 1 | Refer to Cope
9197504 | Magnetic stirring bars,PTFE,round,7 x 2 mm |  |  | 438 | 1 | 1 | Refer to Cope
9197505 | Magnetic stirring bars,PTFE,round,3,5 x 3,5 mm |  |  | 438 | 1 | 1 | Refer to Cope
9197506 | Magnetic stirring bars,PTFE,round,6 x 3 mm |  |  | 438 | 1 | 1 | Refer to Cope
9197507 | Magnetic stirring bars,PTFE,round,10 x 3 mm |  |  | 438 | 1 | 1 | Refer to Cope
9197508 | Magnetic stirrer bars | 13x3 mm, PTFE |  | 438 | 1 | 1 | Refer to Cope
9197509 | Magnetic stirring bars,PTFE,round,8 x 3 mm |  |  | 438 | 1 | 1 | Refer to Cope
9197510 | Magnetic stirring bars,PTFE,round,10 x 6 mm |  |  | 438 | 1 | 1 | Refer to Cope
9197512 | Magnetic stirring bars,PTFE,round,12 x 4,5 mm |  |  | 438 | 1 | 1 | Refer to Cope
9197514 | Magnetic stirring bars | 15x4,5mm PTFE |  | 438 | 1 | 1 | Refer to Cope
9197515 | Magnetic stirring bars,PTFE,round,15 x 6 mm |  |  | 438 | 1 | 1 | Refer to Cope
9197520 | Magnetic stirring bars,PTFE,round,20 x 6 mm |  |  | 438 | 1 | 1 | Refer to Cope
9197525 | Magnetic stirring bars,PTFE,round,25 x 6 mm |  |  | 438 | 1 | 1 | Refer to Cope
9197530 | Magnetic stirring bars,PTFE,round,30 x 6 mm |  |  | 438 | 1 | 1 | Refer to Cope
9197535 | Magnetic stirring bars,PTFE,round,35 x 6 mm |  |  | 438 | 1 | 1 | Refer to Cope
9197540 | Magnetic stirring bars,PTFE,round,40 x 8 mm |  |  | 438 | 1 | 1 | Refer to Cope
9197545 | Magnetic stirring bars,PTFE,round,45 x 8 mm |  |  | 438 | 1 | 1 | Refer to Cope
9197550 | Magnetic stirring bars,PTFE,round,50 x 8 mm |  |  | 438 | 1 | 1 | Refer to Cope
9197560 | Magnetic stirring bars,PTFE,round,60 x 9 mm |  |  | 438 | 1 | 1 | Refer to Cope
9197570 | Magnetic stirring bars,PTFE,round,70 x 9 mm |  |  | 438 | 1 | 1 | Refer to Cope
9197580 | Magnetic stirring bars,PTFE,round,80 x 9 mm |  |  | 438 | 1 | 1 | Refer to Cope
9197590 | Magnetic stirring bar 20x10 mm | PTFE, ellipsoidal |  | 439 | 1 | 1 | 2.34
9197591 | Magnetic stirring bar 25x12 mm | PTFE, ellipsoidal |  | 439 | 1 | 1 | 4.66
9197592 | Magnetic stirring bar 30x15 mm | PTFE, ellipsoidal |  | 439 | 1 | 1 | 4.79
9197593 | Magnetic stirring bar 35x15 mm | PTFE, ellipsoidal |  | 439 | 1 | 1 | 6.6
9197594 | Magnetic stirring bar 40x20 mm | PTFE, ellipsoidal |  | 439 | 1 | 1 | 16.42
9197595 | Magnetic stirring bar 50x20 mm | PTFE, ellipsoidal |  | 439 | 1 | 1 | 19.77
9197643 | CIRCULUS-magnetic stirring bar 37mm | barbell form -H3E- |  | 439 | 1 | 1 | 22.32
9197645 | CIRCULUS-magnetic stirring bar 55mmm | barbell form -H5E- |  | 439 | 1 | 1 | 25.92
9197652 | Magnetic stirring bar, PTFE | triangular, length 25 mm x 8 mm dia |  | 438 | 1 | 1 | Refer to Cope
9197654 | Magnetic stirring bar, PTFE | triangular, length 40 mm x 14 mm dia |  | 438 | 1 | 1 | Refer to Cope
9197655 | Magnetic stirring bar, PTFE | triangular, length 55 mm x 14 dia |  | 438 | 1 | 1 | Refer to Cope
9197658 | Magnetic stirring bar, PTFE | triangular, length 80 mm x 16 dia |  | 438 | 1 | 1 | Refer to Cope
9197689 | EPPI pestle, PP, for 1,5 ml | pack of 10, 70 mm |  | 1261 | 1 | 1 | 40.63
9197717 | LLG-Magnetic stirring bar retrievers | 150x8mm Ø |  | 439 | 1 | 1 | 14.26
9197725 | LLG-Magnetic stirring bar retriever, | PTFE,250 mm |  | 439 | 1 | 1 | 14.99
9197735 | LLG-Magnetic stirring bar retriever, | PTFE,350 mm |  | 439 | 1 | 1 | 14.51
9198010 | Glass stirrer coupling K10 | flexible, for 10mm |  | 450 | 1 | 1 | See Cope Price List SR943-12
9198050 | Stirrers with Stirrer Bearing, Complete, |  |  | 590 | 1 | 1 | 193.74
9198766 | LLG-Magnetic stirring bar "Economy" | 12x3 mm, PTFE, cylindrical, pack of 10 |  | 438 | 1 | 1 | 9.85
9198767 | LLG-Magnetic stirring bar "Economy" | 25x8 mm, PTFE, cylindrical, pack of 10 |  | 438 | 1 | 1 | 13.3
9198910 | LLG-Magnetic stirring bar "Economy" | 10x6 mm, PTFE, cylindrical, pack of 10 |  | 438 | 1 | 1 | 9.7
9198919 | LLG-Magnetic stirring bar "Economy" | 15x6 mm, PTFE, cylindrical, pack of 10 |  | 438 | 1 | 1 | 12.47
9198920 | LLG-Magnetic stirring bar "Economy" | 20x6 mm, PTFE, cylindrical, pack of 10 |  | 438 | 1 | 1 | 14.68
9198925 | LLG-Magnetic stirring bar "Economy" | 25x6 mm, PTFE, cylindrical, pack of 10 |  | 438 | 1 | 1 | 18.01
9198930 | LLG-Magnetic stirring bar "Economy" | 30x6 mm, PTFE, cylindrical, pack of 10 |  | 438 | 1 | 1 | 21.89
9198935 | LLG-Magnetic stirring bar "Economy" | 35x6 mm, PTFE, cylindrical, pack of 10 |  | 438 | 1 | 1 | 26.87
9198940 | LLG-Magnetic stirring bar "Economy" | 40x8 mm, PTFE, cylindrical, pack of 10 |  | 438 | 1 | 1 | 27.47
9198945 | LLG-Magnetic stirring bar "Economy" | 45x8 mm, PTFE, cylindrical, pack of 10 |  | 438 | 1 | 1 | 35.32
9198950 | LLG-Magnetic stirring bar "Economy" | 50x8 mm, PTFE, cylindrical, pack of 10 |  | 438 | 1 | 1 | 38.33
9198960 | LLG-Magnetic stirring bar "Economy" | 60x9 mm, PTFE, cylindrical, pack of 10 |  | 438 | 1 | 1 | 43.87
9198970 | LLG-Magnetic stirring bar "Economy" | 70x9 mm, PTFE, cylindrical, pack of 10 |  | 438 | 1 | 1 | 73.42
9198980 | LLG-Magnetic stirring bar "Economy" | 80x9 mm, PTFE, cylindrical, pack of 10 |  | 438 | 1 | 1 | 72.73
9200014 | Instrument trays,glass,120 x 60 x 40 mm |  |  | 103 | 1 | 1 | 16.12
9200017 | Instrument trays,glass,170 x 90 x 45 mm |  |  | 103 | 1 | 1 | 20.65
9200020 | Instrument trays,glass,200 x 100 x 50 mm |  |  | 103 | 1 | 1 | 25.06
9200022 | Instrument trays,glass,220 x 150 x 55 mm |  |  | 103 | 1 | 1 | 26.57
9200028 | Instrument trays,glass,275 x 150 x 60 mm |  |  | 103 | 1 | 1 | 23.61
9200035 | Instrument trays,glass,350 x 220 x 70 mm |  |  | 103 | 1 | 1 | 68.53
9200037 | Instrument trays,glass,200 x 100 x 100 mm |  |  | 103 | 1 | 1 | 30.71
9200114 | Instrument trays,glass,120 x 60 x 40 mm, | with stainless steel lid |  | 103 | 1 | 1 | 30.43
9200117 | Instrument trays,glass,170 x 90 x 45 mm | with stainless steel lid |  | 103 | 1 | 1 | 37.47
9200120 | Instrument trays,glass,200 x 100 x 50 mm | with stainless steel lid |  | 103 | 1 | 1 | 40.82
9200122 | Instrument trays,glass,220 x 150 x 55 mm | with stainless steel lid |  | 103 | 1 | 1 | 45.55
9200128 | Instrument trays,glass,275 x 150 x 60 mm | with stainless steel lid |  | 103 | 1 | 1 | 53.52
9200135 | Instrument trays,glass,350 x 220 x 70 mm | with stainless steel lid |  | 103 | 1 | 1 | 106.71
9200137 | Instrument trays,glass,200 x 100 x 100 mm | with stainless steel lid |  | 103 | 1 | 1 | 51.36
9200150 | Instrument tray, 350x250x100 mm | melamin, without lid 9.200 184 |  | 103 | 1 | 1 | 26.6
9200155 | Instrument tray, 350x240x40 mm | melamin, without lid 9.200 184 |  | 103 | 1 | 1 | 20.17
9200160 | Instrument tray, 290x160x60 mm | melamin, without lid 9.200 183 |  | 103 | 1 | 1 | 15.87
9200165 | Instrument tray, 290x160x30 mm | melamin, without lid 9.200 183 |  | 103 | 1 | 1 | 11.18
9200170 | Instrument tray, 190x150x40 mm | melamin, without lid 9.200 182 |  | 103 | 1 | 1 | 8.69
9200177 | Instrument tray, 210x110x30 mm | melamin, without lid 9.200 181 |  | 103 | 1 | 1 | 9.97
9200181 | Lid 21x11x2cm | PS, clear | for 9200177 | 103 | 1 | 1 | 7.1
9200182 | Lid 20x16x1,5cm | PS, clear | for 9200170 | 103 | 1 | 1 | 9.14
9200183 | Lid 30x17x1,5cm | PS, clear | for 9200160 + 165 | 103 | 1 | 1 | 10.5
9200184 | Lid 36x26x1,5cm | PS, clear | for 9200155 + 150 | 103 | 1 | 1 | 14.05
9200203 | Laboratory tray 180x230x42 mm, white | PP, (tray base 130x180 mm) |  | 104 | 1 | 1 | See Cope Price List TT210-12
9200204 | Laboratory tray 250x310x65 mm, white | PP, (tray base 180x240 mm) |  | 104 | 1 | 1 | See Cope Price List TT210-15
9200205 | Laboratory tray 310x370x75 mm, white | PP, (tray base 240x300 mm) |  | 104 | 1 | 1 | See Cope Price List TT210-18
9200206 | Laboratory tray 420x520x120 mm, white | PP, (tray base 300x400 mm) |  | 104 | 1 | 1 | See Cope Price List TT210-24
9200207 | Laboratory tray 534x634x140 mm, white | PP, (tray base 400x500 mm) |  | 104 | 1 | 1 | See Cope Price List TT210-28
9200208 | Laboratory tray 648x846x160 mm, white | PP, (tray base 500x700 mm) |  | 104 | 1 | 1 | See Cope Price List TT210-32
9200220 | Photographic tray 230x180x40, white | tray base 140x190 mm, PVC, with grooves | LaboPlast® | 104 | 1 | 1 | 11.86
9200225 | Photographic tray 320x240x50, white | tray base 190x260 mm, PVC, with grooves | LaboPlast® | 104 | 1 | 1 | 17.68
9200232 | Photographic tray 370x320x50, white | tray base 260x320 mm, PVC, with grooves | LaboPlast® | 104 | 1 | 1 | 23.32
9200243 | Photographic tray 530x430x105, white | tray base 310x410 mm, PVC, with grooves | LaboPlast® | 104 | 1 | 1 | 54.3
9200252 | Photographic tray 610x520x110, white | tray base 420x510 mm, PVC, with grooves | LaboPlast® | 104 | 1 | 1 | 95.63
9200267 | Photographic tray 630x730x110, white | tray base 510x610 mm, PVC, with grooves | LaboPlast® | 104 | 1 | 1 | 121.92
9200269 | Photographic tray 150x200x30, white | tray base 110x160 mm, PVC, without grooves | LaboPlast® | 104 | 1 | 1 | 9.65
9200270 | Photographic tray 180x230x40, white | tray base 140x190 mm, PVC, without grooves | LaboPlast® | 104 | 1 | 1 | 11.86
9200275 | Photographic tray 240x320x50, white | tray base 190x260 mm, PVC, without grooves | LaboPlast® | 104 | 1 | 1 | 17.68
9200282 | Photographic tray 320x370x50, white | tray base 260x320 mm, PVC, without grooves | LaboPlast® | 104 | 1 | 1 | 23.32
9200283 | Photographic tray 370x470x105, white | tray base 310x410 mm, PVC, without grooves | LaboPlast® | 104 | 1 | 1 | 49.32
9200292 | Photographic tray 480x580x110, white | tray base 420x510 mm, PVC, without grooves | LaboPlast® | 104 | 1 | 1 | 95.63
9200297 | Photographic tray 590x680x110, white | tray base 510x610 mm, PVC, without grooves | LaboPlast® | 104 | 1 | 1 | 121.92
9200324 | Instrument tray, 24x18x2 cm | melamine resin, white |  | 102 | 1 | 1 | 9.45
9200327 | Instrument tray, 27x21x2 cm | melamine resin, white |  | 102 | 1 | 1 | 10.73
9200328 | Instrument tray 30x15x2cm | melamine resin, white |  | 102 | 1 | 1 | 9.82
9200335 | Instrument tray, 36x24x2 cm | melamine resin, white |  | 102 | 1 | 1 | 15.11
9200345 | Instrument tray, 43x29x2 cm | melamine resin, white |  | 102 | 1 | 1 | 25.69
9200370 | Tidy tray, PVC, 5 compartments | 404 x 304 x 64 mm |  | 105 | 1 | 1 | 32.2
9200372 | Photographic tray PVC | 200 x 150 x 45 mm |  | 104 | 1 | 1 | 7.81
9200373 | Photographic tray PVC | 250 x 200 x 60 mm |  | 104 | 1 | 1 | 10.18
9200374 | Photographic tray PVC | 320 x 260 x 70 mm |  | 104 | 1 | 1 | 16.17
9200375 | Photographic tray PVC | 350 x 300 x 80 mm |  | 104 | 1 | 1 | 20.8
9200376 | Photographic tray PVC | 430 x 330 x 90 mm |  | 104 | 1 | 1 | 23.65
9200377 | Photographic tray PVC | 520 x 420 x 90 mm |  | 104 | 1 | 1 | 33.9
9200378 | Photographic tray PVC | 675 x 530 x 100 mm |  | 104 | 1 | 1 | 59.11
9200379 | Photographic tray PVC | 540 x 420 x 180 mm |  | 104 | 1 | 1 | 89.67
9200380 | Tidy tray, PVC, 12 compartments | 403 x 303 x 63 mm |  | 105 | 1 | 1 | 34.82
9200392 | Pipet tray, PVC, | 280 x 220 x 39 mm |  | 860 | 1 | 1 | 14.58
9200394 | Pipet tray, PVC, 4 compartments | 420 x 300 x 40 mm |  | 860 | 1 | 1 | 23.23
9200412 | Instrument box 120x80x40 mm | 18/10 steel, with knob lid |  | 103 | 1 | 1 | 30.2
9200416 | Instrument box 160x100x30 mm | 18/10 steel, with knob lid |  | 103 | 1 | 1 | 32.41
9200420 | Instrument box 200x100x50 mm | 18/10 steel, with knob lid |  | 103 | 1 | 1 | 36.81
9200426 | Instrument box 260x150x50 mm | 18/10 steel, with knob lid |  | 103 | 1 | 1 | 46.72
9200428 | Instrument box 280x180x60 mm | 18/10 steel, with knob lid |  | 103 | 1 | 1 | 73.84
9200430 | Instrument box 300x200x50 mm | 18/10 steel, with knob lid |  | 103 | 1 | 1 | 52.68
9200440 | Instrument box 400x200x80 mm | 18/10 steel, with knob lid |  | 103 | 1 | 1 | 80.89
9200450 | Instrument box 500x300x100 mm | 18/10 steel, with knob lid |  | 103 | 1 | 1 | 135.61
9200518 | Basin 18/10-steel, cap. 1000 ml | dia. 165 mm, height 75 mm, | type 1, low form | 102 | 1 | 1 | 13.68
9200524 | Basin 18/10-steel, cap. 2000 ml | diam. 220 mm, height 75 mm, | type 1, low form | 102 | 1 | 1 | 21.06
9200526 | Basin 18/10-steel, cap. 3000 ml | diam. 240 mm, height 95 mm, | type 1, low form | 102 | 1 | 1 | 25.21
9200529 | Basin 18/10-steel, cap. 4500 ml | diam. 260 mm, height 120 mm, | type 1, low form | 102 | 1 | 1 | 26.09
9200533 | Basin 18/10-steel, cap. 6000 ml | diam. 305 mm, height 120 mm, | type 1, low form | 102 | 1 | 1 | 27.73
9200536 | Basin 18/10-steel, cap. 8000 ml | diam. 320 mm, height 145 mm, | type 1, low form | 102 | 1 | 1 | 39.19
9200700 | Photographic tray 190x140x50 mm | 18/10-steel |  | 104 | 1 | 1 | 73.84
9200701 | Photographic tray 250x180x60 mm | 18/10-steel |  | 104 | 1 | 1 | 81.54
9200702 | Photographic tray 260x190x50 mm | 18/10-steel |  | 104 | 1 | 1 | 77.13
9200703 | Photographic tray 320x260x60 mm | 18/10-steel |  | 104 | 1 | 1 | 91.47
9200704 | Photographic tray 350x240x70 mm | 18/10-steel |  | 104 | 1 | 1 | 98.08
9200705 | Photographic tray 400x270x80 mm | 18/10-steel |  | 104 | 1 | 1 | 103.4
9200706 | Photographic tray 500x330x100 mm | 18/10-steel |  | 104 | 1 | 1 | 137.2
9201025 | Measuring scoop, cap. 150 ml | PE-HD, length 250 mm |  | 126 | 1 | 1 | See Cope Price List SH204-35
9201030 | Measuring scoop, cap. 350 ml | PE-HD, length 310 mm |  | 126 | 1 | 1 | 3.53
9201035 | Measuring scoop, cap. 750 ml | PE-HD, length 350 mm |  | 126 | 1 | 1 | See Cope Price List SH204-45
9201040 | Measuring scoop, cap. 1250 ml | PE-HD, length 400 mm |  | 126 | 1 | 1 | See Cope Price List SH204-50
9201052 | Measuring scoop, 2 ml, PP | white, 60 mm length |  | 127 | 1 | 1 | See Cope Price List SH200-10
9201053 | Measuring scoop, 5 ml, PP | white, 82 mm length |  | 127 | 1 | 1 | See Cope Price List SH200-15
9201055 | Measuring scoop, 10 ml, PP | white, 100 mm length |  | 127 | 1 | 1 | See Cope Price List SH200-20
9201057 | Measuring scoop, 25 ml, PP | white, 135 mm length |  | 127 | 1 | 1 | See Cope Price List SH200-25
9201058 | Measuring scoop, 50 ml, PP | white, 160 mm length |  | 127 | 1 | 1 | See Cope Price List SH200-30
9201059 | Measuring scoop, 100 ml, PP | white, 200 mm length |  | 127 | 1 | 1 | See Cope Price List SH200-35
9201061 | Measuring scoops, 250 ml, PP | white, 260 mm length |  | 127 | 1 | 1 | See Cope Price List SH200-40
9201062 | Measuring scoops, 500 ml, PP | white, 315 mm length |  | 127 | 1 | 1 | See Cope Price List SH200-45
9201065 | Measuring scoops, 1000 ml, PP | white, 385 mm length |  | 127 | 1 | 1 | See Cope Price List SH200-50
9201091 | LLG-Measuring scoop | 250 ml, HDPE |  | 126 | 1 | 1 | 1.91
9201092 | LLG-Measuring scoop | 500 ml, HDPE |  | 126 | 1 | 1 | 2.34
9201093 | LLG-Measuring scoop | 1500 ml, HDPE |  | 126 | 1 | 1 | 3.58
9201113 | Scoop, Aluminium, length 135 mm |  |  | 127 | 1 | 1 | 1.54
9201118 | Scoop, Aluminium, length 185 mm |  |  | 127 | 1 | 1 | 2.97
9201121 | Scoop, Aluminium, length 210 mm |  |  | 127 | 1 | 1 | 3.35
9201125 | Scoop, Aluminium, length 250 mm |  |  | 127 | 1 | 1 | 4.66
9201126 | Scoop, Aluminium, length 265 mm |  |  | 127 | 1 | 1 | 5.59
9201131 | Scoop, Aluminium, length 310 mm |  |  | 127 | 1 | 1 | 8.06
9201135 | Scoop, Aluminium, length 350 mm |  |  | 127 | 1 | 1 | 10.6
9201140 | Scoop, Aluminium, length 400 mm |  |  | 127 | 1 | 1 | 14.78
9201143 | Scoop, Aluminium, length 430 mm |  |  | 127 | 1 | 1 | 21.03
9201219 | Scoops,18/8-steel,length 190 mm |  |  | 127 | 1 | 1 | 13.85
9201222 | Scoops,18/8-steel,length 225 mm |  |  | 127 | 1 | 1 | 15.74
9201232 | Scoops,18/8-steel,length 320 mm |  |  | 127 | 1 | 1 | 18.89
9201235 | Scoops,18/8-steel,length 350 mm |  |  | 127 | 1 | 1 | 22.67
9201590 | Combustion boats,glazed porcelain,85x13x8 mm |  |  | 108 | 1 | 1 | 16.67
9201596 | Combustion boats,glazed porcelain,102x13x10 mm |  |  | 108 | 1 | 1 | 18.18
9203322 | Separating Funnels, Squibb, Cap. ml 50 Socket NS | 19/26 Cap. ml 3000 |  | 597 | 1 | 1 | 34.13
9203323 | Separating Funnels, Squibb, Cap. ml 100 Socket NS | 19/26 Cap. ml 4000 |  | 597 | 1 | 1 | 32.2
9203325 | Separating Funnels, Squibb, Cap. ml 250 Socket NS | 19/26 Cap. ml 6000 |  | 597 | 1 | 1 | 38.26
9203328 | Separating Funnels, Squibb, Cap. ml 500 Socket NS | 29/32 Cap. ml |  | 597 | 1 | 1 | 47.02
9203330 | Separating Funnels, Squibb, Cap. ml 1000 Socket NS | 29/32 Cap. ml 100 |  | 597 | 1 | 1 | 56.69
9203332 | Separating Funnels, Squibb , Cap. ml 2000 Socket | NS 29/32 |  | 597 | 1 | 1 | 73.99
9203372 | Separating Funnels, Squibb, Cap. ml 50 Socket NS | 19/26 |  | 597 | 1 | 1 | 37.05
9203373 | Separating Funnels, Squibb, Cap. ml 100 Socket NS | 19/26 |  | 597 | 1 | 1 | 34.4
9203375 | Separating Funnels, Squibb, Cap. ml 250 Socket NS | 19/26 |  | 597 | 1 | 1 | 41.16
9203376 | Separating Funnels, Squibb, Cap. ml 500 Socket NS | 29/32 |  | 597 | 1 | 1 | 50.35
9203377 | Separating Funnels, Squibb, Cap. ml 1000 Socket NS | 29/32 |  | 597 | 1 | 1 | 61.31
9203378 | Separating Funnels, Squibb , Cap. ml 2000 Socket | NS 29/32 |  | 597 | 1 | 1 | 79.76
9203462 | Separating Funnels, Conical, Cap. ml 50 Socket NS | 19/26 Cap. ml 6000 |  | 598 | 1 | 1 | 33.5
9203463 | Separating Funnels, Conical, Cap. ml 100 Socket NS | 19/26 Cap. ml 10000 |  | 598 | 1 | 1 | 34.04
9203465 | Separating Funnels, Conical, Cap. ml 250 Socket NS | 29/32 Cap. ml 20000 |  | 598 | 1 | 1 | 40.97
9203466 | Separating Funnels, Conical, Cap. ml 500 Socket NS | 29/32 Cap. ml |  | 598 | 1 | 1 | 48.93
9203467 | Separating Funnels, Conical, Cap. ml 1000 Socket | NS 29/32 Cap. ml Cap. ml |  | 598 | 1 | 1 | 65.51
9203468 | Separating Funnels, Conical, Cap. ml 2000 Socket | NS 29/32 Cap. ml 50 |  | 598 | 1 | 1 | 91.95
9203482 | Separating Funnels, Conical, Cap. ml 50 Socket NS | 19/26 Cap. ml 100 |  | 598 | 1 | 1 | 33.29
9203483 | Separating Funnels, Conical, Cap. ml 100 Socket NS | 19/26 Cap. ml |  | 598 | 1 | 1 | 36.19
9203485 | Separating Funnels, Conical, Cap. ml 250 Socket NS | 29/32 Cap. ml 100 |  | 598 | 1 | 1 | 43.62
9203486 | Separating Funnels, Conical, Cap. ml 500 Socket NS | 29/32 Cap. ml 250 |  | 598 | 1 | 1 | 53.1
9203487 | Separating Funnels, Conical, Cap. ml 1000 Socket | NS 29/32 Cap. ml 500 |  | 598 | 1 | 1 | 70.12
9203488 | Separating Funnels, Conical, Cap. ml 2000 Socket | NS 29/32 Cap. ml 1000 |  | 598 | 1 | 1 | 99.22
9203531 | Separating funnel, FEP, with screw cap | cap. 125 ml |  | 598 | 1 | 1 | Refer to Cope
9203532 | Separating funnel, FEP, with screw cap | cap. 250 ml |  | 598 | 1 | 1 | Refer to Cope
9203533 | Separating funnel, FEP, with screw cap | cap. 500 ml |  | 598 | 1 | 1 | Refer to Cope
9203534 | Separating funnel, FEP, with screw cap | cap. 1000 ml |  | 598 | 1 | 1 | Refer to Cope
9203535 | Separating funnel, FEP, with screw cap | cap. 2000 ml |  | 598 | 1 | 1 | Refer to Cope
9204206 | Scissor 108 mm, straight | pointed/pointed, rust-free |  | 117 | 1 | 1 | 49.6
9204207 | Scissor 108 mm, curved | pointed/pointed, rust-free |  | 117 | 1 | 1 | 53.69
9204220 | Surgical scissors,rust-free,straight, | pointed/blunt,length 130 mm |  | 117 | 1 | 1 | 40.13
9204222 | Scissors 130 mm, curved | pointed/pointed, stainless steel |  | 116 | 1 | 1 | 4.08
9204231 | LLG-Scissors 160 mm, pointed/pointed | straight, stainless steel |  | 117 | 1 | 1 | 6.6
9204232 | LLG-Scissors 130 mm, pointed/blunt | straight, stainless steel |  | 117 | 1 | 1 | 5.82
9204233 | LLG-Scissors 160 mm, pointed/blunt | straight, stainless steel |  | 117 | 1 | 1 | 6.6
9204234 | LLG-Scissors 130 mm, blunt/blunt | straight, stainless steel |  | 117 | 1 | 1 | 5.82
9204235 | LLG-Scissors 160 mm, blunt/blunt | straight, stainless steel |  | 117 | 1 | 1 | 6.6
9204325 | Paper scissors 250 mm | type 3, stainless steel |  | 118 | 1 | 1 | 16.27
9204332 | Universal cutter,st.steel,length 170 mm |  |  | 119 | 1 | 1 | 23.93
9204610 | Vernier caliper gange, | digital,stainless steel 150mm |  | 122 | 1 | 1 | 118.62
9205142 | Tubing PVC, 2,4x0,8mm "Isoflex" | 0,8mm thickness | hardness 77 shore A, pack of 20 m | 142 | 1 | 1 | 17.25
9205143 | Tubing PVC 4,0x2,0mm, "Isoflex" | 1,0mm thickness | hardness 77 shore A, pack of 20 m | 142 | 1 | 1 | 26.95
9205144 | Tubing PVC 6,0x4,0mm "Isoflex" | 1,0mm thickness | hardness 77 shore A, pack of 20 m | 142 | 1 | 1 | 36.16
9205145 | Tubing PVC 8,0x0,5mm "Isoflex" | 1,5mm thickness | hardness 77 shore A, pack of 20 m | 142 | 1 | 1 | 72.16
9205146 | Tubing PVC 9,0x6,0mm "Isoflex" | 1,5mm thickness | hardness 77 shore A, pack of 20 m | 142 | 1 | 1 | 78.75
9205147 | Tubing PVC 11,0x7,0mm "Isoflex" | 2,0mm thickness | hardness 77 shore A, pack of 20 m | 142 | 1 | 1 | 105.2
9205148 | Tubing PVC 12,0x8,0mm "Isoflex" | 2,0mm thickness | hardness 77 shore A, pack of 20 m | 142 | 1 | 1 | 109.38
9205149 | Tubing PVC 14,0x10,0mm "Isoflex" | 2,0mm thickness | hardness 77 shore A, pack of 20 m | 142 | 1 | 1 | 136.88
9205150 | Tubing PVC 17,0x12,0mm "Isoflex" | 2,5mm thickness | hardness 77 shore A, pack of 20 m | 142 | 1 | 1 | 181.38
9205157 | Tubing,rubber,red,2 x 1,0 mm wall, p.m | hardness 45 shore A - per meter - |  | 140 | 1 | 1 | 1.74
9205158 | Tubbing, rubber, red, 3,00 x 1,00 mm | hardness 45 shore A - per meter - |  | 140 | 1 | 1 | 1.39
9205159 | Tubbing, rubber, red, 3,00 x 1,50 mm | hardness 45 shore A - per meter - |  | 140 | 1 | 1 | 1.21
9205160 | Tubing,rubber,red,4 x 1 mm wall, p.m | hardness 45 shore A - per meter - |  | 140 | 1 | 1 | 1.11
9205166 | Tubing,rubber,red,4 x 1,5 mm wall, p.m | hardness 45 shore A - per meter - |  | 140 | 1 | 1 | 1.16
9205170 | Tubing,rubber,red,5 x 1,5 mm wall, p.m | hardness 45 shore A - per meter - |  | 140 | 1 | 1 | 1.31
9205171 | Rubber tube 5x2mm red | hardness 45 shore A - per meter - |  | 140 | 1 | 1 | 1.41
9205173 | Tubing,rubber,red,6 x 1,5 mm wall, p.m | hardness 45 shore A - per meter - |  | 140 | 1 | 1 | 1.44
9205174 | Tubing,rubber,red,6 x 2 mm wall, p.m | hardness 45 shore A - per meter - |  | 140 | 1 | 1 | 1.81
9205179 | Tubbing, rubber, red, 7,00 x 1,50 mm | hardness 45 shore A - per meter - |  | 140 | 1 | 1 | 1.69
9205180 | Tubing,rubber,red,7 x 2 mm wall, p.m | hardness 45 shore A - per meter - |  | 140 | 1 | 1 | 1.99
9205184 | Tubing,rubber,red,8 x 2 mm wall, p.m | hardness 45 shore A - per meter - |  | 140 | 1 | 1 | 2.19
9205187 | Tubing,rubber,red,9 x 2 mm wall, p.m | hardness 45 shore A - per meter - |  | 140 | 1 | 1 | 2.42
9205192 | Tubing,rubber,red,10 x 2 mm wall, p.m | hardness 45 shore A - per meter - |  | 140 | 1 | 1 | 2.57
9205195 | Tubing,rubber,red,12 x 2,5 mm wall, p.m | hardness 45 shore A - per meter - |  | 140 | 1 | 1 | 3.53
9205200 | Tubing,rubber,red,18 x 3 mm wall, p.m | hardness 45 shore A - per meter - |  | 140 | 1 | 1 | 10.07
9205222 | Tubing, silicone 1.00 x 1.00mm | hardness 60 shore A | - supplied per meter - | 141 | 1 | 1 | 0.35
9205233 | Tubing, silicone 1.50 x 1.00mm | hardness 60 shore A | - supplied per meter - | 141 | 1 | 1 | 0.65
9205245 | Tubing, silicone 2.00 x 1.00mm | hardness 60 shore A | - supplied per meter - | 141 | 1 | 1 | 0.45
9205246 | Tubing, silicone 2.00 x 2.00mm | hardness 60 shore A | - supplied per meter - | 141 | 1 | 1 | 1.13
9205258 | Tubing, silicone 3.00 x 1.00mm | hardness 60 shore A | - supplied per meter - | 141 | 1 | 1 | 0.58
9205259 | Tubing, silicone 3.00 x 1.50mm | hardness 60 shore A | - supplied per meter - | 141 | 1 | 1 | 0.96
9205260 | Tubing, silicone 3.00 x 2.00mm | hardness 60 shore A | - supplied per meter - | 141 | 1 | 1 | 1.44
9205265 | Tubing, silicone 4.00 x 1.00mm | hardness 60 shore A | - supplied per meter - | 141 | 1 | 1 | 0.71
9205266 | Tubing, silicone 4.00 x 1.50mm | hardness 60 shore A | - supplied per meter - | 141 | 1 | 1 | 1.18
9205267 | Silicone tubing 4x2mm | Versilic -per meter- |  | 141 | 1 | 1 | 3.58
9205269 | Tubing, silicone 5.00 x 1.00mm | hardness 60 shore A | - supplied per meter - | 141 | 1 | 1 | 0.86
9205270 | Tubing, silicone 5.00 x 1.50mm | hardness 60 shore A | - supplied per meter - | 141 | 1 | 1 | 1.39
9205273 | Tubing, silicone 6.00 x 1.50mm | hardness 60 shore A | - supplied per meter - | 141 | 1 | 1 | 1.64
9205274 | Tubing, silicone 6.00 x 2.00mm | hardness 60 shore A | - supplied per meter - | 141 | 1 | 1 | 2.32
9205275 | Silicone tubing,6 x 2 mm wall |  |  | 141 | 1 | 1 | 4.43
9205279 | Tubing, silicone 7.00 x 1.50mm | hardness 60 shore A | - supplied per meter - | 141 | 1 | 1 | 1.86
9205280 | Tubing, silicone 7.00 x 2.00mm | hardness 60 shore A | - supplied per meter - | 141 | 1 | 1 | 2.62
9205282 | Tubing, silicone 8.00 x 1.50mm | hardness 60 shore A | - supplied per meter - | 141 | 1 | 1 | 2.64
9205284 | Tubing, silicone 8.00 x 2.00mm | hardness 60 shore A | - supplied per meter - | 141 | 1 | 1 | 2.92
9205285 | Silicone tubing,8 x 2 mm wall |  |  | 141 | 1 | 1 | 5.52
9205287 | Tubing, silicone 9.00 x 2.00mm | hardness 60 shore A | - supplied per meter - | 141 | 1 | 1 | 3.2
9205292 | Tubing, silicone 10.00 x 2.00mm | hardness 60 shore A | - supplied per meter - | 141 | 1 | 1 | 3.48
9205294 | Tubing, silicone 12.00 x 2.00mm | hardness 60 shore A | - supplied per meter - | 141 | 1 | 1 | 4.08
9205300 | Silicone tubing,0,5 x 1 mm wall |  |  | 141 | 1 | 1 | 0.96
9205301 | Silicone tubing,1 x 1 mm wall |  |  | 141 | 1 | 1 | 0.96
9205302 | Silicone tubing,2 x 1 mm wall |  |  | 141 | 1 | 1 | 1.23
9205303 | Silicone tubing,3 x 1 mm wall |  |  | 141 | 1 | 1 | 1.26
9205304 | Silicone tubing,4 x 1 mm wall |  |  | 141 | 1 | 1 | 1.64
9205305 | Silicone tubing,5 x 1 mm wall |  |  | 141 | 1 | 1 | 1.89
9205306 | Silicone tubing,7 x 2 mm wall |  |  | 141 | 1 | 1 | 4.99
9205307 | Silicone tubing,9 x 2 mm wall |  |  | 141 | 1 | 1 | 6.1
9205308 | Silicone tubing,10 x 2 mm wall |  |  | 141 | 1 | 1 | 6.52
9205309 | Silicone tubing,12 x 2,5 mm wall |  |  | 141 | 1 | 1 | 9.57
9205345 | Tubing PVC 2x1mm | hardness 77 shore A - per metre - |  | 142 | 1 | 1 | 0.13
9205358 | Tubing,PVC,3 x 1 mm wall, p.m | hardness 77 shore A - per meter - |  | 142 | 1 | 1 | 0.15
9205359 | Tubing, PVC, 3,00 x 1,50 | hardness 77 shore A - per metre - |  | 142 | 1 | 1 | 0.23
9205365 | Tubing,PVC,4 x 1 mm wall, p.m | hardness 77 shore A - per meter - |  | 142 | 1 | 1 | 0.18
9205366 | Tubing,PVC,4 x 1,5 mm wall, p.m | hardness 77 shore A - per meter - |  | 142 | 1 | 1 | 0.25
9205369 | Tubing, PVC, 5,00 x 1,00 mm | hardness 77 shore A - per metre - |  | 142 | 1 | 1 | 0.2
9205370 | Tubing,PVC,5 x 1,5 mm wall, p.m | hardness 77 shore A - per meter - |  | 142 | 1 | 1 | 0.3
9205372 | Tubing, 6,0 x 1,0 mm, PVC | hardness 77 shore A - per metre - |  | 142 | 1 | 1 | 0.23
9205373 | Tubing, PVC, 6,00x1,50 mm | hardness 77 shore A - per metre - |  | 142 | 1 | 1 | 0.35
9205374 | Tubing,PVC,6 x 2 mm wall, p.m | hardness 77 shore A - per meter - |  | 142 | 1 | 1 | 0.48
9205379 | PVC tubing 7,00x1,50mm | hardness 77 shore A - per metre - |  | 142 | 1 | 1 | 0.4
9205380 | Tubing,PVC,7 x 2 mm wall, p.m | hardness 77 shore A - per meter - |  | 142 | 1 | 1 | 0.58
9205382 | Tubing,PVC,8 x 1,5 mm wall, p.m | hardness 77 shore A - per meter - |  | 142 | 1 | 1 | 0.43
9205384 | Tubing,PVC,8 x 2 mm wall, p.m | hardness 77 shore A - per meter - |  | 142 | 1 | 1 | 0.6
9205386 | Tubing 9x1,5 mm, PVC | hardness 77 shore A - per metre - |  | 142 | 1 | 1 | 0.45
9205387 | Tubing,PVC,9 x 2 mm wall, p.m | hardness 77 shore A - per meter - |  | 142 | 1 | 1 | 0.65
9205392 | Tubing,PVC,10 x 2 mm wall, p.m | hardness 77 shore A - per meter - |  | 142 | 1 | 1 | 0.71
9205394 | Tubing,PVC,12 x 2 mm wall, p.m | hardness 77 shore A - per meter - |  | 142 | 1 | 1 | 0.83
9205397 | Tubing,PVC,15 x 2 mm wall, p.m | hardness 77 shore A - per meter - |  | 142 | 1 | 1 | 1.03
9205398 | Tubing,PVC,18 x 2 mm wall, p.m | hardness 77 shore A | - per meter - | 142 | 1 | 1 | 1.18
9205482 | Tubing, polyethylene 8.00 x 1.00mm | hardness 45 shore D - supplied per meter - |  | 142 | 1 | 1 | 0.96
9205492 | Tubing, polyethylene 10.00 x 2.00mm | hardness 45 shore D - supplied per meter - |  | 142 | 1 | 1 | 2.52
9205608 | PTFE tubing 0.50 x 1.00mm | 0.25 wall, p.m. |  | 143 | 1 | 1 | 1.01
9205609 | PTFE tubing 0.50 x 1.60mm | 0.50 mm wall p.m. |  | 143 | 1 | 1 | 1.23
9205616 | PTFE tubing 0.80 x 1.60mm | 0.40 mm wall, p.m. |  | 143 | 1 | 1 | 0.93
9205619 | PTFE tubing 1.00 x 1.60mm | 0.30 mm wall, p.m. |  | 143 | 1 | 1 | 0.78
9205621 | PTFE tubing 1.00 x 2.00mm | 0.50 mm wall, p.m. |  | 143 | 1 | 1 | 1.41
9205630 | PTFE tubing 1.50 x 2.10mm | 0.30 mm wall, p.m. |  | 143 | 1 | 1 | 1.21
9205634 | PTFE tubing 1.60 x 3.20mm | 0.80 mm wall, p.m. |  | 143 | 1 | 1 | 2.27
9205644 | PTFE tubing 2.00 x 3.00mm | 0.50 mm wall, p.m. |  | 143 | 1 | 1 | 2.04
9205645 | PTFE tubing 2.00 x 4.00mm | 1.00 mm wall, p.m. |  | 143 | 1 | 1 | 3.73
9205657 | PTFE tubing 3.00 x 4.00mm | 0.50 mm wall, p.m. |  | 143 | 1 | 1 | 2.52
9205658 | PTFE tubing 3.00 x 5.00mm | 1.00 mm wall, p.m. |  | 143 | 1 | 1 | 5.21
9205665 | PTFE tubing 4.00 x 6.00mm | 1.00 mm wall, p.m. |  | 143 | 1 | 1 | 5.14
9205668 | PTFE tubing 5.00 x 6.00mm | 0.50 mm wall, p.m. |  | 143 | 1 | 1 | 7.66
9205672 | PTFE tubing 6.00 x 8.00mm | 1.00 mm wall, p.m. |  | 143 | 1 | 1 | 7.25
9205680 | PTFE tubing 8.00 x 10.00mm | 1.00 mm wall, p.m. |  | 143 | 1 | 1 | 19.47
9205700 | Viton-tubing 1x1x3 mm | Iso-Versinic, density 1.9, hardness 70 | - per meter - | 143 | 1 | 1 | 9.47
9205701 | Viton-tubing 2x1x4 mm | Iso-Versinic, density 1.9, hardness 70 | - per meter - | 143 | 1 | 1 | 9.7
9205702 | Viton-tubing 3x1x5 mm | Iso-Versinic, density 1.9, hardness 70 | - per meter - | 143 | 1 | 1 | 12.37
9205703 | Viton-tubing 4x1x6 mm | Iso-Versinic, density 1.9, hardness 70 | - per meter - | 143 | 1 | 1 | 13.3
9205704 | Viton-tubing 5x1.5x8 mm | Iso-Versinic, density 1.9, hardness 70 | - per meter - | 143 | 1 | 1 | 18.89
9205705 | Viton-tubing 6x1.5x9 mm | Iso-Versinic, density 1.9, hardness 70 | - per meter - | 143 | 1 | 1 | 21.51
9205706 | Viton-tubing 7x1.5x10 mm | Iso-Versinic, density 1.9, hardness 70 | - per meter - | 143 | 1 | 1 | 24.63
9205707 | Viton-tubing 8x2x12 mm | Iso-Versinic, density 1.9, hardness 70 | - per meter - | 143 | 1 | 1 | 30.75
9205708 | Viton-tubing 10x2x14 mm | Iso-Versinic, density 1.9, hardness 70 | - per meter - | 143 | 1 | 1 | 36.69
9205709 | Viton-tubing 12x2.5x17 mm | Iso-Versinic, density 1.9, hardness 70 | - per meter - | 143 | 1 | 1 | 53.59
9205732 | Flex tubing PFA NW 10 | 10x8mm |  | 143 | 1 | 1 | See Cope Price List TY600-12
9205733 | Flex tubing, PFA, NW 13 | 1,0 m, Ø 12x10 mm |  | 143 | 1 | 1 | See Cope Price List TY600-17
9205734 | Flex-tubing, NW 14, PFA | Ø 14 x 12 mm, 1,0 m |  | 143 | 1 | 1 | See Cope Price List TY600-22
9205735 | Flex-tubing, NW 16, PFA | Ø 16 x 14 mm, 1,0 m |  | 143 | 1 | 1 | See Cope Price List TY600-27
9205740 | Flex tubing, NW 13, PFA | Ø 12 x 10 mm, 2,5 meter |  | 143 | 1 | 1 | 149.81
9205745 | Tubing,Viton,2 x 1 mm wall, p.m | Hardness 75 shore A - per meter - |  | 140 | 1 | 1 | 6.8
9205758 | Tubing,Viton,3 x 1 mm wall, p.m | hardness 75 shore A - per meter - |  | 140 | 1 | 1 | 7.03
9205765 | Tubing,Viton,4 x 1 mm wall, p.m | hardness 75 shore A - per meter - |  | 140 | 1 | 1 | 8.11
9205769 | Tubing,Viton,5 x 1 mm wall, p.m | hardness 75 shore A - per meter - |  | 140 | 1 | 1 | 10.2
9205772 | Tubing,Viton,6 x 1 mm wall, p.m | hardness 75 shore A - per meter - |  | 140 | 1 | 1 | 11.89
9205774 | Tubing,Viton,6 x 2 mm wall, p.m | hardness 75 shore A - per meter - |  | 140 | 1 | 1 | 25.34
9205782 | Tubing,Viton,8 x 1,5 mm wall, p.m | hardness 75 shore A - per meter - |  | 140 | 1 | 1 | 25.36
9205784 | Tubing,Viton,8 x 2 mm wall, p.m | hardness 75 shore A - per meter - |  | 140 | 1 | 1 | 26.38
9205787 | Tubing,Viton,9 x 2 mm wall, p.m | hardness 75 shore A - per meter - |  | 140 | 1 | 1 | 29.03
9205792 | Tubing,Viton,10 x 2 mm wall, p.m | hardness 75 shore A - per meter - |  | 140 | 1 | 1 | 31.65
9205800 | Tubing gauge MESSFIX, red | PP |  | 146 | 1 | 1 | 8.49
9205804 | Vacuum tubing,rubber,4 x 4 mm wall, p.m | hardness 45 shore A - per meter - |  | 140 | 1 | 1 | 3.73
9205805 | Vacuum tubing,rubber,5 x 5 mm wall, p.m | hardness 45 shore A - per meter - |  | 140 | 1 | 1 | 4.56
9205806 | Vacuum tubing,rubber,6 x 5 mm wall, p.m | hardness 45 shore A - per meter - |  | 140 | 1 | 1 | 5.21
9205807 | Rubber tubing,red, 7,00x5,00 mm | hardness 45 shore A |  | 140 | 1 | 1 | 5.87
9205808 | Vacuum tubing,rubber,8 x 5 mm wall, p.m | hardness 45 shore A - per meter - |  | 140 | 1 | 1 | 6.1
9205809 | Rubber vacuum tubing 10x5mm, red | hardness 45 shore A |  | 140 | 1 | 1 | 6.7
9205816 | PVC braided tubing 6 x 3.0 mm wall, p.m | hardness 77 shore A - per meter - |  | 141 | 1 | 1 | 0.78
9205818 | PVC braided tubing 8 x 3.0 mm wall, p.m | hardness 77 shore A - per meter - |  | 141 | 1 | 1 | 0.98
9205820 | PVC braided tubing 10 x 3.0 mm wall, p.m | hardness 77 shore A - per meter - |  | 141 | 1 | 1 | 1.13
9205823 | PVC braided tubing 12.5 x 3.0 mm wall, p.m | hardness 77 shore A - per meter - |  | 141 | 1 | 1 | 1.44
9205824 | Tubing, PFA, 0.80 x 1.60 mm | supplied per metre |  | 142 | 1 | 1 | 12.29
9205825 | Tubing, PFA, 1.58 x 3.18 mm | supplied per metre |  | 142 | 1 | 1 | 18.01
9205827 | Tubing, PFA, 2.00 x 4.00 mm | supplied per metre |  | 142 | 1 | 1 | 20.68
9205830 | Tubing, PFA, 4.00 x 6.00 mm | supplied per metre |  | 142 | 1 | 1 | 17.96
9205833 | Tubing, PFA, 6.00 x 8.00 mm | supplied per metre |  | 142 | 1 | 1 | 37.28
9205836 | Tubing, PFA, 8.00 x 10.00 mm | supplied per metre |  | 142 | 1 | 1 | 46.51
9205839 | Tubing, PFA, 10.00 x 12.00 mm | supplied per metre |  | 142 | 1 | 1 | 61.12
9205898 | Tubing cutter,for tubing 1,6 - 19 mm diam |  |  | 145 | 1 | 1 | 31.34
9205899 | Spare blade | for tubing cutter |  | 145 | 1 | 1 | 15.77
9205904 | KECK tubing clamp, PBT | for tube 4.5 mm, red |  | 151 | 1 | 1 | 2.67
9205906 | KECK tubing clamp, PBT | for tube 6.0 mm, yellow |  | 151 | 1 | 1 | 4.38
9205910 | KECK tubing clamp, PBT | for tube 10 mm, blue |  | 151 | 1 | 1 | 4.56
9205914 | KECK tubing clamp, PBT | for tube 14 mm, red |  | 151 | 1 | 1 | 4.84
9205918 | Tubing clamps | for tubing 3,2-11 mm dia. | pack of 12 | 151 | 1 | 1 | 15.87
9206300 | Clips for sealing dialysis tubing,upto 50 mm |  |  | 151 | 1 | 1 | 5.94
9206734 | Spectra/Por® Dialysis tubing clip | PP, colour orange 12 mm, | autoclavable, colour: orange | 151 | 1 | 1 | #N/A
9206735 | Spectra/Por® Dialysis tubing clip | PP, colour orange 23 mm, | autoclavable, colour: orange | 151 | 1 | 1 | #N/A
9206736 | Spectra/Por® Dialysis tubing clip | PP, colour orange 35 mm, | autoclavable, colour: orange | 151 | 1 | 1 | #N/A
9206737 | Spectra/Por® Dialysis tubing clip | PP, colour orange 55 mm, | autoclavable, colour: orange | 151 | 1 | 1 | 16.52
9206738 | Spectra/Por® Dialysis tubing clip | PP, colour orange 75 mm, | autoclavable, colour: orange | 151 | 1 | 1 | #N/A
9206941 | Tubing, norprene, 1,6 x 1,6 mm | supplied per metre |  | 144 | 1 | 1 | 4.08
9206944 | Norprene® tubing,black,3.2x1.6 mm wall, p.m |  |  | 144 | 1 | 1 | 4.06
9206951 | Norprene® tubing,black,4.8x1.6 mm wall, p.m |  |  | 144 | 1 | 1 | 4.89
9206956 | Norprene® tubing,black,6.4x1.6 mm wall, p.m |  |  | 144 | 1 | 1 | 4.51
9206957 | Norprene® tubing,black,6.4x2.4 mm wall, p.m |  |  | 144 | 1 | 1 | 6.9
9206961 | Norprene® tubing,black,8.0x1.6 mm wall, p.m |  |  | 144 | 1 | 1 | 6.25
9206962 | Norprene® tubing,black,8.0x2.4 mm wall, p.m |  |  | 144 | 1 | 1 | 8.69
9206967 | Norprene® tubing,black,9.6x1.6 mm wall, p.m |  |  | 144 | 1 | 1 | 6.6
9206968 | Norprene tubing, 9,5 x 2,4 mm | supplied per metre |  | 144 | 1 | 1 | 12.06
9206973 | Norprene tubing, 11,1 x 1,6 mm | supplied per metre |  | 144 | 1 | 1 | 13.47
9206976 | Norprene® tubing,black,12.7x1.6 mm wall, p.m |  |  | 144 | 1 | 1 | 9.97
9206977 | Norprene® tubing,black,12.7x2.4 mm wall, p.m |  |  | 144 | 1 | 1 | 14.81
9207113 | Couplings with GL 14 | 6,5mm PTFE |  | 146 | 1 | 1 | 23.51
9207114 | GL-couplings PTFE | GL 18, 10,5mm Ø |  | 146 | 1 | 1 | 25.46
9207115 | GL-couplings PTFE | GL 25, 14,5mm Ø |  | 146 | 1 | 1 | 36.84
9207133 | GL fittings, T-form, GL 14 | PTFE, 6,5 mm |  | 146 | 1 | 1 | 33.25
9207134 | GL fittings, T-form, GL 18 | PTFE, 10,5 mm |  | 146 | 1 | 1 | 45.67
9207135 | GL fittings, T-form, GL 25 | PTFE, 14,5 mm |  | 146 | 1 | 1 | 76.09
9207153 | 2-way stopcocks PTFE | GL 14, 4mm bore |  | 147 | 1 | 1 | 66.91
9207154 | Stopcocks PTFE 6mm bore | GL 18,2-way construction |  | 147 | 1 | 1 | 68.82
9207155 | 2-way stopcocks, GL 25 | PTFE, bore 8 mm |  | 147 | 1 | 1 | 114.55
9207156 | Stopcocks, 3-way, 4mm bore | GL 14, PTFE |  | 147 | 1 | 1 | 98.86
9207157 | Stopcocks, 3-way, 6mm bore | GL 18, PTFE |  | 147 | 1 | 1 | 115.05
9207158 | Stopcocks, 3-way, 6mm bore | GL 25, PTFE |  | 147 | 1 | 1 | 174.28
9207163 | Tubing connectors,PP,3-5 mm,47 mm |  |  | 148 | 1 | 1 | Refer to Cope
9207165 | Tubing connectors,PP,6-10 mm,55 mm |  |  | 148 | 1 | 1 | Refer to Cope
9207167 | Tubing connectors,PE-HD,10-11 mm,45mm |  |  | 148 | 1 | 1 | Refer to Cope
9207168 | Tubing connectors,PP,9-13 mm,57 mm |  |  | 148 | 1 | 1 | Refer to Cope
9207169 | Tubing connectors,PP-HD,12-14 mm,74 mm |  |  | 148 | 1 | 1 | Refer to Cope
9207174 | Tubing connectors,PP-HD,19-21 mm,74 mm |  |  | 148 | 1 | 1 | Refer to Cope
9207179 | Tubing connectors, PE-HD, 24-26mm, 84mm |  |  | 148 | 1 | 1 | Refer to Cope
9207182 | Tubing connector, PP, | "T" shape, 3-4 mm |  | 148 | 1 | 1 | 0.38
9207183 | Tubing connector, PP | "T" shape, 4-5 mm |  | 148 | 1 | 1 | 0.48
9207184 | Tubing connector, PP | "T" shape, 6-7 mm |  | 148 | 1 | 1 | 0.48
9207185 | Tubing connector, PP | "T" shape, 8-9 mm |  | 148 | 1 | 1 | 0.6
9207189 | Tubing connector, PP | "T" shape, 10-11 mm |  | 148 | 1 | 1 | 0.76
9207190 | Tubing connector, PP | "T" shape, 12-13 mm |  | 148 | 1 | 1 | 0.88
9207200 | Tubing connector, PP | "Y" shape, 3-4 mm |  | 149 | 1 | 1 | 0.53
9207203 | Tubing connector, PP | "Y" shape, 4-5 mm |  | 149 | 1 | 1 | 0.73
9207205 | Tubing connector, PP | "Y" shape, 6-7 mm |  | 149 | 1 | 1 | 0.76
9207207 | Tubing connector, PP | "Y" shape, 8-9 mm |  | 149 | 1 | 1 | 0.86
9207208 | Tubing connector, PP | "Y" shape, 10-11 mm |  | 149 | 1 | 1 | 1.08
9207210 | Tubing connector, PP | "Y" shape, 12-13 mm |  | 149 | 1 | 1 | 1.23
9207221 | Tubing connector, PP | straight, 4-5 mm |  | 148 | 1 | 1 | 0.48
9207222 | Tubing connector, PP | straight, 5-7 mm |  | 148 | 1 | 1 | 0.55
9207223 | TTubing connector, PP | astraight, 7-9 mm |  | 148 | 1 | 1 | 0.76
9207224 | Tubing connector, PP | straight, 9-11 mm |  | 148 | 1 | 1 | 0.86
9207225 | Tubing connector, PP | straight, 11-13 mm |  | 148 | 1 | 1 | 0.96
9207226 | Tubing connector, PP | straight, 13-15 mm |  | 148 | 1 | 1 | 1.16
9207231 | 120° tube connector Y | 4-6 mm, PP |  | 149 | 1 | 1 | 1.08
9207232 | 120° tube connector Y | 6-8 mm, PP |  | 149 | 1 | 1 | 1.23
9207233 | 120° tube connector Y | 8-10 mm, PP |  | 149 | 1 | 1 | 1.41
9207234 | 120° tube connector Y | 10-12 mm, PP |  | 149 | 1 | 1 | 1.44
9207235 | 120° tube connector Y | 12-14 mm, PP |  | 149 | 1 | 1 | 1.71
9207236 | 120° tube connector Y | 14-16 mm, PP |  | 149 | 1 | 1 | 1.96
9207241 | Cross connector, 3,5mm, PP |  |  | 149 | 1 | 1 | 1.08
9207242 | Cross connector, 6,0mm, PP |  |  | 149 | 1 | 1 | 1.16
9207243 | Cross connector, 8,0mm, PP |  |  | 149 | 1 | 1 | 1.21
9207244 | Cross connector, 10,0mm, PP |  |  | 149 | 1 | 1 | 1.41
9207245 | Cross connector, 12,0mm, PP |  |  | 149 | 1 | 1 | 1.51
9207246 | Cross connector, 13,5mm, PP |  |  | 149 | 1 | 1 | 1.54
9207247 | Cross connector, 15,0mm, PP |  |  | 149 | 1 | 1 | 1.71
9207251 | Tubing connector PP | "L" for tube ID 3-4 mm |  | 150 | 1 | 1 | 0.33
9207252 | Tubing connector PP | "L" for tube ID 5 mm |  | 150 | 1 | 1 | 0.33
9207253 | Tubing connector PP | "L" for tube ID 6-7 mm |  | 150 | 1 | 1 | 0.38
9207254 | Tubing connector PP | "L" for tube ID 8-9 mm |  | 150 | 1 | 1 | 0.38
9207255 | Tubing connector PP | "L" for tube ID 10-11 mm |  | 150 | 1 | 1 | 0.48
9207256 | Tubing connector PP | "L" for tube ID 12-13 mm |  | 150 | 1 | 1 | 0.55
9207257 | Tubing connector PP | "L" for tube ID 14-15 mm |  | 150 | 1 | 1 | 0.76
9207261 | Plug tubing connector PE | 3-5 mm, 2 pull-apart selections |  | 149 | 1 | 1 | 0.88
9207262 | Plug tubing connector PE | 5-7 mm, 2 pull-apart selections |  | 149 | 1 | 1 | 1.03
9207263 | Plug tubing connector PE | 7-9 mm, 2 pull-apart selections |  | 149 | 1 | 1 | 1.21
9207264 | Plug tubing connector PE | 9-11 mm, 2 pull-apart selections |  | 149 | 1 | 1 | 1.21
9207265 | Plug tubing connector PE | 11-14 mm, 2 pull-apart selections |  | 149 | 1 | 1 | 1.44
9207270 | Tubing connector,PP,straight,5-17 mm,110 mm |  |  | 148 | 1 | 1 | Refer to Cope
9207291 | Miniature tubing connectors,straight,1.6 mm |  |  | 150 | 1 | 1 | 1.49
9207292 | Miniature tubing connectors,straight,2.5 mm |  |  | 150 | 1 | 1 | 1.49
9207293 | Miniature tubing connectors,straight,3.2 mm |  |  | 150 | 1 | 1 | 1.49
9207294 | Miniature tubing connectors,T-shape,1.6 mm |  |  | 150 | 1 | 1 | 2.32
9207295 | Miniature tubing connectors,T-shape,2.5 mm |  |  | 150 | 1 | 1 | 2.69
9207296 | Miniature tubing connectors,T-shape,3.2 mm |  |  | 150 | 1 | 1 | 2.87
9207297 | Miniature tubing connectors,adapter,1.6-2.5 mm |  |  | 150 | 1 | 1 | 1.49
9207298 | Miniature tubing connectors,adapter,1.6-3.2 mm |  |  | 150 | 1 | 1 | 1.49
9207299 | Miniature tubing connectors,adapter,2.5-3.2 mm |  |  | 150 | 1 | 1 | 1.49
9207336 | Adapters / Reducing adapters,PP,55 mm | 3-5 mm / 6-10 mm |  | 149 | 1 | 1 | Refer to Cope
9207338 | Adapters / Reducing adapters,PP,54 mm | 3-5 mm / 9-13 mm |  | 149 | 1 | 1 | Refer to Cope
9207340 | Adapters / Reducing adapters,PP,59 mm | 6-10 mm / 9-13 mm |  | 149 | 1 | 1 | Refer to Cope
9207356 | Adapters / Reducing adapters,PP-HD,66 mm | 8-10 mm / 11-14 mm |  | 149 | 1 | 1 | Refer to Cope
9207357 | Adapters / Reducing adapters,PP-HD,73 mm | 12-14 mm / 18-20.5 mm |  | 149 | 1 | 1 | Refer to Cope
9207435 | Worm-drive tubing clamps,chrome steel,5 mm | 7-11 mm |  | 153 | 1 | 1 | 1.49
9207436 | Worm-drive tubing clamps,chrome steel,5 mm | 11-19 mm |  | 153 | 1 | 1 | 1.51
9207437 | Worm-drive tubing clamps,chrome steel,7.5 mm | 8-12 mm |  | 153 | 1 | 1 | 1.41
9207439 | Worm-drive tubing clamps,chrome steel,7.5 mm | 10-16 mm |  | 153 | 1 | 1 | 1.44
9207440 | Worm-drive tubing clamps,chrome steel,9 mm | 12-20 mm |  | 153 | 1 | 1 | 1.51
9207445 | Worm-drive tubing clamps,chrome steel,9 mm | 16-25 mm |  | 153 | 1 | 1 | 1.59
9207452 | Worm-drive tubing clamps,chrome steel,9 mm | 20-32 mm |  | 153 | 1 | 1 | 1.69
9207460 | Worm-drive tubing clamps,chrome steel,9 mm | 25-40 mm |  | 153 | 1 | 1 | 1.76
9207465 | Worm-drive tubing clamps,chrome steel,9 mm | 30-45 mm |  | 153 | 1 | 1 | 1.81
9207510 | Chrome-nickel steel clamps,with screw | 10-5.5 mm |  | 153 | 1 | 1 | 2.19
9207512 | Chrome-nickel steel clamps,with screw | 12-8.5 mm |  | 153 | 1 | 1 | 1.96
9207514 | Chrome-nickel steel clamps,with screw | 14-9.5 mm |  | 153 | 1 | 1 | 1.96
9207517 | Chrome-nickel steel clamps,with screw | 17-12 mm |  | 153 | 1 | 1 | 1.96
9207521 | Chrome-nickel steel clamps,with screw | 21-16 mm |  | 153 | 1 | 1 | 2.27
9207525 | Chrome-nickel steel clamps,with screw | 25-20 mm |  | 153 | 1 | 1 | 2.39
9207529 | Chrome-nickel steel clamps,with screw | 29-24 mm |  | 153 | 1 | 1 | 2.44
9207601 | Tubing connector TPX, 3-5 mm | type C-1, straight |  | 150 | 1 | 1 | 4.16
9207602 | Tubing connector TPX, 5-8 mm | type C-2, straight |  | 150 | 1 | 1 | 4.16
9207603 | Tubing connector TPX, 8-15 mm | type C-3, straight |  | 150 | 1 | 1 | 5.79
9207611 | Tubing connector TPX, 3-5 mm | type Y-1, Y-shape |  | 150 | 1 | 1 | 5.79
9207612 | Tubing connector TPX, 5-9 mm | type Y-2, Y-shape |  | 150 | 1 | 1 | 7.43
9207613 | Tubing connector TPX, 8-15 mm | type Y-3, Y-shape |  | 150 | 1 | 1 | 9.04
9207621 | Tubing connector TPX, 2-5 mm | type T-1, T-shape |  | 150 | 1 | 1 | 5.79
9207622 | Tubing connector TPX, 5-9 mm | type T-2, T-shape |  | 150 | 1 | 1 | 6.6
9207623 | Tubing connector TPX, 8-15 mm | type T-3, T-shape |  | 150 | 1 | 1 | 8.21
9207631 | Tubing connector TPX, adapter, 3-5 mm / 5-8 mm | type D-1 |  | 150 | 1 | 1 | 4.96
9207632 | Tubing connector TPX, adapter, 5-8 mm / 8-13 mm | type D-2 |  | 150 | 1 | 1 | 6.6
9207707 | Herbie tubing clamp, size AA | 6,5 - 8,1 mm, black |  | 154 | 1 | 1 | 1.28
9207708 | Herbie tubing clamp, size B | 7,9 - 9,6 mm, black |  | 154 | 1 | 1 | 1.31
9207709 | Herbie tubing clamp, size BB | 9,2 - 10,8 mm, black |  | 154 | 1 | 1 | 1.31
9207710 | Herbie tubing clamp, size C | 10,2 - 12,3 mm, black |  | 154 | 1 | 1 | 1.41
9207712 | Herbie tubing clamp, size D | 12,0 - 14,5 mm, black |  | 154 | 1 | 1 | 1.51
9207713 | Herbie tubing clamp, size E | 13,1 - 15,7 mm, black |  | 154 | 1 | 1 | 1.71
9207715 | Herbie tubing clamp, size F | 15,0 - 17,8 mm, black |  | 154 | 1 | 1 | 1.74
9207717 | Herbie tubing clamp, size G | 16,9 - 19,9 mm, black |  | 154 | 1 | 1 | 1.76
9207718 | Herbie tubing clamp, size H | 18,1 - 21,4 mm, black |  | 154 | 1 | 1 | 1.79
9207720 | Herbie tubing clamp, size J | 20,3 - 23,7 mm, black |  | 154 | 1 | 1 | 1.86
9207722 | Herbie tubing clamp, size K | 22,2 - 24,9 mm, black |  | 154 | 1 | 1 | 2.07
9207725 | Herbie tubing clamp, size L | 24,5 - 28,4 mm, black |  | 154 | 1 | 1 | 2.09
9207801 | Miniature tubing connectors,straight,4 mm |  |  | 150 | 1 | 1 | 1.86
9207811 | Miniature tubing connectors,T-shape,4 mm |  |  | 150 | 1 | 1 | 2.69
9207812 | Miniature tubing connectors,T-shape,5 mm |  |  | 150 | 1 | 1 | 3.07
9207813 | Miniature tubing connectors,T-shape,6.5 mm |  |  | 150 | 1 | 1 | 3.85
9207821 | Miniature tubing connectors,L-shape,1.6 mm |  |  | 150 | 1 | 1 | 2.32
9207822 | Miniature tubing connectors,L-shape,2.5 mm |  |  | 150 | 1 | 1 | 2.69
9207823 | Miniature tubing connectors,L-shape,3.2 mm |  |  | 150 | 1 | 1 | 2.87
9207831 | Miniature tubing connectors,Y-shape,1.6 mm |  |  | 150 | 1 | 1 | 1.99
9207832 | Miniature tubing connectors,Y-shape,2.5 mm |  |  | 150 | 1 | 1 | 1.71
9207833 | Miniature tubing connectors,Y-shape,3.2 mm |  |  | 150 | 1 | 1 | 2.14
9207834 | Miniature tubing connectors,adapter,1.6-4 mm |  |  | 150 | 1 | 1 | 1.64
9207835 | Miniature tubing connectors,adapter,1.6-5 mm |  |  | 150 | 1 | 1 | 1.64
9207841 | Miniature tubing connectors,adapter,2.5-4 mm |  |  | 150 | 1 | 1 | 1.64
9207842 | Miniature tubing connectors,adapter,2.5-5 mm |  |  | 150 | 1 | 1 | 1.64
9207843 | Miniature tubing connectors,adapter,3.2-4 mm |  |  | 150 | 1 | 1 | 1.64
9207844 | Miniature tubing connectors,adapter,3.2-5 mm |  |  | 150 | 1 | 1 | 1.84
9207845 | Miniature tubing connectors,adapter,3.2-6.5 mm |  |  | 150 | 1 | 1 | 1.86
9207846 | Miniature tubing connectors,adapter,4-5 mm |  |  | 150 | 1 | 1 | 1.86
9207865 | Miniature tubing connectors,T-adapter,T230/210 | 1.6 mm + 2x3.2 mm |  | 150 | 1 | 1 | 2.54
9207866 | Miniature tubing connectors,T-adapter,T230/220 | 2.5 mm + 2x3.2 mm |  | 150 | 1 | 1 | 2.54
9207867 | Miniature tubing connectors,T-adapter,T210/220 | 2.5 mm + 2x1.6 mm |  | 150 | 1 | 1 | 2.32
9207869 | Miniature tubing connectors,T-adapter,T220/230 | 3.2 mm + 2x2.5 mm |  | 150 | 1 | 1 | 2.54
9207871 | Miniature tubing connectors,straight,with thread | 1.6 mm |  | 150 | 1 | 1 | 1.99
9207872 | Miniature tubing connectors,straight,with thread | 2.5 mm |  | 150 | 1 | 1 | 1.99
9207873 | Miniature tubing connectors,straight,with thread | 3.2 mm |  | 150 | 1 | 1 | 1.99
9207874 | Miniature tubing connectors,straight,with thread | 4 mm |  | 150 | 1 | 1 | 1.99
9207875 | Miniature tubing connectors,straight,with thread | 5 mm |  | 150 | 1 | 1 | 1.99
9208076 | Melting point capillaries,one end sealed | pack of 100, 75 mm, 1.15 mm |  | 410 | 1 | 1 | 5.72
9208080 | Melting point capillaries,both ends open | 80 mm,0.8 mm,pack of 100 |  | 410 | 1 | 1 | 5.06
9208081 | Melting point capillaries,one end sealed | 80 mm,0.8 mm,pack of 100 |  | 410 | 1 | 1 | 7.61
9208100 | Melting point capillaries,both ends open | 100 mm,0.8 mm,pack of 100 |  | 410 | 1 | 1 | 5.06
9208101 | Melting point capillaries,one end sealed | 100 mm,0.8 mm,pack of 100 |  | 410 | 1 | 1 | 8.14
9208120 | LLG-Melting point meter MPM-H2 | visual measurement by loupe | 90 - 265 V/AC, up to 360°C | 407 | 1 | 1 | #N/A
9208121 | LLG-Melting point meter MPM-HV2 | full automatic or visual measurements | 90 - 265 V/AC, up to 360°C | 407 | 1 | 1 | 1544.5
9208131 | Melting point appointing tubes | 80x1,4 mm, onesided closed | pack of 100 | 407 | 1 | 1 | 9.9
9208201 | Tygon® Pump tubings LMT-55, 0,127mm | standard, orange-black, | pack of 12 | 145 | 1 | 1 | 29.97
9208202 | Tygon® Pump tubings LMT-55, 0,190mm | standard, orange-red | pack of 12 | 145 | 1 | 1 | 29.97
9208203 | Tygon® Pump Tubings LMT-55, 0,254mm | standard, orange-blue, | pack of 12 | 145 | 1 | 1 | 29.97
9208204 | Tygon® Pump Tubings LMT-55, 0,381mm | standard, orange-green, | pack of 12 | 145 | 1 | 1 | 29.97
9208205 | Tygon® Pump tubings LMT-55, 0,508mm | standard, orange-yellow, | pack of 12 | 145 | 1 | 1 | 29.97
9208207 | Tygon® Pump tubings LMT-55, 0,762mm | standard, black-black, | pack of 12 | 145 | 1 | 1 | 29.97
9208208 | Tygon® Pump tubings LMT-55, 0,889mm | standard, orange-orange, | pack of 12 | 145 | 1 | 1 | 29.97
9208209 | Tygon® Pump Tubing LMT-55, 1,016mm | standard, white-white, | pack of 12 | 145 | 1 | 1 | 29.97
9208210 | Tygon® Pump tubings LMT-55, 1,143mm | standard, red-red, | pack of 12 | 145 | 1 | 1 | 29.97
9208211 | Tygon® Pump Tubings LMT-55, 1,295mm | standard, grey-grey, | pack of 12 | 145 | 1 | 1 | 29.97
9208212 | Tygon® Pump Tubings LMT-55, 1,422mm | standard, yellow-yellow, | pack of 12 | 145 | 1 | 1 | 29.97
9208213 | Tygon® Pump Tubings LMT-55, 1.651mm | standard, blue-blue, | pack of 12 | 145 | 1 | 1 | 29.97
9208214 | Tygon® Pump Tubings LMT-55, 1,854mm | standard, green-green, | pack of 12 | 145 | 1 | 1 | 29.97
9208215 | Tygon® Pump Tubings LMT-55, 2,057mm | standard, purple-purple, | pack of 12 | 145 | 1 | 1 | 29.97
9208216 | Tygon® Pump Tubings LMT-55, 2,286mm | standard, purple-black, | pack of 12 | 145 | 1 | 1 | 29.97
9208217 | Tygon® Pump Tubings LMT-55, 2,540mm | standard, purple-orange, | pack of 12 | 145 | 1 | 1 | 29.97
9208218 | Tygon® Pump Tubings LMT-55, 2,794mm | standard, purple-white, | pack of 12 | 145 | 1 | 1 | 29.97
9208219 | Tygon® Pump Tubings LMT-55, 1,524mm | standard, yellow-blue, | pack of 12 | 145 | 1 | 1 | 29.97
9208222 | Tygon® Pump Tubings LMT-55, 3,170mm | standard, black-white, | pack of 12 | 145 | 1 | 1 | 29.97
9208380 | Tygon® tubing 3.2x6.4x1.6mm | type 3350, shore 50, -81...+200°C | pack of 15 mtr | 144 | 1 | 1 | 115.48
9208381 | Tygon® tubing 4.8x8.0x1.6mm | type 3350, shore 50, -81...+200°C | pack of 15 mtr | 144 | 1 | 1 | 147.43
9208382 | Tygon® tubing 6.4x9.6x1.6mm | type 3350, shore 50, -81...+200°C | pack of 15 mtr | 144 | 1 | 1 | 161.06
9208383 | Tygon® tubing 6.4x11.1x2.4mm | type 3350, shore 50, -81...+200°C | pack of 15 mtr | 144 | 1 | 1 | 226.84
9208384 | Tygon® tubing 8.0x12.7x2.4mm | type 3350, shore 50, -81...+200°C | pack of 15 mtr | 144 | 1 | 1 | 261.08
9208385 | Tygon® tubing 9.5x12.7x1.6mm | type 3350, shore 50, -81...+200°C | pack of 15 mtr | 144 | 1 | 1 | 203.46
9208386 | Tygon® tubing 12.7x15.9x1.6mm | type 3350, shore 50, -81...+200°C | pack of 15 mtr | 144 | 1 | 1 | 278.06
9208387 | Tygon® tubing 12.7x17.5x2.4mm | type 3350, shore 50, -81...+200°C | pack of 15 mtr | 144 | 1 | 1 | 365.61
9208439 | Tygon®-tubing 1,6x4,8x1,6mm | type ELFL, shore 56, -54...+74°C | pack of 7,5 mtr | 144 | 1 | 1 | 160.39
9208440 | Tygon®-tubing 3,2x6,4x1,6mm | type ELFL, Shore 56, -54...+74°C | pack of 7,5 mtr | 144 | 1 | 1 | 91.39
9208441 | Tygon®-tubing 4,8x8,0x1,6mm | type ELFL, shore 56, -54...+74°Cmm | pack of 7,5 mtr | 144 | 1 | 1 | 84.73
9208442 | Tygon®-tubing 6,4x9,6x1,6mm | type ELFL, shore 56, -54...+74°C | pack of 7,5 mtr | 144 | 1 | 1 | 93.89
9208443 | Tygon®-tubing 8,0x11,2x1,6mm | type ELFL, shore 56, -54...+74°C | pack of 7,5 mtr | 144 | 1 | 1 | 108.1
9208444 | Tygon®-tubing 9,5x15,9x3,2mm | type ELFL, shore 56, -54...+74°C | pack of 7,5 mtr | 144 | 1 | 1 | 201.49
9208445 | Tygon®-tubing 12,7x19,1x3,2mm | type ELFL, shore 56, -54...+74°C | pack of 7,5 mtr | 144 | 1 | 1 | 238.41
9208930 | Keck adapter,glass thread GL 14,yellow |  |  | 594 | 1 | 1 | 7.61
9208931 | Keck adapter,glass nozzle GL 14 complete,yellow | Ka 14 yellow |  | 594 | 1 | 1 | 9.7
9208940 | Keck adapter,glass thread RD 14,red |  |  | 594 | 1 | 1 | 7.61
9208941 | Keck adapter,glass nozzle RD complete,red | KA 14 red |  | 594 | 1 | 1 | 9.7
9209004 | Screw thread adapter couplings,GL 14 |  |  | 606 | 1 | 1 | 22.19
9209005 | Screw thread adapter couplings,GL 18 |  |  | 606 | 1 | 1 | 25.64
9209014 | Screw cap, GL 14 | PBT, closed, red, | with PTFE protected seal | 64 | 1 | 1 | 2.49
9209018 | Screw cap, GL 18 | PBT, closed, red, | with PTFE protected seal | 64 | 1 | 1 | 2.87
9209025 | Screw cap, GL 25 | PBT, closed, red, | with PTFE protected seal | 64 | 1 | 1 | See Cope Price List BS447-65
9209032 | Screw caps,PMT,red,with PTFE-coated seal, GL 32 |  |  | 64 | 1 | 1 | See Cope Price List BS447-67
9209045 | Screw caps,PMT,red,with PTFE-coated seal, GL 45 |  |  | 64 | 1 | 1 | See Cope Price List BS447-70
9209065 | Screw caps,PP,blue,GL 25 |  |  | 64 | 1 | 1 | See Cope Price List BS447-55
9209067 | Screw caps,PP,blue,GL 32 |  |  | 64 | 1 | 1 | See Cope Price List BS447-57
9209068 | Membrane cap avoids overpressure | blue, GL 45 |  | 65 | 1 | 1 | 6.17
9209069 | Screw caps,PP,blue,GL 45 |  |  | 64 | 1 | 1 | See Cope Price List BS447-60
9209075 | Filling ring PP green, GL45 |  |  | 64 | 1 | 1 | 0.65
9209076 | Filling ring PP grey, GL45 |  |  | 64 | 1 | 1 | 0.65
9209077 | Filling ring PP yellow, GL45 |  |  | 64 | 1 | 1 | 0.65
9209081 | Pouring ring, PP, GL 32 | blue |  | 64 | 1 | 1 | See Cope Price List BS447-62
9209083 | Pouring ring, PP, GL 45 | blue |  | 64 | 1 | 1 | See Cope Price List BS447-63
9209086 | Pouring ring, GL 32, EFTE | red |  | 64 | 1 | 1 | 1.64
9209088 | Pouring ring, GL 45, EFTE | red |  | 64 | 1 | 1 | 1.79
9209114 | Screw caps with aperture GL 14 | aperture bore 9.5 mm, PBT, red |  | 606 | 1 | 1 | 1.84
9209118 | Screw caps with aperture GL 18 | aperture bore 11 mm, PBT, red |  | 606 | 1 | 1 | 1.99
9209125 | Screw caps with aperture GL 25 | aperture bore 15 mm, PBT, red |  | 606 | 1 | 1 | 2.47
9209132 | Screw caps with aperture GL 32 | aperture bore 20 mm, PBT, red |  | 606 | 1 | 1 | 2.9
9209135 | Screw caps with aperture GL 45 | aperture bore 34 mm, PBT, red |  | 606 | 1 | 1 | 4.99
9209137 | DURAN YOUTILITY Screw caps | GL 45, Polypropylene, with ergonomic shape, cyan | for DURAN® laboratory glass bottles, pack of 10 | 60 | 1 | 1 | 23.57
9209138 | DURAN YOUTILITY Pouring rings | GL 45, Polypropylene, cyan | for DURAN® laboratory glass bottles | 60 | 1 | 1 | 11.13
9209139 | GL 45 Bottle Tag, Silicone | Multipack 2 each: blue,purple,green,red,orange, | yellow,black,white for GL 45 DURAN® bottle, | 60 | 1 | 1 | 24.58
9209140 | YOUTILITY 200 Self-adhesive label sets | white polyester labels, | in a sispenser box of 200 sets | 60 | 1 | 1 | 77.45
9209146 | Silicone seals,with vulcanized-on PTFE insert,GL14 | for tube diam. 5.5-6.5 mm |  | 607 | 1 | 1 | 3.53
9209186 | Silicone seals,with vulcanized-on PTFE insert,GL18 | for tube diam. 5.5-6.5 mm |  | 607 | 1 | 1 | 4.68
9209188 | Silicone seals,with vulcanized-on PTFE insert,GL18 | for tube diam. 7.5-9 mm |  | 607 | 1 | 1 | 4.08
9209190 | Silicone seals,with vulcanized-on PTFE insert,GL18 | for tube diam. 9-11 mm |  | 607 | 1 | 1 | 4.33
9209258 | Silicone seals,with vulcanized-on PTFE insert,GL25 | for tube diam. 7.5-9 mm |  | 607 | 1 | 1 | 6.6
9209260 | Silicone seals,with vulcanized-on PTFE insert,GL25 | for tube diam. 9-11 mm |  | 607 | 1 | 1 | 6.6
9209262 | Silicone seals,with vulcanized-on PTFE insert,GL25 | for tube diam. 11-13 mm |  | 607 | 1 | 1 | 6.6
9209320 | Silicone seals,with vulcanized-on PTFE insert,GL32 | for tube diam. 9-11 mm |  | 607 | 1 | 1 | 10.15
9209322 | Silicone seals,with vulcanized-on PTFE insert,GL32 | for tube diam. 11-13 mm |  | 607 | 1 | 1 | 10.02
9209324 | Silicone seals,with vulcanized-on PTFE insert,GL32 | for tube diam. 13-15 mm |  | 607 | 1 | 1 | 9.97
9209326 | Silicone seals,with vulcanized-on PTFE insert,GL32 | for tube diam. 15-17 mm |  | 607 | 1 | 1 | 9.29
9209327 | Silicone seals,with vulcanized-on PTFE insert,GL32 | for tube diam. 17-19 mm |  | 607 | 1 | 1 | 9.42
9209329 | Silicone seals,with vulcanized-on PTFE insert,GL45 | for tube diam. 25-27 mm |  | 607 | 1 | 1 | 17.05
9209331 | Silicone seals,with vulcanized-on PTFE insert,GL45 | for tube diam. 31-33 mm |  | 607 | 1 | 1 | 16.14
9209414 | Silicone seals,septa,GL 14,thickn. 2 mm |  |  | 606 | 1 | 1 | 0.86
9209418 | Silicone seals,septa,GL 18,thickn. 2 mm |  |  | 606 | 1 | 1 | 0.88
9209425 | Silicone seals,septa,GL 25,thickn. 2 mm |  |  | 606 | 1 | 1 | 1.33
9209432 | Silicone seals,septa,GL 32,thickn. 2 mm |  |  | 606 | 1 | 1 | 1.41
9209435 | Silicone seals,septa,GL 45,thickn. 3 mm |  |  | 606 | 1 | 1 | 4.18
9209440 | Silicone seal GL 14 | PTFE coated |  | 64 | 1 | 1 | 0.6
9209441 | Silicone seal GL 18 | PTFE coated |  | 64 | 1 | 1 | 0.88
9209442 | Silicone seal GL 25 | PTFE coated |  | 64 | 1 | 1 | 1.44
9209443 | Silicone seal GL 32 | PTFE coated |  | 64 | 1 | 1 | 2.07
9209444 | Silicone seal GL 45 | PTFE coated |  | 64 | 1 | 1 | 3.53
9209514 | Screwthread Tubes with NS Cone, GL 14 Cone NS | 14/23 |  | 606 | 1 | 1 | 7.28
9209517 | Screwthread Tubes with NS Cone, GL 14 Cone NS | 29/32 |  | 606 | 1 | 1 | 10.81
9209518 | Screwthread Tubes with NS Cone, GL 18 Cone NS | 14/23 |  | 606 | 1 | 1 | 7.66
9209529 | Screwthread Tubes with NS Cone, GL 18 Cone NS | 29/32 |  | 606 | 1 | 1 | 8.99
9209559 | Screwthread Tubes with NS Cone, GL 25 Cone NS | 29/32 |  | 606 | 1 | 1 | 12.22
9209581 |  |  |  | 606 | 1 | 1 | 15.49
9209582 | Threaded tubes,DURAN®,GL 32,NS 29/32 |  |  | 606 | 1 | 1 | 15.04
9209714 | Screwthread Tubes for Glassblowers , GL 14 |  |  | 612 | 1 | 1 | 1.31
9209718 | Screwthread Tubes for Glassblowers , GL 18 |  |  | 612 | 1 | 1 | 1.79
9209725 | Screwthread Tubes for Glassblowers , GL 25 |  |  | 612 | 1 | 1 | 3
9209732 | Screwthread Tubes for Glassblowers , GL 32 |  |  | 612 | 1 | 1 | 4.76
9209735 | Screwthread Tubes for Glassblowers , GL 45 |  |  | 612 | 1 | 1 | 15.84
9209803 | Laboratory threaded joints GL14 | 1,6 mm, PTFE / HOSTA |  | 146 | 1 | 1 | 23.97
9209806 | Laboratory threaded joints, GL 14 | 3,00 mm, PTFE / HOSTA |  | 146 | 1 | 1 | 19.42
9209807 | Laboratory threaded joints, GL 14 | 3,20 mm, PTFE/HOSTA |  | 146 | 1 | 1 | 21.33
9209808 | Laboratory threaded joints 4,0mm, | GL 14, PTFE/Hosta |  | 146 | 1 | 1 | 20.2
9209809 | Laboratory threaded joints, GL 14 | 6,00 mm, PTFE/HOSTA |  | 146 | 1 | 1 | 24.48
9209810 | Laboratory threaded joints, GL 14 | 6,35 mm, PTFE/HOSTA |  | 146 | 1 | 1 | 34.32
9209817 | Laboratory threaded joints, GL 18 | 3,20 mm, PTFE/HOSTA |  | 146 | 1 | 1 | 23.4
9209819 | Screwthread joints | GL 18, 6mm, PTFE/Hosta |  | 146 | 1 | 1 | 22.74
9209820 | Laboratory threaded joints, GL 18 | 8,00 mm, PTFE/HOSTA |  | 146 | 1 | 1 | 20.48
9209821 | Laboratory screwthread joints | GL 18, 10mm, PTFE |  | 146 | 1 | 1 | 20.78
9209839 | Laboratory threaded joints, GL 25 | 6,00 mm, PTFE/HOSTA |  | 146 | 1 | 1 | 31.29
9209840 | Laboratory threaded joints, GL 25 | 8,00 mm, PTFE/HOSTA |  | 146 | 1 | 1 | 28.31
9209841 | Laboratory threaded joints, GL 25 | 10,00 mm, PTFE/HOSTA |  | 146 | 1 | 1 | 26.47
9209842 | Laboratory threaded joints, GL 25 | 12,00 mm, PTFE/HOSTA |  | 146 | 1 | 1 | 27.79
9209844 | Bottle distributors, cap GL 45 | necks 3xGL 14, PTFE |  | 147 | 1 | 1 | 126.88
9209851 | Multiple distributor for bottles,PPFE,2xGL14 |  |  | 147 | 1 | 1 | 95.84
9209852 | Multiple distributor for bottles,PPFE,3xGL14 |  |  | 147 | 1 | 1 | 107.15
9209858 | Flexible distributor GL 45 | 3 x I-dia. 6-9 mm, PP |  | 147 | 1 | 1 | 57.99
9209859 | Flexible distributor GL 45 | 3 x I-dia. 7-11 mm, PP |  | 147 | 1 | 1 | 34.99
9210143 | Mini screwdriver set Wera 2035/6B | 6-parts, 0,4-4,0mm, PH0, PH1, in case |  | 122 | 1 | 1 | 44.45
9220013 | Double spatulas,18/8 steel,straight,130x9 mm |  |  | 112 | 1 | 1 | 2.32
9220015 | Double spatulas,18/10 steel,straight,150x9 mm |  |  | 112 | 1 | 1 | 2.07
9220018 | Double spatulas,18/10 steel,straight,185x9 mm |  |  | 112 | 1 | 1 | 2.34
9220021 | Double spatulas,18/10 steel,straight,210x11 mm |  |  | 112 | 1 | 1 | 2.64
9220025 | Double spatulas,18/8 steel,straight,250x11 mm |  |  | 112 | 1 | 1 | 3.22
9220030 | Double spatulas,18/8 steel,straight,300x16 mm |  |  | 112 | 1 | 1 | 4.86
9220115 | Double spatulas,18/8 steel,bent,150x9 mm |  |  | 112 | 1 | 1 | 2.47
9220118 | Double spatulas,18/8 steel,bent,185x9 mm |  |  | 112 | 1 | 1 | 2.92
9220121 | Double spatulas,18/8 steel,bent,210x11 mm |  |  | 112 | 1 | 1 | 2.92
9220125 | Double spatulas,18/8 steel,bent,250x11 mm |  |  | 112 | 1 | 1 | 3.38
9220201 | Powder micro-spatula 130x6 mm | stainless steel, very flexible |  | 111 | 1 | 1 | 3.68
9220202 | Powder micro-spatula 150x6 mm | stainless steel, very flexible |  | 111 | 1 | 1 | 3.73
9220203 | Powder micro-spatula 185x6 mm | stainless steel, very flexible |  | 111 | 1 | 1 | 3.78
9220204 | Powder micro-spatula 210x6 mm | stainless steel, very flexible |  | 111 | 1 | 1 | 3.8
9220205 | Powder micro-spatula 210x3 mm | stainless steel, very flexible |  | 111 | 1 | 1 | 3.78
9220206 | Powder micro-spatula 130x4 mm | stainless steel, very flexible |  | 111 | 1 | 1 | 3.68
9220207 | Powder micro-spatula 150x4 mm | stainless steel, very flexible |  | 111 | 1 | 1 | 3.73
9220208 | Powder micro-spatula 185x4 mm | stainless steel, very flexible |  | 111 | 1 | 1 | 3.78
9220210 | Double micro-spatulas,18/8 steel,100x3 mm |  |  | 111 | 1 | 1 | 2.07
9220213 | Double micro-spatulas,18/10 steel,130x3 mm |  |  | 111 | 1 | 1 | 2.34
9220215 | Double micro-spatulas,18/10 steel,150x5 mm |  |  | 111 | 1 | 1 | 2.47
9220218 | Double micro-spatulas,18/10 steel,185x5 mm |  |  | 111 | 1 | 1 | 2.8
9220221 | Double micro-spatulas,18/8 steel,210x5 mm |  |  | 111 | 1 | 1 | 3.07
9220313 | Spatulas,18/8 steel,spoon-shape ends,one-ended | 130x5 mm |  | 111 | 1 | 1 | 1.94
9220318 | Spatulas,18/8 steel,spoon-shape ends,one-ended | 185x5 mm |  | 111 | 1 | 1 | 2.12
9220321 | Spatulas,18/8 steel,spoon-shape ends,one-ended | 210x5 mm |  | 111 | 1 | 1 | 2.32
9220363 | Spatulas,18/10 steel,spoon-shape ends,two-ended | 130x5 mm |  | 111 | 1 | 1 | 1.76
9220368 | Spatulas,18/10 steel,spoon-shape ends,two-ended | 185x5 mm |  | 111 | 1 | 1 | 1.89
9220371 | Spatulas,18/8 steel,spoon-shape ends,two-ended | 210x5 mm |  | 111 | 1 | 1 | 2.07
9220415 | Knobbed spatulas,18/8 steel,forged,150x9 mm |  |  | 112 | 1 | 1 | 3.07
9220421 | Knobbed spatulas,18/8 steel,forged,210x11 mm |  |  | 112 | 1 | 1 | 3.07
9220490 | Apothecary spatula 165 mm | durofol handle, blade flexible, | 75x14mm, stainless steel 4310 | 115 | 1 | 1 | 4.28
9220491 | Apothecary spatula 190 mm | durofol handle, blade flexible, | 100x18mm, stainless steel 4310 | 115 | 1 | 1 | 4.51
9220492 | Apothecary spatula 230 mm | durofol handle, blade flexible, | 130x20mm, stainless steel 4310 | 115 | 1 | 1 | 4.61
9220493 | Apothecary spatula 250 mm | durofol handle, blade flexible, | 150x22mm, stainless steel 4310 | 115 | 1 | 1 | 5.34
9220495 | Apothecary spatula 310 mm | durofol handle, blade flexible, | 200x32mm, stainless steel 4310 | 115 | 1 | 1 | 7.3
9220510 | Spatula / Section lifter,18/10 steel,wodden handle | short blade,flexible,150 mm,blade 10x50 mm |  | 115 | 1 | 1 | 4.26
9220515 | Spatula / Section lifter,18/10 steel,wodden handle | short blade,flexible,150 mm,blade 15x50 mm |  | 115 | 1 | 1 | 5.84
9220607 | Spatulas,stainless steel,with wooden handle | flexible blade,165 mm,blade 75x14 mm |  | 115 | 1 | 1 | 4.86
9220610 | Spatulas,stainless steel,with wooden handle | flexible blade,190 mm,blade 100x18 mm |  | 115 | 1 | 1 | 5.04
9220613 | Spatulas,stainless steel,with wooden handle | flexible blade,230 mm,blade 130x20 mm |  | 115 | 1 | 1 | 5.29
9220615 | Spatulas,stainless steel,with wooden handle | flexible blade,250 mm,blade 150x22 mm |  | 115 | 1 | 1 | 5.42
9220616 | Spatulas,stainless steel,with wooden handle | flexible blade,375 mm,blade 165x27 mm |  | 115 | 1 | 1 | 6.32
9220620 | Spatulas,stainless steel,with wooden handle | flexible blade,310 mm,blade 200x32 mm |  | 115 | 1 | 1 | 7.3
9220625 | Spatulas,stainless steel,with wooden handle | flexible blade,365 mm,blade 250x38 mm |  | 115 | 1 | 1 | 12.87
9220630 | Spatulas,stainless steel,with wooden handle | flexible blade,415 mm,blade 300x42 mm |  | 115 | 1 | 1 | 14.99
9220812 | Spoon-spatulas,porcelain,125 mm |  |  | 114 | 1 | 1 | 13.98
9220816 | Spoon spatula 170mm | porcelain, glazed |  | 114 | 1 | 1 | 15.44
9220820 | Spoon-spatulas,porcelain,210 mm |  |  | 114 | 1 | 1 | 23.6
9220830 | Spoon-spatulas,porcelain,305 mm |  |  | 114 | 1 | 1 | 37.42
9220841 | Spatula 145x20 mm | straight, Makrolon 2456 clear |  | 115 | 1 | 1 | 1.96
9220850 | Double spatulas,PS,150 mm |  |  | 114 | 1 | 1 | Refer to Cope
9220851 | Double spatulas,PS,180 mm |  |  | 114 | 1 | 1 | Refer to Cope
9220852 | Spoon-spatula,PS,180 mm |  |  | 114 | 1 | 1 | Refer to Cope
9220853 | Spoon-spatula,PS,210 mm |  |  | 114 | 1 | 1 | Refer to Cope
9220940 | Double spatula Chemware® 200 mm | with PTFE coating |  | 1119 | 1 | 1 | 19.29
9220945 | Spoon spatula Chemware® 225 mm | with PTFE coating |  | 1119 | 1 | 1 | 19.5
9220950 | Apothecary spatula Chemware® 102 mm | PTFE coated |  | 1119 | 1 | 1 | #N/A
9220980 | PTFE spray 400 ml | pressurized package,flammable, AEROSOLS | UN 1950, cl.2, code 5F, ADR | 182 | 1 | 1 | 27.45
9220990 | Wacker® Silicone spray AK, 200 ml | pressurized package,flammable, AEROSOLS | UN 1950, cl.2, code F5, ADR | 182 | 1 | 1 | 10.73
9221001 | Mikroliter syringes,cemented-in needle, | Type 75N, 5 µl | (26s/51/2) | 1352 | 1 | 1 | See Cope Price List SY600-15
9221003 | Microlitre syringe 702 N | 25 µl (22s/51/2) |  | 1352 | 1 | 1 | See Cope Price List SY600-24
9221004 | Mikroliter syringes,cemented-in needle,Type 705N | cap. 50 µl |  | 1352 | 1 | 1 | See Cope Price List SY600-30
9221005 | Mikroliter syringes,cemented-in needle,Type 710N | cap. 100 µl |  | 1352 | 1 | 1 | See Cope Price List SY600-40
9221006 | Mikroliter syringes,cemented-in needle,Type 725N | cap. 250 µl |  | 1352 | 1 | 1 | See Cope Price List SY600-45
9221007 | Mikroliter syringes,cemented-in needle,Type 750N | cap. 500 µl |  | 1352 | 1 | 1 | See Cope Price List SY600-50
9221010 | Microliter syringes,cemented-in needle,Type 701N | cap. 10 µl,6-pack |  | 1352 | 1 | 1 | 178.13
9221011 | Microlitre syringes 75 N | 5µl (26S/51/3) |  | 1352 | 1 | 1 | 56.06
9221012 | Mikroliter syringes,cemented-in needle,Type 701SN | cap. 10 µl |  | 1352 | 1 | 1 | 68.93
9221013 | Mikroliter syringes,cemented-in needle,Type 702NR | cap. 25 µl |  | 1352 | 1 | 1 | 55.41
9221014 | Mikroliter syringes,cemented-in needle,Type 705 NR | cap. 50 µl |  | 1352 | 1 | 1 | 60.85
9221015 | Mikroliter syringes,cemented-in needle,Type 710 NR | cap. 100 µl |  | 1352 | 1 | 1 | 75.25
9221016 | Mikroliter syringes,cemented-in needle,Type 725 NR | cap. 250 µl |  | 1352 | 1 | 1 | 78.52
9221021 | Microlitre syringes 701 LT | 10µl |  | 1352 | 1 | 1 | 78.21
9221022 | Microlitre syringes 702 LT | 25µl |  | 1352 | 1 | 1 | 93.57
9221023 | Microlitre syrings 705LT | 50µl |  | 1352 | 1 | 1 | 91.83
9221024 | Microlitre syringes 710 LT | 100µl |  | 1352 | 1 | 1 | 99.91
9221025 | Microlitre syringes 725 LT | 250µl |  | 1352 | 1 | 1 | 107.21
9221026 | Microlitre syringes 750 LT | 500µl |  | 1352 | 1 | 1 | 110.24
9221040 | Syringe 1702 N CTC Slim Line | (26s/51/AS) 25 µl |  | 1355 | 1 | 1 | 165.31
9221041 | Syringe 1750 N CTC | (26/51/AS) 500 µl |  | 1355 | 1 | 1 | 111.2
9221051 | Syringe 1750 N CTC (22/51/3) | Slim Line, 500 µl |  | 1356 | 1 | 1 | 104.69
9221052 | Syringe 1701 N CTC (22s/51/3) | Slim Line, 10 µl |  | 1356 | 1 | 1 | 92.71
9221053 | Szringe 1005 CTC (22/51/3) | 5000 µl |  | 1356 | 1 | 1 | 96.74
9221061 | Microlitre syringe 1700 CTC X | 50 µl (22s/3) |  | 1356 | 1 | 1 | 189.91
9221062 | Microlitre syringe 1700 CTC X | 100 µl (22/3) |  | 1356 | 1 | 1 | 192.25
9221063 | Microliter syringe 701 N CTC | (23s/51/2) 10 µl |  | 1356 | 1 | 1 | 105.81
9221065 | Microliter syringe 1005 CTC HD | 5,0 ml, (26/51/5) |  | 1356 | 1 | 1 | 264.37
9221080 | Microlitre syringes 75RN 5µl |  |  | 1352 | 1 | 1 | See Cope Price List SY604-15
9221081 | Mikroliter syringes,screw-in needle,Type 701RN | cap. 10 µl |  | 1352 | 1 | 1 | See Cope Price List SY604-20
9221082 | Microlitres syringes 702RN | 25µl (22s/51/2) |  | 1352 | 1 | 1 | See Cope Price List SY604-24
9221083 | Mikroliter syringes,screw-in needle,Type 705RN | cap. 50 µl |  | 1352 | 1 | 1 | See Cope Price List SY604-30
9221084 | Microlitre syringes 710 RN | 22s/51/2 |  | 1352 | 1 | 1 | See Cope Price List SY604-40
9221085 | Microlitres syringes 725 RN | 250µl |  | 1352 | 1 | 1 | 104.38
9221086 | Microlitre syringes 750 RN | 500µl |  | 1352 | 1 | 1 | 106.28
9221105 | Mikroliter syringes,cemented-in needle,Type 85NE | cap. 5 ml |  | 1353 | 1 | 1 | 145.65
9221110 | Mikroliter syringes,cemented-in needle,Type 801NE | cap. 10 µl |  | 1353 | 1 | 1 | 113.17
9221111 | Microlitre syringes 802 NE | 25 µl (22s/51/2) |  | 1353 | 1 | 1 | 121.05
9221112 | Microlitre syringes 805 N | 50 µl (22s/51/2) |  | 1353 | 1 | 1 | 127.94
9221113 | Microlitre syringes | 810 NE, 100µl |  | 1353 | 1 | 1 | 142.69
9221115 | Microlitre syringe 85 RN | 5µl |  | 1353 | 1 | 1 | 163.35
9221116 | Microlitre syringes 801 RN | 10ul |  | 1353 | 1 | 1 | 123
9221117 | Microlitre syringes 802 RN | 25 µl (22s/51/2) |  | 1353 | 1 | 1 | 123
9221118 | Microlitre syringes | 805 RNE 50µl |  | 1353 | 1 | 1 | 124.97
9221119 | Microlitre syringes 810 RN | 100 µl (22s/51/2) |  | 1353 | 1 | 1 | 128.91
9221120 | Microlitre syringes | 825 RNE 250ml |  | 1353 | 1 | 1 | 161.39
9221121 | Microlitre syringes,with needle,Type 7001N | cap. 1,0 µl |  | 1355 | 1 | 1 | 99.68
9221122 | Microliter syringes,with needle,Type 7002KH | cap. 2 µl |  | 1355 | 1 | 1 | 116.12
9221125 | Microliter syringes,with needle,Type 7105KH | cap. 5 µl |  | 1355 | 1 | 1 | 114.52
9221126 | Microliter syringes,with needle,Type 7000.5KH | cap. 0,5 µl |  | 1355 | 1 | 1 | 119.06
9221131 | Microliter syringes,with needle,Type 7101KH | cap. 1 µl |  | 1355 | 1 | 1 | 99.91
9221132 | Microlitre syringes 7102KH | 2µl |  | 1355 | 1 | 1 | 118.09
9221172 | Spare-Microlitre syringes 801 RN B/P | 10 µl |  | 1353 | 1 | 1 | 119.78
9221196 | Microliter syringe 701 ASN | (23s/43/AS) 10 µl | for GC autosampler | 1356 | 1 | 1 | 59.13
9221210 | Microliter syringe 1710 LT W/S | 100 µl |  | 1353 | 1 | 1 | See Cope Price List SY632-35
9221225 | Microliter syringe 1725 LT W/S | 250 µl |  | 1353 | 1 | 1 | 77.76
9221250 | Microliter syringe 1750 LT W/S | 500 µl |  | 1353 | 1 | 1 | See Cope Price List SY632-45
9221251 | Microliter syringe 1001 LT | PTFE plunger tip, w/o.needle, cap. 1000 µl |  | 1353 | 1 | 1 | See Cope Price List SY632-60
9221252 | Microliter syringe 1002 LT | PTFE plunger tip, w/o.needle, cap. 2500 µl |  | 1353 | 1 | 1 | 74.18
9221255 | Microliter syringe 1005 LT | PTFE plunger tip, w/o.needle, cap. 5000 µl |  | 1353 | 1 | 1 | 80.49
9221270 | Microliter syringe 5F-AG-0.63/0.47 | 5 µl |  | 1386 | 1 | 1 | 105.78
9221271 | Microliter syringe 10F-AG-GT-0.63/0.47 | 10 µl |  | 1386 | 1 | 1 | 101.38
9221272 | Syringes SK-10F-AG-GT-63/47 | 10µl, pack of 6, |  | 1386 | 1 | 1 | 443.34
9221273 | Microliter syringe 5F-AG-0.63 | 5 µl |  | 1386 | 1 | 1 | 104.32
9221274 | Microliter syringe 10F-AG-0.47 | 10 µl |  | 1386 | 1 | 1 | 71.99
9221275 | Microliter syringes 0.5BR-AG-0.63 | 0.5 µl |  | 1386 | 1 | 1 | 156.42
9221276 | Microliter syringes 1BR-AG-0.63 | 1 µl |  | 1386 | 1 | 1 | 133.89
9221277 | VITON O-ring HP LNR | pack of 10 |  | 1387 | 1 | 1 | 62.97
9221278 | Vespel® Ferrule GVFS16-005 | pack of 10 |  | 1388 | 1 | 1 | 91.09
9221279 | Vespel® Ferrule GVFS16-008 | pack of 10 |  | 1388 | 1 | 1 | 91.09
9221280 | Graphite ferrules OGFS-16-008 | pack of 10 |  | 1388 | 1 | 1 | 66.12
9221281 | Microliter syringe 5F-PE-0.47 | 5 µl |  | 1389 | 1 | 1 | 128.59
9221282 | Microliter syringe 5F-PE-0.63 | 5 µl |  | 1389 | 1 | 1 | 128.59
9221283 | Microliter syringe 5F-PE-GT-0.47 | 5 µl, gas tight |  | 1389 | 1 | 1 | 129.91
9221284 | Graphite ferrules OGF16-005 | pack of 10 |  | 1389 | 1 | 1 | 66.12
9221285 | Graphite ferrules OGF16-008 | pack of 10 |  | 1389 | 1 | 1 | 66.12
9221286 | Microliter syringe 100F-CTC-GT-LC | 100 µl |  | 1388 | 1 | 1 | 135.21
9221287 | Microliter syringe 100F-CTC-GT-LC | 100 µl |  | 1388 | 1 | 1 | 115.33
9221288 | Microliter syringe 250R-C/T-GT-LC | 250 µl |  | 1388 | 1 | 1 | 108.7
9221289 | Microliter syringe 10F-C/T-GT-5/0.47C | 10 µl |  | 1388 | 1 | 1 | 86.68
9221290 | Microliter syringe SK-10F-C/T-GT-5/0.47C | 10 µl, pack of 6 |  | 1388 | 1 | 1 | 404.9
9221291 | Microliter syringe SK-10F-C/T-5/0.63C | 10 µl, pack of 6 |  | 1388 | 1 | 1 | 380.51
9221300 | Microliter syringe 1702 TLLX | 25 µl, with piston stop |  | 1353 | 1 | 1 | 115.36
9221305 | Microliter syringe 1705 TLLX | 50 µl, with piston stop |  | 1353 | 1 | 1 | 88.66
9221310 | Microlitre syringe 1710 TLLX | 100 µl, with piston stop |  | 1353 | 1 | 1 | 82.78
9221315 | Microlitre syringe 1725 TLLX | 250 µl, with piston stop |  | 1353 | 1 | 1 | 85.17
9221320 | Microlitre syringe 1750 TLLX | 500 µl, with piston stop |  | 1353 | 1 | 1 | 82.78
9221325 | Microlitre syringe 1001 TLL/MS | 1000 µl |  | 1353 | 1 | 1 | 92.16
9221328 | Microlitre syringe 1001 TLLX | 1 ml, with piston stop |  | 1353 | 1 | 1 | 105.29
9221330 | Microlitre syringe 1002 TLL | 2500 µl |  | 1353 | 1 | 1 | 77.32
9221335 | Microlitre syringe 10052TLL | 5000 µl |  | 1353 | 1 | 1 | 90.4
9221340 | Microlitre syringe 1010 TLL | 10000 µl |  | 1353 | 1 | 1 | 99.68
9221345 | Microlitre syringe 1025 TLL | 25 ml |  | 1353 | 1 | 1 | 210.05
9221347 | Microlitre syringe 1025TLL | 25000 µl |  | 1353 | 1 | 1 | 218.18
9221348 | Microlitre syringe 1001 TLL | 1 ml, without plunger stop, Microlap P |  | 1353 | 1 | 1 | 77.32
9221449 | Microliter syringe 1702 N | (22s/51/2) 25 µl |  | 1354 | 1 | 1 | 62.4
9221450 | Microliter syringe 1705 N | (22s/51/2) 50 µl |  | 1354 | 1 | 1 | See Cope Price List SY625-30
9221455 | Microliter syringe 1710 N | (22s/51/2) 100 µl |  | 1354 | 1 | 1 | See Cope Price List SY625-35
9221460 | Microliter syringe 1725 N | (22s/51/2) 250 µl |  | 1354 | 1 | 1 | 75.69
9221465 | Microliter syringe 1750 LTN | (22/51/2) 500 µl |  | 1354 | 1 | 1 | 71.89
9221470 | Microliter syringe 1001 LTN | PTFE plunger tip, with needle, cap. 1000 µl |  | 1354 | 1 | 1 | See Cope Price List SY625-60
9221475 | Microliter syringe 1002 LTN | PTFE plunger tip, with needle, cap. 2500 µl |  | 1354 | 1 | 1 | 69.26
9221480 | Microliter syringe 1005 LTN | PTFE plunger tip, with needle, cap. 5000 µl |  | 1354 | 1 | 1 | 96.17
9221485 | Microliter syringe 1010 LTN | PTFE plunger tip, with needle, cap. 10000 µl |  | 1354 | 1 | 1 | 114.52
9221487 | Microliter syringe 1701 RN | (26s/51/2) 10 µl |  | 1354 | 1 | 1 | 73.82
9221488 | Microliter syringe 1702 RN | (22s/51/2) 25 µl |  | 1354 | 1 | 1 | 79.84
9221489 | Microliter syringe 1705 RN | (22s/51/2) 50 µl |  | 1354 | 1 | 1 | See Cope Price List SY629-30
9221490 | Microliter syringe 1700 RN | (22s/51/2) 100 µl |  | 1354 | 1 | 1 | See Cope Price List SY629-35
9221491 | Microliter syringe 1725 RN | (22s/51/2) 250 µl |  | 1354 | 1 | 1 | 84.86
9221492 | Microliter syringe 1750 RN | (22/51/2) 500 µl |  | 1354 | 1 | 1 | 84.86
9221493 | Microliter syringes,gas-tight,with needle No.22S | Type 1001RN,cap. 1000 µl |  | 1354 | 1 | 1 | See Cope Price List SY629-60
9221494 | Microliter syringes,gas-tight,with needle No.22 | Type 1002RN,cap. 2500 µl |  | 1354 | 1 | 1 | 136.07
9221590 | Spec.Microlitre syribges 7000.5 KHOC | (32/70/3), 5 µl |  | 1355 | 1 | 1 | 284.61
9221603 | Needles for HPLC,for syringes 1701-1710 | pack of 6 |  | 1355 | 1 | 1 | 75.54
9221607 | Needles KF 722 S (22s/51/2) | pack of 6 |  | 1354 | 1 | 1 | See Cope Price List SY638-30
9221609 | Needles KF 726s (26s/51/2) | pack of 6 | Attention: new Pk qty.! | 1354 | 1 | 1 | See Cope Price List SY638-40
9221620 | Needles KF 720 (20/51/2) | pack of 6 | Attention:new PK qty.! | 1354 | 1 | 1 | 107.92
9221621 | Needles KF 721 (21/51/2) | pack of 6 | Attention:new PK qty.! | 1354 | 1 | 1 | 107.92
9221622 | Needles KF 722 (22/51/2) | Pk qty.=6 | Attention: new Pk qty.! | 1354 | 1 | 1 | 105.84
9221623 | Needles KF 723 (23/51/2) | pack of 6 | Attention:new PK qty.! | 1354 | 1 | 1 | 107.92
9221624 | Needles KF 724 (24/51/2) | pack of 6 | Attention:new PK qty.! | 1354 | 1 | 1 | 107.92
9221625 | Needles KF 725 (25/51/2) | pack of 6 | Attention:new PK qty.! | 1354 | 1 | 1 | 107.92
9221626 | Needles for LT and TLL,length 51 mm,0,47 mm | pack of 6 |  | 1354 | 1 | 1 | 107.92
9221650 | Dosing device for reproducible addition |  |  | 1356 | 1 | 1 | 151.54
9221692 | Needles for RN,length 51 mm,No. 26S | pack of 6 pcs. |  | 1352 | 1 | 1 | See Cope Price List SY636-30
9221693 | Needles for RN,length 51 mm,No. 22S | pack of 6 pcs. |  | 1352 | 1 | 1 | See Cope Price List SY636-20
9221694 | Needles for RN,length 51 mm,No. 22 | pack of 6 pcs. |  | 1352 | 1 | 1 | 76.42
9221695 | Needles for RN,length 51 mm,No. 22S | pack of 6 pcs. |  | 1352 | 1 | 1 | 76.95
9221707 | Needles KF 722s (22s/51/3) | pack of 6 | Attention:new PK qty.! | 1354 | 1 | 1 | 111.41
9221709 | KF needle (26s/51/3) | pack of 6 |  | 1354 | 1 | 1 | 111.41
9221720 | KF needle (20/51/3) | pack of 6 |  | 1354 | 1 | 1 | 111.41
9221721 | KF needle (21/51/3) | pack of 6 |  | 1354 | 1 | 1 | 111.41
9221722 | Needles for LT and TLL,length 51 mm, 0,72 mm |  |  | 1354 | 1 | 1 | 106.32
9221723 | KF needle (23/51/3) | pack of 6 |  | 1354 | 1 | 1 | 111.41
9221724 | KF needle (24/51/3) | pack of 6 |  | 1354 | 1 | 1 | 111.41
9221726 | KF needle (26/51/3) | pack of 6 |  | 1354 | 1 | 1 | 111.41
9221735 | KF needle (25/51/3) | pack of 6 |  | 1354 | 1 | 1 | 111.41
9221801 | Three-layer septa,diam. 6,35mm | pack of 12 |  | 1389 | 1 | 1 | 25.21
9221802 | Three-layer septa,diam. 8,00mm | pack of 12 |  | 1389 | 1 | 1 | 25.14
9221803 | Three-layer septa,diam. 9 mm, pack of 12 |  |  | 1389 | 1 | 1 | 26.15
9221804 | Three-layer septa,diam. 9,50mm | pack of 12 |  | 1389 | 1 | 1 | 23.97
9221805 | Three-layer septa,diam.11mm, pack of 12 |  |  | 1389 | 1 | 1 | 29.38
9221806 | Three-layer septa,diam. 12,70mm | pack of 12 |  | 1389 | 1 | 1 | 39.69
9221807 | Three-layer septa,diam. 11,00mm | pack of 12 |  | 1389 | 1 | 1 | 32.34
9221808 | Three-layer septa,diam. 16,00mm | pack of 12 |  | 1389 | 1 | 1 | 28.1
9221809 | Three-layer septa,diam. 12 mm, pack of 12 |  |  | 1389 | 1 | 1 | 38.03
9221831 | Microlitre syringes 1801 RN | 10 µl (26s/51/2) |  | 1355 | 1 | 1 | 141.71
9221832 | Microlitre syringes 1802 RN | 25 µl (22s/51/2) |  | 1355 | 1 | 1 | 144.64
9221833 | Microlitre syringes 1805 RN | 50 µl (22s/51/2) |  | 1355 | 1 | 1 | 144.64
9221834 | Microlitre syringes 1810 RN | 100 µl (22s/51/2) |  | 1355 | 1 | 1 | 152.54
9221835 | Microlitre syringes 1825 RN | 250 µl (22s/51/2) |  | 1355 | 1 | 1 | 161.39
9221836 | Microlitre syringe 1801 NE |  |  | 1355 | 1 | 1 | 120.06
9221837 | Microlitre syringes 1802 N | 25 µl (22s/51/2) |  | 1355 | 1 | 1 | 126.94
9221838 | Microlitre syringes 1805 N | 50 µl (22s/51/2) |  | 1355 | 1 | 1 | 128.91
9221839 | Microlitre syringes 1810 N | 100 µl (22s/51/2) |  | 1355 | 1 | 1 | 135.8
9221840 | Microlitre syringes 1825 N | 250 µl (22s/51/2) |  | 1355 | 1 | 1 | 143.68
9222021 | All-glass syringes,cap. 1 ml,glass cone,Luer |  |  | 1357 | 1 | 1 | 6.12
9222022 | All-glass syringes,cap. 2 ml,glass cone,Luer |  |  | 1357 | 1 | 1 | 6.22
9222025 | All-glass syringes,cap. 5 ml,glass cone,Luer |  |  | 1357 | 1 | 1 | 6.88
9222030 | All-glass syringes,cap. 10 ml,glass cone,Luer |  |  | 1357 | 1 | 1 | 8.74
9222032 | All-glass syringes,cap. 20 ml,glass cone,Luer |  |  | 1357 | 1 | 1 | 12.64
9222035 | All-glass syringes,cap. 50 ml,glass cone,Luer |  |  | 1357 | 1 | 1 | 29.53
9222061 | All-glass syringes,cap. 1 ml,metal cone,Luer-lock |  |  | 1357 | 1 | 1 | 8.99
9222062 | All-glass syringes,cap. 2 ml,metal cone,Luer-lock |  |  | 1357 | 1 | 1 | 8.99
9222065 | All-glass syringes,cap. 5 ml,metal cone,Luer-lock |  |  | 1357 | 1 | 1 | 9.67
9222070 | All-glass syringes,cap. 10 ml,metal cone,Luer-lock |  |  | 1357 | 1 | 1 | 11.74
9222072 | All-glass syringes,cap. 20 ml,metal cone,Luer-lock |  |  | 1357 | 1 | 1 | 17.48
9222075 | All-glass syringes,cap. 50 ml,metal cone,Luer-lock |  |  | 1357 | 1 | 1 | 31.78
9222221 | Glass-metal syringes,cap. 1 ml,Luer cone |  |  | 1358 | 1 | 1 | #N/A
9222222 | Glass-metal syringes,cap. 2 ml,Luer cone |  |  | 1358 | 1 | 1 | #N/A
9222225 | Glass-metal syringes,cap. 5 ml,Luer cone |  |  | 1358 | 1 | 1 | #N/A
9222230 | Glass-metal syringes,cap. 10 ml,Luer cone |  |  | 1358 | 1 | 1 | #N/A
9222232 | Glass-metal syringes,cap. 20 ml,Luer cone |  |  | 1358 | 1 | 1 | 77.24
9222235 | Glass-metal syringes,cap. 50 ml,Luer cone |  |  | 1358 | 1 | 1 | #N/A
9222242 | Glass-metal syringes,cap. 2 ml,Luer-lock cone |  |  | 1358 | 1 | 1 | #N/A
9222245 | Glass-metal syringes,cap. 5 ml,Luer-lock cone |  |  | 1358 | 1 | 1 | 67.06
9222250 | Glass-metal syringes,cap. 10 ml,Luer-lock cone |  |  | 1358 | 1 | 1 | #N/A
9222252 | Glass-metal syringes,cap. 20 ml,Luer-lock cone |  |  | 1358 | 1 | 1 | #N/A
9222255 |  |  |  | 1358 | 1 | 1 | #N/A
9223110 | Spray cap for 100ml bottles LDPE |  |  | 81 | 1 | 1 | 1.11
9223111 | Wash Heads |  |  | 81 | 1 | 1 | 1.11
9223112 | Spray cap for 250ml bottles LDPE |  |  | 81 | 1 | 1 | 1.23
9223113 | Spray cap LDPE natural colored | for 500ml bottles |  | 81 | 1 | 1 | 1.23
9223114 | Spray cap LDPE natural colored for | 1000ml bottles |  | 81 | 1 | 1 | 1.36
9223120 | Wash heads |  |  | 81 | 1 | 1 | 1.36
9223152 | Spraying bottles,PE/PP,cap. 250 ml |  |  | 92 | 1 | 1 | See Cope Price List BS835-42
9223155 | Spraying bottles,PE/PP,cap. 500 ml |  |  | 92 | 1 | 1 | See Cope Price List BS835-50
9223160 | Spraying bottles,PE/PP,cap. 1000 ml |  |  | 92 | 1 | 1 | See Cope Price List BS835-82
9223162 | Pressure sprayer,PE/PP,cap. 1500 ml |  |  | 92 | 1 | 1 | See Cope Price List WB988-10
9223165 | Delievery nozzle 30 cm long |  |  | 92 | 1 | 1 | See Cope Price List WB988-17
9223166 | Foam nozzle, yellow for spray bottles |  |  | 92 | 1 | 1 | #N/A
9223223 | Washing bottles,PE-LD,cap. 125 ml |  |  | 89 | 1 | 1 | Refer to Cope
9223224 | Washing bottles,PE-LD,cap. 250 ml |  |  | 89 | 1 | 1 | Refer to Cope
9223225 | Washing bottles,PE-LD,cap. 500 ml |  |  | 89 | 1 | 1 | Refer to Cope
9223226 | Washing bottles,PE-LD,cap. 1000 ml |  |  | 89 | 1 | 1 | Refer to Cope
9223231 | FEP washing bottle, cap. 125 ml |  |  | 1115 | 1 | 1 | Refer to Cope
9223232 | FEP washing bottle, cap. 250 ml |  |  | 1115 | 1 | 1 | Refer to Cope
9223233 | FEP washing bottle, cap. 500 ml |  |  | 1115 | 1 | 1 | Refer to Cope
9223234 | FEP washing bottle, cap. 1000 ml |  |  | 1115 | 1 | 1 | Refer to Cope
9223236 | Wide neck washing bottles,PE-LD,cap. 125 ml |  |  | 89 | 1 | 1 | Refer to Cope
9223237 | Wide neck washing bottles,PE-LD,cap. 250 ml |  |  | 89 | 1 | 1 | Refer to Cope
9223238 | Wide neck washing bottles,PE-LD,cap. 500 ml |  |  | 89 | 1 | 1 | Refer to Cope
9223239 | Wide mouth washbottles | 750 ml, LDPE |  | 89 | 1 | 1 | Refer to Cope
9223240 | Wide neck washing bottles,PE-LD,cap. 1000 ml |  |  | 89 | 1 | 1 | Refer to Cope
9223252 | Safety washing bottles,PE-LD,red,cap 250 ml |  |  | 89 | 1 | 1 | Refer to Cope
9223255 | Safety washing bottles,PE-LD,red,cap 500 ml |  |  | 89 | 1 | 1 | Refer to Cope
9223340 | Safety washing bottle 250 ml | narrow neck, PE-LD, GL 25, distilled water | with VENT CAP screw connection | 91 | 1 | 1 | 7.68
9223341 | Safety washing bottle 250 ml | narrow neck, PE-LD, GL 25, methanol | with VENT CAP screw connection | 91 | 1 | 1 | 7.68
9223342 | Safety washing bottle 250 ml | narrow neck, PE-LD, GL 25, isopropanol | with VENT CAP screw connection | 91 | 1 | 1 | 7.68
9223343 | Safety washing bottle 250 ml | narrow neck, PE-LD, GL 25, ethyl acetate | with VENT CAP screw connection | 91 | 1 | 1 | 7.68
9223344 | Safety washing bottle 250 ml | narrow neck, PE-LD, GL 25, ethanol | with VENT CAP screw connection | 91 | 1 | 1 | 7.68
9223345 | Safety washing bottle 250 ml | narrow neck, PP, GL 25, acetone | with VENT CAP screw connection | 91 | 1 | 1 | 9.24
9223346 | Safety washing bottle 500 ml | narrow neck, PE-LD, GL 25, distilled water | with VENT CAP screw connection | 91 | 1 | 1 | 9.04
9223347 | Safety washing bottle 500 ml | narrow neck, PE-LD, GL 25, methanol | with VENT CAP screw connection | 91 | 1 | 1 | 9.04
9223348 | Safety washing bottle 500 ml | narrow neck, PE-LD, GL 25, isopropanol | with VENT CAP screw connection | 91 | 1 | 1 | 9.04
9223349 | Safety washing bottle 500 ml | narrow neck, PE-LD, GL 25, ethyl acetate | with VENT CAP screw connection | 91 | 1 | 1 | 9.04
9223350 | Safety washing bottle 500 ml | narrow neck, PE-LD, GL 25, ethanol | with VENT CAP screw connection | 91 | 1 | 1 | 9.04
9223351 | Safety washing bottle 500 ml | narrow neck, PP, GL 25, acetone | with VENT CAP screw connection | 91 | 1 | 1 | 11.16
9223354 | Safety washing bottle 500 ml | narrow neck, PP, GL 25, methyl ethyl ketone | with VENT CAP screw connection | 91 | 1 | 1 | 11.16
9223355 | Safety washing bottle 1000 ml | narrow neck, PE-LD, GL 32, distilled water | with VENT CAP screw connection | 91 | 1 | 1 | 11.08
9223356 | Safety washing bottle 1000 ml | narrow neck, PE-LD, GL 32, methanol | with VENT CAP screw connection | 91 | 1 | 1 | 11.08
9223357 | Safety washing bottle 1000 ml | narrow neck, PE-LD, GL 32, isopropanol | with VENT CAP screw connection | 91 | 1 | 1 | 11.08
9223358 | Safety washing bottle 1000 ml | narrow neck, PE-LD, GL 32, ethyl acetate | with VENT CAP screw connection | 91 | 1 | 1 | 11.08
9223359 | Safety washing bottle 1000 ml | narrow neck, PE-LD, GL 32, ethanol | with VENT CAP screw connection | 91 | 1 | 1 | 11.08
9223360 | Safety washing bottle 1000 ml | narrow neck, PP, GL 32, acetone | with VENT CAP screw connection | 91 | 1 | 1 | 13.07
9223370 | Safety washing bottle 250 ml | wide neck, PE-LD, GL 45, distilled water | with VENT CAP screw connection | 90 | 1 | 1 | 8.19
9223371 | Safety washing bottle 250 ml | wide neck, PE-LD, GL 45, methanol | with VENT CAP screw connection | 90 | 1 | 1 | 8.19
9223372 | Safety washing bottle 250 ml | wide neck, PE-LD, GL 45, isopropanol | with VENT CAP screw connection | 90 | 1 | 1 | 8.19
9223373 | Safety washing bottle 250 ml | wide neck, PE-LD, GL 45, ethyl acetate | with VENT CAP screw connection | 90 | 1 | 1 | 8.19
9223374 | Safety washing bottle 250 ml | wide neck, PE-LD, GL 45, ethanol | with VENT CAP screw connection | 90 | 1 | 1 | 8.19
9223375 | Safety washing bottle 250 ml | wide neck, PP, GL 45, acetone | with VENT CAP screw connection | 90 | 1 | 1 | 10.43
9223376 | Safety washing bottle 500 ml | wide neck, PE-LD, GL 45, distilled water | with VENT CAP screw connection | 90 | 1 | 1 | 9.85
9223377 | Safety washing bottle 500 ml | wide neck, PE-LD, GL 45, methanol | with VENT CAP screw connection | 90 | 1 | 1 | 9.85
9223378 | Safety washing bottle 500 ml | wide neck, PE-LD, GL 45, isopropanol | with VENT CAP screw connection | 90 | 1 | 1 | 9.85
9223379 | Safety washing bottle 500 ml | wide neck, PE-LD, GL 45, ethyl acetate | with VENT CAP screw connection | 90 | 1 | 1 | 9.85
9223380 | Safety washing bottle 500 ml | wide neck, PE-LD, GL 45, ethanol | with VENT CAP screw connection | 90 | 1 | 1 | 9.85
9223381 | Safety washing bottle 500 ml | wide neck, PP, GL 45, acetone | with VENT CAP screw connection | 90 | 1 | 1 | 12.19
9223384 | Safety washing bottle 500 ml | wide neck, PP, GL 45, methyl ethyl ketone | with VENT CAP screw connection | 90 | 1 | 1 | 12.19
9223385 | Safety washing bottle 1000 ml | wide neck, PE-LD, GL 63, distilled water | with VENT CAP screw connection | 90 | 1 | 1 | 12.49
9223386 | Safety washing bottle 1000 ml | wide neck, PE-LD, GL 63, methanol | with VENT CAP screw connection | 90 | 1 | 1 | 12.49
9223387 | Safety washing bottle 1000 ml | wide neck, PE-LD, GL 63, isopropanol | with VENT CAP screw connection | 90 | 1 | 1 | 12.49
9223388 | Safety washing bottle 1000 ml | wide neck, PE-LD, GL 63, ethyl acetate | with VENT CAP screw connection | 90 | 1 | 1 | 12.49
9223389 | Safety washing bottle 1000 ml | wide neck, PE-LD, GL 63, ethanol | with VENT CAP screw connection | 90 | 1 | 1 | 12.49
9223390 | Safety washing bottle 1000 ml | wide neck, PP, GL 63, acetone | with VENT CAP screw connection | 90 | 1 | 1 | 15.11
9223391 | Safety washing bottle 500 ml | wide neck, PE-LD, GL 45, n-hexane, | with VENT CAP screw connection | 90 | 1 | 1 | 12.11
9223392 | Safety washing bottle 500 ml | wide neck, PP, GL 45, n-heptane, | with VENT CAP screw connection | 90 | 1 | 1 | 12.11
9223393 | Safety washing bottle 500 ml | wide neck, PE-LD, GL 45, tetrahydrofurane(THF), | with VENT CAP screw connection | 90 | 1 | 1 | 12.11
9223394 | Safety washing bottle 500 ml | wide neck, PE-LD, GL 45, tuluol, | with VENT CAP screw connection | 90 | 1 | 1 | 12.11
9223395 | Safety wash-bottle 500 ml | wide neck, PE-LD, GL 45, Xylol, | with VENT-CAP closure | 90 | 1 | 1 | 9.85
9223397 | Safety wah-bottle 500 ml | wide-neck, PE-LD, GL 45, Pentan, | with VENT-CAP closure | 90 | 1 | 1 | 12.24
9223400 | VENT CAP screw connection | with Squirt pipe, PP, | for thread GL 25 | 90 | 1 | 1 | 5.04
9223401 | VENT CAP screw connection | with Squirt pipe, PP, | for thread GL 32 | 90 | 1 | 1 | 5.29
9223402 | VENT CAP screw connection | with Squirt pipe, PP, | for thread GL 45 | 90 | 1 | 1 | 5.62
9223403 | VENT CAP screw connection | with Squirt pipe, PP, | for thread GL 63 | 90 | 1 | 1 | 6.04
9223491 | LLG-Safety vented wash bottle 500ml | Acetone, | with pressure control valve, LDPE | 88 | 1 | 1 | 6.98
9223492 | LLG-Safety vented wash bottle 500ml | Methanol, | with pressure control valve, LDPE | 88 | 1 | 1 | 6.98
9223493 | LLG-Safety vented wash bottle 500ml | Isopropanol, | with pressure control valve, LDPE | 88 | 1 | 1 | 6.98
9223494 | LLG-Safety vented wash bottle 500ml | Ethanol, | with pressure control valve, LDPE | 88 | 1 | 1 | 6.98
9223500 | LLG-Wash bottle 100 ml | PE, narrow-neck |  | 87 | 1 | 1 | 1.54
9223501 | LLG-Wash-bottle 250 ml | PE, narrow-neck |  | 87 | 1 | 1 | 1.86
9223502 | LLG-Wash-bottle 500 ml | PE, narrow-neck |  | 87 | 1 | 1 | 2.44
9223503 | LLG-Wash-bottle 1000 ml | PE, narrow-neck |  | 87 | 1 | 1 | 3.1
9223504 | LLG-Safety wash bottle 500 ml | wide-neck, Acetone, LDPE |  | 87 | 1 | 1 | 5.54
9223505 | LLG-Safety wash bottle 500 ml | wide-neck, Distilled water, LDPE |  | 87 | 1 | 1 | 5.29
9223506 | LLG-Safety wash bottle 500 ml | wide-neck, Ethanol, LDPE |  | 87 | 1 | 1 | 5.29
9223507 | LLG-Safety wash bottle 500 ml | wide-neck, Isopropanol, LDPE |  | 87 | 1 | 1 | 5.29
9223508 | LLG-Safety wash bottle 500 ml | wide-neck, Methanol, LDPE |  | 87 | 1 | 1 | 5.29
9223701 | Pressure regulators,oxygen,0-10 / 16 bar |  |  | 269 | 1 | 1 | 84.38
9223705 | Gas cylinder regulators, type 604 | acetylene, 0-1,5/2,5 bar |  | 269 | 1 | 1 | 88.83
9223710 | Pressure regulators,carbon dioxide,0-10 / 16 bar |  |  | 269 | 1 | 1 | 88.83
9223721 | Pressure regulators,compressed air,0-10 / 16 bar |  |  | 269 | 1 | 1 | 88.83
9223722 | Gas cylinder regulators, type 6008 | compressed air, 0-20/40 bar |  | 269 | 1 | 1 | 144.95
9223730 | Pressure regulators,hydrogen,0-1.5 / 2.5 bar |  |  | 269 | 1 | 1 | 88.83
9223731 | Pressure regulators,hydrogen,0-10 / 16 bar |  |  | 269 | 1 | 1 | 88.83
9223741 | Pressure regulators, nitrogen | 0-10 / 16 bar |  | 269 | 1 | 1 | 88.83
9223742 | Pressure regulators, nitrogen | 0-20 / 40 bar |  | 269 | 1 | 1 | 94.37
9223751 | Pressure regulators,propane,0-1.5 / 2.5 bar | 610 |  | 269 | 1 | 1 | 88.83
9223752 | Pressure reducer type 655 | 0-1,5/2,5 propane |  | 269 | 1 | 1 | 88.83
9223756 | Pressure regulators,helium,0-4 / 6 bar |  |  | 269 | 1 | 1 | 88.83
9223771 | Pressure regulators,testing gas,0-10 / 16 bar |  |  | 269 | 1 | 1 | 88.83
9223791 | Gas cylinder regulators, type 620 | nitrous oxide, 0-10/16 bar |  | 269 | 1 | 1 | 88.83
9223900 | Ring with bosshead, O.D.:100mm | ring of steel with bosshead of malleable, | powder coated | 168 | 1 | 1 | 17.08
9223901 | Ring with bosshead, O.D.:130mm | ring of steel with bosshead of malleable, | powder coated | 168 | 1 | 1 | 18.74
9223902 | Double bosshead to DIN 12895, 20mm, | mealleable iron, powder coated, | M8 brass nickelplated thumb screws | 170 | 1 | 1 | 12.24
9223904 | Multi-purpose bosshead, light alloy, | 16mm, M8 brass nickelplated thumb srews |  | 171 | 1 | 1 | 14.21
9223905 | Hook bosshead, stainless steel | with brass pressure block, | opening to 13mm | 171 | 1 | 1 | 17.08
9223906 | Hook bosshead, steel | powder coated, with brass pressure block, | opening to 13mm | 171 | 1 | 1 | 8.46
9223907 | Condenser clamp, with movable rod, | malleable iron, powder coated, | opening to 85mm | 174 | 1 | 1 | 26.3
9223915 | Burette clamp, malleable iron, | powder coated, for 1 burette |  | 174 | 1 | 1 | 12.39
9223916 | Burette clamp with bosshead, | neckelplated brass, | for 1 burette | 174 | 1 | 1 | 25.24
9223917 | Burette clamp with bosshead, | nickelplated brass, | for 2 burettes | 174 | 1 | 1 | 29.85
9223918 | Buretten roller clamp | steel, powder coated, | with bosshead, for 1 burette | 174 | 1 | 1 | 27.96
9223919 | Burette roller clamp | steel, powder coated, | with bosshead, for 2 burettes | 174 | 1 | 1 | 36.65
9224000 | Floor stand BS 1, 1000 mm length | with angle foot, side length 600 mm | rod Ø 34 mm | 451 | 1 | 1 | 442.64
9224026 | H-Stand R 2722 |  |  | 449 | 1 | 1 | See Cope Price List MT492-08
9224028 | Telescopic stand R 2723 |  |  | 449 | 1 | 1 | Refer to Cope
9224031 | Plate stand R 1825, 56 cm |  |  | 449 | 1 | 1 | Refer to Cope
9224032 | Plate stand R 1826, 80 cm |  |  | 449 | 1 | 1 | See Cope Price List MT468-22
9224033 | Plate stand R 1827, 100 cm |  |  | 449 | 1 | 1 | Refer to Cope
9224041 | Stand base 315x200x6 mm | steel, varnished, | thread M10, 1 adjustable foot | 167 | 1 | 1 | 41.87
9224042 | Stand base 210x130x8 mm | steel, varnished, | thread M10, 1 adjustable foot | 167 | 1 | 1 | 24.22
9224043 | Stand base 250x160x8 mm | steel, varnished, | thread M10, 1 adjustable foot | 167 | 1 | 1 | 33.62
9224044 | Stand base 315x200x8 mm | steel, varnished, | thread M10, 1 adjustable foot | 167 | 1 | 1 | 52.24
9224045 | Stand base 315x200x10 mm | steel, varnished, | thread M10, 1 adjustable foot | 167 | 1 | 1 | 66.26
9224051 | Tripod stand,without rod,lacquered cast iron | length 115 mm |  | 167 | 1 | 1 | 21.48
9224054 | Tripod stand,without rod,lacquered cast iron | length 150 mm |  | 167 | 1 | 1 | 24.43
9224115 | Support rod,steel,galvanized,12 mm o.d.,M10 thread | length 1500 mm |  | 168 | 1 | 1 | 18.94
9224126 | Support rod,steel,galvanized,12 mm o.d. | without thread,length 600 mm |  | 168 | 1 | 1 | 7.83
9224127 | Support rod,steel,galvanized,12 mm o.d. | without thread,length 750 mm |  | 168 | 1 | 1 | 9.57
9224130 | Support rod,steel,galvanized,12 mm o.d. | without thread,length 1000 mm |  | 168 | 1 | 1 | 11.28
9224135 | Support rod,steel,galvanized,12 mm o.d. | without thread,length 1500 mm |  | 168 | 1 | 1 | 16.72
9224226 | Support rods,18/8 steel,12 mm o.d.,without thread | length 600 mm |  | 168 | 1 | 1 | 22.74
9224227 | Support rods,18/8 steel,12 mm o.d.,without thread | length 750 mm |  | 168 | 1 | 1 | 26.77
9224230 | Support rods,18/8 steel,12 mm o.d.,without thread | length 1000 mm |  | 168 | 1 | 1 | 29.36
9224252 | Double bosshead 16,5 mm, with thumb screw | angle 90°, 18/10-steel |  | 169 | 1 | 1 | 55.37
9224253 | Swivilling bosshead,18/8 steel,range 16 mm |  |  | 169 | 1 | 1 | 102.97
9224254 | Double bosshead 16,5 mm, with thumb screw | angle 90°, annealed cast iron chromium plated |  | 169 | 1 | 1 | 8.14
9224258 | Cross bossheads 16.5 mm, type 1 | 18/10 stainless steel |  | 169 | 1 | 1 | 63.49
9224263 | Cross bosshead 16.5 mm, type 1 | angle 90+180°, 18/10 steel |  | 169 | 1 | 1 | 61.98
9224264 | Cross bosshead Malleable cast iron | 16,5mm, Typ 1 |  | 169 | 1 | 1 | 9.75
9224266 | Boss head clamp R 271 |  |  | 449 | 1 | 1 | SR768-14
9224267 | Scaffold bosshead, 13 mm, type 1 | angle 90°, malleable cast iron |  | 171 | 1 | 1 | 8.54
9224268 | Cross bossheads 16.5 mm, with thumb screw | angle 90+180°, aluminium |  | 169 | 1 | 1 | 14.21
9224269 | Cross bossheads 27 mm, type 1 | aluminium alloy |  | 169 | 1 | 1 | 27.62
9224274 | Cross bosshead | Labomeca type 2 |  | 170 | 1 | 1 | 14.91
9224278 | Bosshead, cast steel |  |  | 170 | 1 | 1 | 12.32
9224284 | Hook clamp, 13 mm, | angle 90°, steel electroplated |  | 136 | 1 | 1 | 11.28
9224289 | Hook bosshead 13 mm, | angle 90°, 18/10-steel |  | 136 | 1 | 1 | 26.3
9224291 | Bosshead 16.5 mm, type 1 | angle 90°, aluminium |  | 169 | 1 | 1 | 11.76
9224292 | Bosshead R 182, 6-16mm |  |  | 449 | 1 | 1 | See Cope Price List SR753-09
9224293 | R 270 Boss head clamp |  |  | 449 | 1 | 1 | Refer to Cope
9224307 | Micro terminal, zinc die casting, | powder coated. DIN 12894, Form A. | Square jaws, clamping range 10 - 25 mm | 173 | 1 | 1 | 10.3
9224310 | Micro clamp type 1, 15 mm | 150x10 mm, finger with cork, | 18/10 stainless steel | 173 | 1 | 1 | 23.44
9224311 | Micro clamp type 2, 15 mm | 150x10 mm, finger with cork, | 18/10 stainless steel | 173 | 1 | 1 | 23.44
9224312 | Micro clamp type 3, 0-20 mm | 150x10 mm, finger with silicone, | 18/10 stainless steel | 173 | 1 | 1 | 31.04
9224320 | Burette and thermometer clamp | 0-25mm jaw opening |  | 173 | 1 | 1 | 23.8
9224322 | Burette and thermometer clamp | 0-25mm jaw opening |  | 173 | 1 | 1 | 22.16
9224330 | Micro clamps, annealed cast iron | range 15mm, round jaws with cork |  | 173 | 1 | 1 | 14.61
9224401 | Universal clamp 250 mm | 2 prongs, jaw width 0 - 50 mm | brackets PVC coated, with swivel mechanism | 171 | 1 | 1 | 27.66
9224425 | Clamps,18/8-steel,w/o.bosshead,round jaws | range 25 mm |  | 172 | 1 | 1 | 23.44
9224440 | Clamps,18/8-steel,w/o.bosshead,round jaws | range 40 mm |  | 172 | 1 | 1 | 25.73
9224445 | Retort clamp, 3-prong | 18/8 steel |  | 172 | 1 | 1 | 119.55
9224448 | Retort clamp 150 mm, 4 prongs | type 1, 0-120 mm, 18/10 steel, | prongs with Silicone-coating | 173 | 1 | 1 | 125.65
9224460 | Clamps,18/8-steel,w/o.bosshead,round jaws | range 60 mm |  | 172 | 1 | 1 | 28.46
9224470 | Retort clamp 150x12mm, round jaws with cork | range 25mm, annealed cast iron electroplated |  | 172 | 1 | 1 | 13.42
9224471 | Retort clamp 150x12mm, round jaws with cork | range 40mm, annealed cast iron electroplated |  | 172 | 1 | 1 | 16.04
9224472 | Retort clamp 150x12mm, round jaws with cork | range 60mm, annealed cast iron electroplated |  | 172 | 1 | 1 | 16.82
9224501 | Universal clamps | 0-80mm aluminium |  | 173 | 1 | 1 | 15.04
9224502 | Universal clamp 18/10-Steel | range 1,5 - 80 mm, finger with cork |  | 173 | 1 | 1 | 117.22
9224761 | Strap clamp RH 3 |  |  | 449 | 1 | 1 | See Cope Price List MT468-33
9224762 | Clamp holder with bosshead | RH 5 (old RH4) |  | 449 | 1 | 1 | Refer to Cope
9225027 | Rings,st.steel,w/o.bosshead,diam.70 mm |  |  | 168 | 1 | 1 | 14.71
9225030 | Rings,st.steel,w/o.bosshead,diam.100 mm |  |  | 168 | 1 | 1 | 17.45
9225033 | Rings,st.steel,w/o.bosshead,diam.130 mm |  |  | 168 | 1 | 1 | 21.33
9225081 | Support ring 70 mm, with bushing | steel electroplated |  | 168 | 1 | 1 | 17.28
9226650 | Test sieve 200 x 50 mm, 20 µm |  |  | 544 | 1 | 1 | 736.04
9226651 | Test sieve 200 x 50 mm, 25 µm |  |  | 544 | 1 | 1 | 406.05
9226652 | Test sieve 200 x 50 mm, 32 µm |  |  | 544 | 1 | 1 | 235.62
9226653 | Test sieve 200 x 50 mm, 36 µm |  |  | 544 | 1 | 1 | 235.62
9226654 | Test sieve 200 x 50 mm, 38 µm |  |  | 544 | 1 | 1 | 235.62
9226655 | Test sieve 200 x 50 mm, 40 µm |  |  | 544 | 1 | 1 | 179.04
9226656 | Test sieve DIN ISO 3310/1 | 45µm 200x50mm |  | 544 | 1 | 1 | 179.04
9226657 | Test sieves 200x50mm | mesh size 50µm |  | 544 | 1 | 1 | 150.44
9226658 | Test sieve 200 x 50 mm, 53 µm |  |  | 544 | 1 | 1 | 150.44
9226659 | Test sieve 200 x 50 mm, 56 µm |  |  | 544 | 1 | 1 | 135.52
9226660 | Test sieves 200x50mm | mesh size 63µm |  | 544 | 1 | 1 | 118.11
9226661 | Test sieves 200x50mm | mesh size 71µm |  | 544 | 1 | 1 | 118.11
9226662 | Test sieves 200x50mm mesh size 75µm |  |  | 544 | 1 | 1 | 118.11
9226663 | Test sieve 200 x 50 mm, 80 µm |  |  | 544 | 1 | 1 | 118.11
9226664 | Test sieve 200 x 50 mm, 90 µm |  |  | 544 | 1 | 1 | 118.11
9226665 | Test sieves 200x50 mm, Mesh size 100µm |  |  | 544 | 1 | 1 | 118.11
9226666 | Test sieve 200 x 50 mm, 106 µm |  |  | 544 | 1 | 1 | 118.11
9226667 | Test sieve 200 x 50 mm, 112 µm |  |  | 544 | 1 | 1 | 118.11
9226668 | Test sieves DIN ISO 3310/1 | 125µm 200x50mm |  | 544 | 1 | 1 | 118.11
9226669 | Test sieves 200x50mm | mesh size 140µm |  | 544 | 1 | 1 | 118.11
9226670 | Test sieves 200x50mm | mesh size 150µm |  | 544 | 1 | 1 | 118.11
9226671 | Test sieve 200 x 50 mm, | mesh size 160µm |  | 544 | 1 | 1 | 118.11
9226672 | Test sieves 200x50mm | mesh size 180µm |  | 544 | 1 | 1 | 118.11
9226673 | Test sieves 200x50mm, Mesh size 200µm |  |  | 544 | 1 | 1 | 118.11
9226674 | Test sieve 200 x 50 mm, 212 µm |  |  | 544 | 1 | 1 | 118.11
9226675 | Test sieve 200 x 50 mm, | mesh size 224µm |  | 544 | 1 | 1 | 118.11
9226676 | Test sieves 200x50mm | mesh size 250µm |  | 544 | 1 | 1 | 118.11
9226677 | Test sieve 200 x 50 mm, | mesh size 280µm |  | 544 | 1 | 1 | 118.11
9226678 | Analysis sieves 200x50mm | mesh size 300µm |  | 544 | 1 | 1 | 118.11
9226679 | Test sieve 200 x 50 mm, 315 µm |  |  | 544 | 1 | 1 | 118.11
9226680 | Test sieves 200x50 mm | mesh size 355µm |  | 544 | 1 | 1 | 118.11
9226681 | Test sieves 200x50mm | mesh size 400µm |  | 544 | 1 | 1 | 118.11
9226682 | Test sieves 200x50mm | mesh size 425µm |  | 544 | 1 | 1 | 118.11
9226683 | Test sieve 200 x 50 mm, | mesh size 450µm |  | 544 | 1 | 1 | 118.11
9226684 | Test sieves, 200x50mm | mesh size 500µm |  | 544 | 1 | 1 | 118.11
9226685 | Test sieve 200 x 50 mm, 560 µm |  |  | 544 | 1 | 1 | 120.59
9226686 | Test sieves 200x50mm | mesh size 600µm |  | 544 | 1 | 1 | 120.59
9226687 | Test sieve 200 x 50 mm, 630 µm |  |  | 544 | 1 | 1 | 120.59
9226688 | Test sieve 200 x 50 mm, | mesh size 710µm |  | 544 | 1 | 1 | 120.59
9226689 | Test sieve 200 x 50 mm, 800 µm |  |  | 544 | 1 | 1 | 120.59
9226690 | Test sieves 200x50mm | mesh size 850µm |  | 544 | 1 | 1 | 120.59
9226691 | Test sieve 200 x 50 mm, 900 µm |  |  | 544 | 1 | 1 | 120.59
9226692 | Test sieves 200x50 | mesh size 1,00mm |  | 545 | 1 | 1 | 126.81
9226693 | Test sieve 200 x 50 mm | Mesh size 1,12 mm |  | 545 | 1 | 1 | 126.81
9226694 | Test sieves 200x50mm | mesh size 1,18mm |  | 545 | 1 | 1 | 126.81
9226695 | Test sieve 200 x 50 mm | Mesh size 1,25 mm |  | 545 | 1 | 1 | 126.81
9226696 | Test sieve 200 x 50 mm | Mesh size 1,40 mm |  | 545 | 1 | 1 | 126.81
9226697 | Test sieve 200 x 50 mm | Mesh size 1,60 mm |  | 545 | 1 | 1 | 126.81
9226698 | Test sieves 200x50 | mesh size 1,70mm |  | 545 | 1 | 1 | 126.81
9226699 | Test sieves 200x50mm | mesh size 1,80mm |  | 545 | 1 | 1 | 126.81
9226700 | Test sieves 200x50mm | mesh size 2 mm |  | 545 | 1 | 1 | 126.81
9226701 | Test sieve 200 x 50 mm | Mesh size 2,24 mm |  | 545 | 1 | 1 | 126.81
9226702 | Test sieves 200x50mm | mesh size 2,36mm |  | 545 | 1 | 1 | 126.81
9226703 | Test sieves 200x50mm | mesh size 2,50mm |  | 545 | 1 | 1 | 126.81
9226704 | Test sieves 200x50mm | mesh size 2,80mm |  | 545 | 1 | 1 | 149.19
9226705 | Test sieves 200x50mm | mesh size 3,15mm |  | 545 | 1 | 1 | 149.19
9226706 | Test sieve3s 200x50mm | mesh size 3,35mm |  | 545 | 1 | 1 | 149.19
9226707 | Test sieves 200x50mm | mesh sizes 3,55mm |  | 545 | 1 | 1 | 149.19
9226708 | Test sieves 200x50mm | mesh size 4,00mm |  | 545 | 1 | 1 | 149.19
9226709 | Test sieves 200x50mm | mesh sizes 4,50mm |  | 545 | 1 | 1 | 149.19
9226710 | Test sieves 200x50mm | mesh sizes 4,75mm | 9226714 | 545 | 1 | 1 | 149.19
9226711 | Test sieves 200x50mm | mesh size 5,00mm |  | 545 | 1 | 1 | 149.19
9226712 | Test sieves 200x50 | mesh size 5,6mm |  | 545 | 1 | 1 | 149.19
9226713 | Test sieves 200x50 | mesh size 6,3mm |  | 545 | 1 | 1 | 149.19
9226714 | Test sieves 200x50mm | mesh sizes 6,70mm |  | 545 | 1 | 1 | 149.19
9226715 | Test sieves 200x50mm | mesh sizes 7,10mm |  | 545 | 1 | 1 | 149.19
9226716 | Test sieves, 200x50mm | mesh size 8mm |  | 545 | 1 | 1 | 149.19
9226717 | Test sieves 200x50mm | mesh size 9,00mm |  | 545 | 1 | 1 | 149.19
9226718 | Test sieves 200x50mm | mesh size 9,50mm |  | 545 | 1 | 1 | 149.19
9226719 | Test sieves 200x50mm | mesh size 10mm |  | 545 | 1 | 1 | 175.3
9226720 | Test sieves 200x50 | mesh size 11,2mm |  | 545 | 1 | 1 | 175.3
9226721 | Test sieves 200x50mm | mesh size 12,50mm |  | 545 | 1 | 1 | 175.3
9226722 | Test sieves 200x50mm | mesh size 13,20mm |  | 545 | 1 | 1 | 175.3
9226723 | Test sieves 200x50mm | mesh size 14,00mm |  | 545 | 1 | 1 | 175.3
9226724 | Test sieves 200x50mm | mesh size 16mm |  | 545 | 1 | 1 | 175.3
9226725 | Test sieves 200x50mm | mesh size 18,00mm |  | 545 | 1 | 1 | 175.3
9226726 | Test sieves 200x50mm | mesh sizes 19,00mm |  | 545 | 1 | 1 | 175.3
9226727 | Test sieves 200x50mm | mesh size 20mm |  | 545 | 1 | 1 | 175.3
9226728 | Test sieves 200x50mm | mesh sizes 22,40mm |  | 545 | 1 | 1 | 175.3
9226729 | Test sieves 200x50mm | mesh sizes 25,00mm |  | 545 | 1 | 1 | 175.3
9226730 | Test sieves 200x50mm | mesh size 26,50mm |  | 545 | 1 | 1 | 175.3
9226731 | Test sieves 200x50mm | mesh sizes 28,00mm |  | 545 | 1 | 1 | 175.3
9226732 | Test sieves 200x50mm | mesh size 31,5mm |  | 545 | 1 | 1 | 181.52
9226733 | Test sieves 200x50mm | mesh sizes 35,50mm |  | 545 | 1 | 1 | 181.52
9226734 | Test sieves 200x50mm | mesh sizes 37,50mm |  | 545 | 1 | 1 | 181.52
9226735 | Test sieves 200x50mm | mesh sizes 40,00mm |  | 545 | 1 | 1 | 181.52
9226736 | Test sieves 200x50mm | mesh sizes 45,00mm |  | 545 | 1 | 1 | 181.52
9226737 | Test sieves 200x50mm | mesh sizes 50,00mm |  | 545 | 1 | 1 | 181.52
9226738 | Test sieves 200x50mm | mesh sizes 53,00mm |  | 545 | 1 | 1 | 181.52
9226739 | Test sieves 200x50mm | mesh size 56,00mm |  | 545 | 1 | 1 | 181.52
9226740 | Test sieves 200x50mm | mesh size 63,00mm |  | 545 | 1 | 1 | 181.52
9226741 | Test sieves 200x50mm | mesh size 71,00mm |  | 545 | 1 | 1 | 181.52
9226742 | Test sieves 200x50mm | mesh size 75,00mm |  | 545 | 1 | 1 | 181.52
9226743 | Test sieves 200x50mm | mesh size 80,00mm |  | 545 | 1 | 1 | 181.52
9226744 | Test sieves 200x50mm | mesh size 90,00mm |  | 545 | 1 | 1 | 181.52
9226745 | Test sieves 200x50mm | mesh size 100,00mm |  | 545 | 1 | 1 | 181.52
9226746 | Test sieves 200x50mm | mesh size 106,00mm |  | 545 | 1 | 1 | 181.52
9226747 | Test sieves 200x50mm | mesh size 112,00mm |  | 545 | 1 | 1 | 181.52
9226748 | Test sieves 200x50mm | mesh size 125,00mm |  | 545 | 1 | 1 | 181.52
9229990 | Hexagonal stopper NS 14/23 | Boro 3.3 |  | 608 | 1 | 1 | 1.51
9229991 | Hexagonal stopper NS 19/26 | Boro 3.3 |  | 608 | 1 | 1 | 1.86
9229992 | Hexagonal stopper NS 29/32 | Boro 3.3 |  | 608 | 1 | 1 | 4.71
9230002 | Hollow Stoppers, Hexagonal Plate, Pointed Bottom , | NS 7/16 |  | 609 | 1 | 1 | 2.57
9230003 | Hollow Stoppers, Hexagonal Plate, Pointed Bottom , | NS 10/19 |  | 609 | 1 | 1 | 1.56
9230004 | Hollow Stoppers, Hexagonal Plate, Pointed Bottom , | NS 12/21 |  | 609 | 1 | 1 | 1.59
9230006 | Hollow Stoppers, Hexagonal Plate, Pointed Bottom , | NS 14/23 |  | 609 | 1 | 1 | 1.66
9230007 | Hollow Stoppers, Hexagonal Plate, Pointed Bottom , | NS 19/26 |  | 609 | 1 | 1 | 2.32
9230009 | Hollow Stoppers, Hexagonal Plate, Pointed Bottom , | NS 29/32 |  | 609 | 1 | 1 | 3.32
9230012 | Hollow Stoppers, Hexagonal Plate, Pointed Bottom , | NS 45/40 |  | 609 | 1 | 1 | 14.46
9230053 | Glass stopper NS 10/19 | octagonal, DURAN®, solid |  | 609 | 1 | 1 | 9.29
9230054 | Glass stopper NS 12/21 | octagonal, boro 3.3, solid |  | 609 | 1 | 1 | Refer to Cope
9230056 | Glass stopper NS 14/23 | octagonal, boro 3.3, solid |  | 609 | 1 | 1 | Refer to Cope
9230057 | Glass stopper NS 19/26 | octagonal, boro 3.3, solid |  | 609 | 1 | 1 | Refer to Cope
9230058 | Glass stopper NS 24/29 | octagonal, boro 3.3, solid |  | 609 | 1 | 1 | Refer to Cope
9230059 | Glass stopper NS 29/32 | octagonal, boro 3.3, semi-hollow |  | 609 | 1 | 1 | Refer to Cope
9230061 | Glass stopper NS 34/35 | octagonal, boro 3.3, semi-hollow |  | 609 | 1 | 1 | Refer to Cope
9230062 | Glass stopper NS 45/40 | octagonal, DURAN®, semi-hollow |  | 609 | 1 | 1 | 17.4
9230107 | Stoppers,PE,NS 7/16 |  |  | 608 | 1 | 1 | 0.3
9230110 | Stoppers,PE,NS 10/19 |  |  | 608 | 1 | 1 | 0.4
9230112 | Stoppers,PE,NS 12/21 |  |  | 608 | 1 | 1 | 0.45
9230114 | Stoppers,PE,NS 14/23 |  |  | 608 | 1 | 1 | 0.43
9230119 | Stoppers,PE,NS 19/26 |  |  | 608 | 1 | 1 | 0.6
9230124 | Stoppers,PE,NS 24/29 |  |  | 608 | 1 | 1 | 0.63
9230129 | Stoppers,PE,NS 29/32 |  |  | 608 | 1 | 1 | 0.73
9230145 | Stoppers,PE,NS 45/40 |  |  | 608 | 1 | 1 | 1.79
9230160 | Stoppers,PE,NS 60/46 |  |  | 608 | 1 | 1 | 2.37
9230161 | Conical stoppers NS 7/16 | PE, violet, Ø 5,9 mm |  | 608 | 1 | 1 | 1.01
9230162 | Conical stoppers NS 10/19 | PE, blue, Ø 8,1 mm |  | 608 | 1 | 1 | 1.01
9230163 | Conical stoppers NS 12/21 | PE, green, Ø 10,4 mm |  | 608 | 1 | 1 | 1.01
9230164 | Conical stoppers NS 17/23 | PE, brown, Ø 12,2 mm |  | 608 | 1 | 1 | 1.01
9230165 | Conical stoppers NS 19/26 | PE, yellow, Ø 16,4 mm |  | 608 | 1 | 1 | 1.21
9230166 | Conical stoppers NS 24/29 | PE, red, Ø 21,1 mm |  | 608 | 1 | 1 | 1.61
9230167 | Conical stoppers NS 29/32 | PE, black, Ø 25,8 mm |  | 608 | 1 | 1 | 1.81
9230168 | Conical stoppers NS 34/35 | PE, white, Ø 30,9 mm |  | 608 | 1 | 1 | 2.42
9230203 | Rubber stoppers, 3,5 x 6,5 x 15 mm high |  |  | 29 | 1 | 1 | 0.1
9230205 | Rubber stoppers, 5 x 9 x 20 mm high |  |  | 29 | 1 | 1 | 0.1
9230208 | Rubber stoppers, 8 x 12 x 20 mm high |  |  | 29 | 1 | 1 | 0.15
9230210 | Rubber stoppers, 10,5 x 14,5 x 20 mm high |  |  | 29 | 1 | 1 | 0.15
9230212 | Rubber stoppers, 12,5 x 16,5 x 20 mm high |  |  | 29 | 1 | 1 | 0.18
9230214 | Rubber stoppers, 14 x 18 x 20 mm high |  |  | 29 | 1 | 1 | 0.2
9230217 | Rubber stoppers, 17 x 22 x 25 mm high |  |  | 29 | 1 | 1 | 0.35
9230218 | Rubber stoppers, 18 x 24 x 30 mm high |  |  | 29 | 1 | 1 | 0.43
9230221 | Rubber stoppers, 21 x 27 x 30 mm high |  |  | 29 | 1 | 1 | 0.58
9230223 | Rubber stoppers, 23 x 29 x 30 mm high |  |  | 29 | 1 | 1 | 0.76
9230226 | Rubber stopper, 26 x 32 x 30 mm high |  |  | 29 | 1 | 1 | 0.96
9230229 | Rubber stoppers, 29 x 35 x 30 mm high |  |  | 29 | 1 | 1 | 1.11
9230231 | Rubber stoppers, 31 x 38 x 35 mm high |  |  | 29 | 1 | 1 | 1.46
9230236 | Rubber stoppers, 36 x 44 x 40 mm high |  |  | 29 | 1 | 1 | 1.91
9230241 | Rubber stoppers, 41 x 49 x 40 mm high |  |  | 29 | 1 | 1 | 2.37
9230247 | Rubber stopper, 47 x 55 x 40 mm high |  |  | 29 | 1 | 1 | 3.32
9230250 | Rubber stoppers, 50,5 x 59,5 x 45 mm high |  |  | 29 | 1 | 1 | 4.21
9230256 | Rubber stoppers, 56 x 65 x 45 mm high |  |  | 29 | 1 | 1 | 5.14
9230260 | Rubber stoppers, 60 x 70 x 50 mm high |  |  | 29 | 1 | 1 | 6.52
9230264 | Rubber stoppers, 64,5 x 75,5 x 55 mm high |  |  | 29 | 1 | 1 | 7.4
9230271 | Rubber stoppers, 71 x 83 x 60 mm high |  |  | 29 | 1 | 1 | 9.29
9230279 | Rubber stoppers, 79 x 92 x 65 mm high |  |  | 29 | 1 | 1 | 13.32
9230287 | Rubber stoppers, 87 x 100 x 65 mm high |  |  | 29 | 1 | 1 | 15.46
9230294 | Rubber stoppers, 94 x 107 x 65 mm high |  |  | 29 | 1 | 1 | 17.13
9230481 | Stoppers,fold-down edges,Silicone,diam.7 mm |  |  | 29 | 1 | 1 | 0.45
9230482 | Stoppers,fold-down edges,Silicone,diam.10 mm |  |  | 29 | 1 | 1 | 0.5
9230483 | Stoppers,fold-down edges,Silicone,diam.13 mm |  |  | 29 | 1 | 1 | 0.88
9230484 | Stoppers,fold-down edges,Silicone,diam.15 mm |  |  | 29 | 1 | 1 | 1.13
9230485 | Stoppers,fold-down edges,Silicone,diam.16 mm |  |  | 29 | 1 | 1 | 1.23
9230486 | Stoppers,fold-down edges,Silicone,diam.20 mm |  |  | 29 | 1 | 1 | 1.79
9230487 | Stoppers,fold-down edges,Silicone,diam.25 mm |  |  | 29 | 1 | 1 | 3
9230488 | Stoppers,fold-down edges,Silicone,diam.30 mm |  |  | 29 | 1 | 1 | 4.51
9230503 | Silikonstopfen 3,5x6,5x15mm | acc.to DIN 12871 (VMQ) transparent |  | 29 | 1 | 1 | 0.15
9230505 | Silicone rubber stoppers, 5 x 9 x 20 mm |  |  | 29 | 1 | 1 | 0.15
9230508 | Silicone rubber stoppers, 8 x 12 x 20 mm |  |  | 29 | 1 | 1 | 0.2
9230510 | Silicone rubber stoppers, 10,5 x 14,5 x 20 mm |  |  | 29 | 1 | 1 | 0.25
9230512 | Silicone rubber stoppers, 12,5 x 16,5 x 20 mm |  |  | 29 | 1 | 1 | 0.3
9230514 | Silicone rubber stoppersm 14 x 18 x 20 mm |  |  | 29 | 1 | 1 | 0.38
9230517 | Silicone stopper 17x22x25mm | acc. to DIN 12871 (VMQ) transparent |  | 29 | 1 | 1 | 0.6
9230518 | Silicone rubber stoppers, 18 x 24 x 30 mm |  |  | 29 | 1 | 1 | 0.78
9230521 | Silicone rubber stoppers, 21 x 27 x 30 mm |  |  | 29 | 1 | 1 | 1.03
9230523 | Silicone rubber stoppers, 23 x 29 x 30 mm |  |  | 29 | 1 | 1 | 1.41
9230526 | Silicone rubber stoppers, 26 x 32 x 30 mm |  |  | 29 | 1 | 1 | 1.66
9230529 | Silicone rubber stoppers, 29 x 35 x 30 mm |  |  | 29 | 1 | 1 | 2.09
9230531 | Silicone rubber stoppers, 31 x 38 x 35 mm |  |  | 29 | 1 | 1 | 2.77
9230536 | Silicone rubber stoppers, 36 x 44 x 40 mm |  |  | 29 | 1 | 1 | 3.98
9230541 | Silicone rubber stoppers, 41 x 49 x 40 mm |  |  | 29 | 1 | 1 | 5.09
9230547 | Silicone rubber stopper, 47 x 55 x 40 mm |  |  | 29 | 1 | 1 | 6.62
9230550 | Silicone rubber stoppers, 50,5 x 59,5 x 45 mm |  |  | 29 | 1 | 1 | 8.94
9230556 | Silicone rubber stoppers, 56 x 65 x 45 mm |  |  | 29 | 1 | 1 | 11.38
9230560 | Silicone rubber stoppers, 60 x 70 x 50 mm |  |  | 29 | 1 | 1 | 17.4
9230564 | Silicone rubber stoppers, 64,5 x 75,5 x 55 mm |  |  | 29 | 1 | 1 | 19.04
9230571 | Silicone rubber stoppers, 71 x 83 x 60 mm |  |  | 29 | 1 | 1 | 24.43
9230579 | Silicone rubber stoppers | 79x92x65mm |  | 29 | 1 | 1 | 27.75
9230650 | Stoppers,fold-down edges,rubber,diam.7 mm |  |  | 29 | 1 | 1 | 0.45
9230651 | Stoppers,fold-down edges,rubber,diam.10 mm |  |  | 29 | 1 | 1 | 0.53
9230652 | Stoppers,fold-down edges,rubber,diam.13 mm |  |  | 29 | 1 | 1 | 0.76
9230653 | Stoppers,fold-down edges,rubber,diam.15 mm |  |  | 29 | 1 | 1 | 0.81
9230654 | Stoppers,fold-down edges,rubber,diam.16 mm |  |  | 29 | 1 | 1 | 1.01
9230655 | Stoppers,fold-down edges,rubber,diam.20 mm |  |  | 29 | 1 | 1 | 1.08
9230656 | Stoppers,fold-down edges,rubber,diam.25 mm |  |  | 29 | 1 | 1 | 3.02
9230657 | Stoppers,fold-down edges,rubber,diam.30 mm |  |  | 29 | 1 | 1 | 4.74
9230703 | Cork stoppers, 3 x 6 x 16 mm high |  |  | 30 | 1 | 1 | 0.1
9230706 | Cork stoppers, 6 x 9 x 17 mm high |  |  | 30 | 1 | 1 | 0.08
9230707 | Cork stoppers, 7 x 10 x 18 mm high |  |  | 30 | 1 | 1 | 0.08
9230708 | Cork stoppers, 8 x 11 x 20 mm high |  |  | 30 | 1 | 1 | 0.08
9230709 | Cork stoppers, 9 x 12 x 20 mm high |  |  | 30 | 1 | 1 | 0.08
9230710 | Cork stoppers, 10 x 13 x 22 mm high |  |  | 30 | 1 | 1 | 0.08
9230712 | Cork stoppers, 12 x 15 x 22 mm high |  |  | 30 | 1 | 1 | 0.1
9230714 | Cork stoppers, 14 x 17 x 22 mm high |  |  | 30 | 1 | 1 | 0.1
9230715 | Cork stoppers, 15 x 18 x 22 mm high |  |  | 30 | 1 | 1 | 0.1
9230716 | Cork stoppers, 16 x 19 x 23 mm high |  |  | 30 | 1 | 1 | 0.1
9230718 | Cork stoppers, 18 x 22 x 26 mm high |  |  | 30 | 1 | 1 | 0.18
9230720 | Cork stoppers, 20 x 24 x 27 mm high |  |  | 30 | 1 | 1 | 0.28
9230722 | Cork stoppers, 22 x 26 x 27 mm high |  |  | 30 | 1 | 1 | 0.33
9230724 | Cork stoppers, 24 x 28 x 27 mm high |  |  | 30 | 1 | 1 | 0.33
9230726 | Cork stoppers, 26 x 30 x 27 mm high |  |  | 30 | 1 | 1 | 0.38
9230728 | Cork stoppers, 28 x 32 x 27 mm high |  |  | 30 | 1 | 1 | 0.4
9230730 | Cork stoppers, 30 x 34 x 27 mm high |  |  | 30 | 1 | 1 | 0.43
9230732 | Cork stoppers, 32 x 36 x 27 mm high |  |  | 30 | 1 | 1 | 0.48
9230734 | Cork stoppers, 34 x 38 x 27 mm high |  |  | 30 | 1 | 1 | 0.55
9230736 | Cork stoppers, 36 x 40 x 27 mm high |  |  | 30 | 1 | 1 | 0.65
9230738 | Cork stoppers, 38 x 42 x 27 mm high |  |  | 30 | 1 | 1 | 0.78
9230741 | Cork stoppers, 41 x 45 x 27 mm high |  |  | 30 | 1 | 1 | 0.93
9230745 | Cork stoppers, 45 x 50 x 30 mm high |  |  | 30 | 1 | 1 | 1.16
9230750 | Cork stoppers, 50 x 55 x 30 mm high |  |  | 30 | 1 | 1 | 1.39
9230755 | Cork stoppers, 55 x 60 x 30 mm high |  |  | 30 | 1 | 1 | 1.76
9230760 | Cork stoppers, 60 x 65 x 30 mm high |  |  | 30 | 1 | 1 | 2.39
9230765 | Cork stoppers, 65 x 70 x 30 mm high |  |  | 30 | 1 | 1 | 3.02
9230821 | ALU caps,Aluminium,11 x 25 mm high,pack of 100 |  |  | 1259 | 1 | 1 | 115.33
9230822 | ALU caps,Aluminium,12 x 25 mm high,pack of 100 |  |  | 1259 | 1 | 1 | 117.73
9230823 | ALU caps,Aluminium,13 x 25 mm high,pack of 100 |  |  | 1259 | 1 | 1 | 118.02
9230824 | ALU caps,Aluminium,14 x 25 mm high,pack of 100 |  |  | 1259 | 1 | 1 | 118.59
9230825 | ALU caps,Aluminium,15 x 30 mm high,pack of 100 |  |  | 1259 | 1 | 1 | 120.29
9230826 | ALU caps,Aluminium,16 x 30 mm high,pack of 100 |  |  | 1259 | 1 | 1 | 113.34
9230827 | ALU caps,Aluminium,17 x 30 mm high,pack of 100 |  |  | 1259 | 1 | 1 | 113.34
9230828 | ALU caps,Aluminium,18 x 30 mm high,pack of 100 |  |  | 1259 | 1 | 1 | 124.99
9230829 | ALU caps,Aluminium,20 x 30 mm high,pack of 100 |  |  | 1259 | 1 | 1 | 125.4
9230830 | ALU caps,Aluminium,22 x 30 mm high,pack of 100 |  |  | 1259 | 1 | 1 | 126.12
9230831 | ALU caps,Aluminium,28 x 30 mm high,pack of 100 |  |  | 1259 | 1 | 1 | 129.82
9230832 | ALU caps,Aluminium,32 x 30 mm high,pack of 100 |  |  | 1259 | 1 | 1 | 144.44
9230833 | ALU caps,Aluminium,39 x 30 mm high,pack of 10 |  |  | 1259 | 1 | 1 | 43.13
9230834 | ALU caps,Aluminium,44 x 40 mm high,pack of 10 |  |  | 1259 | 1 | 1 | 49.58
9230835 | ALU caps,Aluminium,48 x 40 mm high,pack of 10 |  |  | 1259 | 1 | 1 | 48.48
9230836 | ALU caps,Aluminium,55 x 40 mm high,pack of 10 |  |  | 1259 | 1 | 1 | 57.13
9230837 | ALU caps,Aluminium,60 x 40 mm high,pack of 10 |  |  | 1259 | 1 | 1 | 61.54
9231010 | Silicone sponge plug 6x10 mm | SILICOSEN® type T-10, natural |  | 1254 | 1 | 1 | 3.15
9231012 | Silicone sponge plug 9x12 mm | SILICOSEN® type T-12, natural |  | 1254 | 1 | 1 | 3.7
9231015 | Silicone sponge plug 11x15 mm | SILICOSEN® type T-15, natural |  | 1254 | 1 | 1 | 4.41
9231017 | Silicone sponge plug 13x17 mm | SILICOSEN® type T-17, natural |  | 1254 | 1 | 1 | 4.79
9231019 | Silicone sponge plug 15x19 mm | SILICOSEN® type T-19, natural |  | 1254 | 1 | 1 | 5.49
9231022 | Silicone sponge plug 18x22mm | SILICOSEN® type T-22, natural |  | 1254 | 1 | 1 | 6.1
9231024 | Silicone sponge plug 20x24mm | SILICOSEN® type T-24, natural |  | 1254 | 1 | 1 | 7.38
9231028 | Silicone sponge plug 20x28mm | SILICOSEN® type T-28, pink |  | 1254 | 1 | 1 | 8.08
9231032 | Silicone sponge plug 22x32mm | SILICOSEN® type T-32, natural |  | 1254 | 1 | 1 | 10.38
9231038 | Silicone sponge plug 26x38mm | SILICOSEN® type T-38, pink |  | 1254 | 1 | 1 | 16.65
9231042 | Silicone sponge plug 30x42mm | SILICOSEN® type T-42, natural |  | 1254 | 1 | 1 | 24.51
9231052 | Silicone sponge plug 40x52mm | SILICOSEN® type T-52, natural |  | 1254 | 1 | 1 | 32.95
9231066 | Silicone sponge plug 54x66mm | SILICOSEN® type T-66, pink |  | 1254 | 1 | 1 | 38.41
9231072 | Silicone sponge plug 9x12 mm | SILICOSEN® type L-12, natural |  | 1254 | 1 | 1 | 5.52
9231076 | Silicone sponge plug 64x76mm | SILICOSEN® type T-76, pink |  | 1254 | 1 | 1 | 47.65
9231077 | Silicone sponge plug 13x17mm | SILICOSEN® type L-17, natural |  | 1254 | 1 | 1 | 5.97
9231082 | Silicone sponge plug 18x22mm | SILICOSEN® type L-22, natural |  | 1254 | 1 | 1 | 9.55
9231100 | Silicon stopper 9x13mm | BIO-SILICO® type N-12, orange |  | 1255 | 1 | 1 | 4.76
9231101 | Silicon stopper 11x16mm | BIO-SILICO® type N-15, orange |  | 1255 | 1 | 1 | 5.14
9231102 | Silicon stopper 13x19mm | BIO-SILICO® type N-17, orange |  | 1255 | 1 | 1 | 5.57
9231103 | Silicon stopper 15x21mm | BIO-SILICO® type N-19, orange |  | 1255 | 1 | 1 | 6.04
9231104 | Silicon stopper 18x24mm | BIO-SILICO® type N-22, orange |  | 1255 | 1 | 1 | 7.28
9231105 | Silicon stopper 20x25mm | BIO-SILICO® type N-24, orange |  | 1255 | 1 | 1 | 8.84
9231106 | Silicon stopper 22x34mm | BIO-SILICO® type N-32, orange |  | 1255 | 1 | 1 | 13.53
9231107 | Silicon stopper 30x44mm | BIO-SILICO® type N-42, orange |  | 1255 | 1 | 1 | 26.87
9231108 | Silicon stopper 40x54mm | BIO-SILICO® type N-52, orange |  | 1255 | 1 | 1 | 31.27
9231109 | Silicon stopper 21x30mm | BIO-SILICO® type N-28, orange |  | 1255 | 1 | 1 | 11.11
9231120 | Silicone sponge plug 15/25mm | SILICOSEN® Typ C-20, natural |  | 1254 | 1 | 1 | 9.07
9231130 | Silicone sponge plug 25/30mm | SILICOSEN® Typ C-30, natural |  | 1254 | 1 | 1 | 11.31
9231140 | Silicone sponge plug 35/45mm | SILICOSEN® Typ C-40, natural |  | 1254 | 1 | 1 | 14.99
9231150 | Silicone sponge plug 45/55mm | SILICOSEN® Typ C-55, natural |  | 1254 | 1 | 1 | 20.8
9231160 | Silicone sponge plug 42/57mm | SILICOSEN® Typ C-65, pink |  | 1254 | 1 | 1 | 26.19
9231178 | Silicone sponge plug 17/26mm | SILICOSEN® type S-28, green |  | 1254 | 1 | 1 | 17.83
9231185 | Silicone sponge plug 24/33mm | SILICOSEN® type S-35, green |  | 1254 | 1 | 1 | 21.18
9231190 | Silicone sponge plug 28/38mm | SILICOSEN® type S-40, green |  | 1254 | 1 | 1 | 26.95
9231205 | LLG-Steristoppers® no. 5 S | for vials with internal neck dia. of | ca. 5,5 - 6,5 mm, pack of 1000 | 1253 | 1 | 1 | 48.46
9231207 | LLG-Steristoppers® no. 7 | for vials with internal neck dia. of | ca. 8,5 - 9,5 mm, pack of 1000 | 1253 | 1 | 1 | 34.82
9231209 | LLG-Steristoppers® no. 9 | for vials with internal neck dia. of | ca. 10,5 - 11,5 mm, pack of 2000 | 1253 | 1 | 1 | 78.88
9231210 | LLG-Steristoppers® no. 10 | for vials with internal neck dia. of | ca. 9,5 - 11,5 mm, pack of 1000 | 1253 | 1 | 1 | See Cope Price List SW536-21
9231211 | LLG-Steristoppers® no. 12 | for vials with internal neck dia. of | ca. 11,5 - 13,5 mm, pack of 1000 | 1253 | 1 | 1 | See Cope Price List SW536-27
9231212 | LLG-Steristoppers® no. 13 | for vials with internal neck dia. of | ca. 12,5 - 14,5 mm, pack of 1000 | 1253 | 1 | 1 | 46.81
9231213 | LLG-Steristoppers® no. 13,5 P (fit) | for vials with internal neck dia. of | ca. 13,5 - 14,5 mm, pack of 1000 | 1253 | 1 | 1 | 49.11
9231214 | LLG-Steristoppers® no. 14 | for vials with internal neck dia. of | ca. 13,0 - 14,5 mm, pack of 1000 | 1253 | 1 | 1 | 46.81
9231215 | LLG-Steristoppers® no. 15 | for vials with internal neck dia. of | ca. 13,5 - 15,5 mm, pack of 500 | 1253 | 1 | 1 | See Cope Price List SW536-39
9231216 | LLG-Steristoppers® no. 14,5 | for tubes with neck dia. | ca. 14,0 - 16,0 mm, pack of 1000 | 1253 | 1 | 1 | 49.11
9231218 | LLG-Steristoppers® no. 18 | for vials with internal neck dia. of | ca. 17,5 - 18,5 mm, pack of 500 | 1253 | 1 | 1 | 29.07
9231220 | LLG-Steristoppers® no. 20 | for vials with internal neck dia. of | ca. 20,5 - 22,0 mm, pack of 400 | 1253 | 1 | 1 | See Cope Price List SW536-58
9231224 | LLG-Steristoppers® no. 22 long | for tubes with neck dia. | ca. 22,0 - 24,0 mm, pack of 500 | 1253 | 1 | 1 | 66.89
9231225 | LLG-Steristoppers® no. 23,5 P | for vials with internal neck dia. of | ca. 25,0 - 27,0 mm, pack fo 500 | 1253 | 1 | 1 | 89.54
9231226 | LLG-Steristoppers® no. 26 | for vials with internal neck dia. of | ca. 26,0 - 27,0 mm, pack of 500 | 1253 | 1 | 1 | 65.23
9231229 | LLG-Steristoppers® Cellulose,diam.29 mm | pack of 250 |  | 1253 | 1 | 1 | 55.6
9231231 | LLG-Steristoppers® cellulose size 32 W | pack of 800 |  | 1253 | 1 | 1 | 187.12
9231232 | LLG-Steristoppers® no. 32 | for vials with internal neck dia. of | ca. 32,5 - 35,0 mm, pack of 100 | 1253 | 1 | 1 | See Cope Price List SW536-80
9231233 | LLG-Steristoppers® no. 32 P | for vials with internal neck dia. of | ca. 32,0 - 33,0 mm, pack of 150 | 1253 | 1 | 1 | 47.37
9231234 | LLG-Steristoppers® no. 34 | for vials with internal neck dia. of | ca. 33,5 - 36,0 mm, pack of 150 | 1253 | 1 | 1 | 40.82
9231237 | LLG-Steristoppers® no. 37 | for vials with internal neck dia. of | ca. 37,5 - 41,5 mm, pack of 100 | 1253 | 1 | 1 | 36.14
9231238 | LLG-Steristoppers® no. 38 | for vials with internal neck dia. of | ca. 40,0 - 43,5 mm, pack of 100 | 1253 | 1 | 1 | 36.21
9231240 | LLG-Steristoppers® no. 40 P (fit) | for vials with internal neck dia. of | ca. 42,0 - 46,5 mm, pack of 100 | 1253 | 1 | 1 | 53.96
9231245 | LLG-Steristoppers® no. 45 P (fit) | for vials with internal neck dia. of | ca. 47,0 - 48,0 mm, pack of 75 | 1253 | 1 | 1 | 58.14
9231270 | LLG-Test tube stoppers, neutral | for 12/13mm Ø, pack of 100 |  | 28 | 1 | 1 | 1.96
9231271 | LLG-Test tube stoppers, blue | for 12/13mm Ø, pack of 100 |  | 28 | 1 | 1 | 1.96
9231272 | LLG-Test tube stoppers, yellow | for 12/13mm Ø, pack of 100 |  | 28 | 1 | 1 | 1.96
9231273 | LLG-Test tube stoppers, red | for 12/13mm Ø, pack of 100 |  | 28 | 1 | 1 | 1.74
9231274 | LLG-Test tube stoppers, green | for 12/13mm Ø, VE=100 |  | 28 | 1 | 1 | 1.74
9231275 | LLG-Test tubes stoppers, neutral | for 15/16mm Ø, pack of 100 |  | 28 | 1 | 1 | 2.49
9231276 | LLG-Test tube stoppers, blue | for 15/16mm Ø, pack of 100 |  | 28 | 1 | 1 | 2.49
9231277 | LLG-Test tube stoppers, yellow | for 15/16mm Ø, pack of 100 |  | 28 | 1 | 1 | 2.49
9231278 | LLG-test tube stoppers, red | for 15/16mm Ø, pack of 100 |  | 28 | 1 | 1 | 2.49
9231279 | LLG-Test tube stoppers, green | for 15/16mm Ø, pack of 100 |  | 28 | 1 | 1 | 2.49
9231326 | LABOCAP caps 15/16 mm, yellow | with grip, pack of 100 |  | 1259 | 1 | 1 | 134.65
9231327 | LABOCAP caps 15/16 mm, green | with grip, pack of 100 |  | 1259 | 1 | 1 | 134.65
9231328 | LABOCAP caps 15/16 mm, black | with grip, pack of 100 |  | 1259 | 1 | 1 | 134.65
9231329 | LABOCAP caps 15/16 mm, violet | with grip, pack of 100 |  | 1259 | 1 | 1 | 134.65
9231330 | LABOCAP caps 17/18 mm, yellow | with grip, pack of 100 |  | 1259 | 1 | 1 | 144.15
9231331 | LABOCAP caps 17/18 mm, green | with grip, pack of 100 |  | 1259 | 1 | 1 | 144.15
9231332 | LABOCAP caps 17/18 mm, black | with grip, pack of 100 |  | 1259 | 1 | 1 | 144.15
9231333 | LABOCAP caps 17/18 mm, violett | with grip, pack of 100 |  | 1259 | 1 | 1 | 144.15
9231334 | LABOCAP caps 12/13 mm, black | without grip, pack of 100 |  | 1258 | 1 | 1 | 100.69
9231335 | LABOCAP caps 12/13 mm, violet | without grip, pack of 100 |  | 1258 | 1 | 1 | 100.69
9231336 | LABOCAP caps 15/16 mm, violet | without grip, pack of 100 |  | 1258 | 1 | 1 | 101.69
9231337 | LABOCAP caps 17/18 mm, black | without grip, pack of 100 |  | 1258 | 1 | 1 | 101.69
9231338 | LABOCAP caps 17/18 mm, violet | without grip, pack of 100 |  | 1258 | 1 | 1 | 101.69
9231339 | LABOCAP caps 19/20 mm, yellow | without grip, pack of 100 |  | 1258 | 1 | 1 | 120.73
9231340 | LABOCAP caps 19/20 mm, green | without grip, pack of 100 |  | 1258 | 1 | 1 | 120.73
9231341 | LABOCAP caps 19/20 mm, black | without grip, pack of 100 |  | 1258 | 1 | 1 | 120.73
9231342 | LABOCAP caps 19/20 mm, violet | without grip, pack of 100 |  | 1258 | 1 | 1 | 120.73
9231345 | LABOCAP caps 15/16 mm, silver | with grip, pack of 100 |  | 1259 | 1 | 1 | 134.65
9231347 | LABOCAP caps 17/18 mm, silver | with grip, pack of 100 |  | 1259 | 1 | 1 | 144.15
9231369 | LABOCAP caps 9/10 mm, silver | without grip, pack of 100 |  | 1258 | 1 | 1 | 106.94
9231372 | LABOCAP caps 12/13 mm, silver | without grip, pack of 100 |  | 1258 | 1 | 1 | 100.69
9231374 | LABOCAP caps 14/15 mm, silver | without grip, pack of 100 |  | 1258 | 1 | 1 | 132.09
9231375 | LABOCAP caps 15/16 mm, silver | without grip, pack of 100 |  | 1258 | 1 | 1 | 101.69
9231377 | LABOCAP caps 17/18 mm, silver | without grip, pack of 100 |  | 1258 | 1 | 1 | 101.69
9231379 | LABOCAP caps 19/20 mm, silver | without grip, pack of 100 |  | 1258 | 1 | 1 | 120.73
9231381 | LABOCAP caps 21/23 mm, silver | without grip, pack of 100 |  | 1258 | 1 | 1 | 198.62
9231385 | LABOCAP caps 24/26 mm, silver | without grip, pack of 100 |  | 1258 | 1 | 1 | 227.49
9231388 | LABOCAP caps 28/30 mm, silver | without grip, pack of 100 |  | 1258 | 1 | 1 | 258.72
9231403 | LABOCAP caps 15/16 mm, blue | with grip, pack of 100 |  | 1259 | 1 | 1 | 134.65
9231404 | LABOCAP caps 17/18 mm, blue | with grip, pack of 100 |  | 1259 | 1 | 1 | 144.15
9231413 | LABOCAP caps 15/16 mm, red | with grip, pack of 100 |  | 1259 | 1 | 1 | 134.65
9231414 | LABOCAP caps 17/18 mm, red | with grip, pack of 100 |  | 1259 | 1 | 1 | 144.15
9231421 | LABOCAP caps 9/10 mm, blue | without grip, pack of 100 |  | 1258 | 1 | 1 | 106.94
9231422 | LABOCAP caps 12/13 mm, blue | without grip, pack of 100 |  | 1258 | 1 | 1 | 100.69
9231423 | LABOCAP caps 14/15 mm, blue | without grip, pack of 100 |  | 1258 | 1 | 1 | 132.09
9231424 | LABOCAP caps 15/16 mm, blue | without grip, pack of 100 |  | 1258 | 1 | 1 | 101.69
9231425 | LABOCAP caps 17/18 mm, blue | without grip, pack of 100 |  | 1258 | 1 | 1 | 101.69
9231426 | LABOCAP caps 19/20 mm, blue | without grip, pack of 100 |  | 1258 | 1 | 1 | 120.73
9231427 | LABOCAP caps 21/23 mm, blue | without grip, pack of 100 |  | 1258 | 1 | 1 | 198.62
9231428 | LABOCAP caps 24/26 mm, blue | without grip, pack of 100 |  | 1258 | 1 | 1 | 227.49
9231429 | LABOCAP caps 28/30 mm, blue | without grip, pack of 100 |  | 1258 | 1 | 1 | 258.72
9231435 | LABOCAP-caps 12/13mm, amber | w/o handle, pack of 100 |  | 1258 | 1 | 1 | 100.69
9231436 | LABOCAP-caps 15/16mm, amber | w/o handle, pack of 100 |  | 1258 | 1 | 1 | 101.69
9231437 | LABOCAP-caps 17/18mm, amber | w/o handle, pack of 100 |  | 1258 | 1 | 1 | #N/A
9231438 | LABOCAP caps 19/20mm, amber | w/o handle, pack of 100 |  | 1258 | 1 | 1 | 120.73
9231441 | LABOCAP caps 9/10 mm, red | without grip, Aluminium, pack of 100 |  | 1258 | 1 | 1 | 106.94
9231442 | LABOCAP caps 12/13 mm, red | without grip, pack of 100 |  | 1258 | 1 | 1 | 100.69
9231443 | LABOCAP caps 14/15 mm, red | without grip, pack of 100 |  | 1258 | 1 | 1 | 132.09
9231444 | LABOCAP caps 15/16 mm, red | without grip, pack of 100 |  | 1258 | 1 | 1 | 101.69
9231445 | LABOCAP caps 17/18 mm, red | without grip, pack of 100 |  | 1258 | 1 | 1 | 101.69
9231446 | LABOCAP caps 19/20 mm, red | without grip, pack of 100 |  | 1258 | 1 | 1 | 120.73
9231447 | LABOCAP caps 21/23 mm, red | without grip, pack of 100 |  | 1258 | 1 | 1 | 198.62
9231448 | LABOCAP caps 24/26 mm, red | without grip, pack of 100 |  | 1258 | 1 | 1 | 227.49
9231449 | LABOCAP caps 28/30 mm, red | without grip, pack of 100 |  | 1258 | 1 | 1 | 258.72
9231456 | ERLENMEYER-CAP caps,silver | 37/39 mm, Pk qty.=10 |  | 1258 | 1 | 1 | 54.61
9231457 | ERLENMEYER-CAP caps,blue | 37/39 mm, Pk qty.=10 |  | 1258 | 1 | 1 | 54.61
9231458 | ERLENMEYER-CAP caps,red | 37/39 mm, Pk qty.=10 |  | 1258 | 1 | 1 | 54.61
9231460 | LABOCAP caps 12/13 mm, yellow | without grip, pack of 100 |  | 1258 | 1 | 1 | 100.69
9231461 | LABOCAP caps 15/16 mm, yellow | without grip, pack of 100 |  | 1258 | 1 | 1 | 101.69
9231462 | LABOCAP caps 17/18 mm, yellow | without grip, pack of 100 |  | 1258 | 1 | 1 | 101.69
9231463 | LABOCAP caps 12/13 mm, green | without grip, pack of 100 |  | 1258 | 1 | 1 | 100.69
9231464 | LABOCAP caps 15/16 mm, green | without grip, pack of 100 |  | 1258 | 1 | 1 | 101.69
9231465 | LABOCAP caps 17/18 mm, green | without grip, pack of 100 |  | 1258 | 1 | 1 | 101.69
9231466 | LABOCAP caps 15/16 mm, black | without grip, pack of 100 |  | 1258 | 1 | 1 | 101.69
9231510 | Test tube cap, Versilic Silicone, type 10 |  |  | 28 | 1 | 1 | 0.98
9231512 | Test tube cap, Versilic Silicone, type 12 |  |  | 28 | 1 | 1 | 0.98
9231514 | Test tube cap, Versilic Silicone, type 14 |  |  | 28 | 1 | 1 | 1.11
9231516 | Test tube cap, Versilic Silicone, type 16 |  |  | 28 | 1 | 1 | 0.96
9231518 | Test tube cap, Versilic Silicone, type 18 |  |  | 28 | 1 | 1 | 1.86
9231520 | Test tube cap, Versilic Silicone, type 20 |  |  | 28 | 1 | 1 | 1.86
9231522 | Test tube cap, Versilic Silicone, type 22 |  |  | 28 | 1 | 1 | 2.22
9231530 | Test tube cap, Versilic Silicone, type 30 |  |  | 28 | 1 | 1 | 2.34
9231532 | Test tube cap, Versilic Silicone, type 35 |  |  | 28 | 1 | 1 | 3.3
9231534 | Test tube cap, Versilic Silicone, type 42 |  |  | 28 | 1 | 1 | #N/A
9231535 | Test tube cap, Versilic Silicone, type 45 |  |  | 28 | 1 | 1 | #N/A
9231536 | Test tube cap, Versilic Silicone, type 50 |  |  | 28 | 1 | 1 | 5.57
9231541 | Test tube cap, Versilic Silicone, type 25 |  |  | 28 | 1 | 1 | 2.29
9232994 | Boss head clamp H 44 |  |  | 435 | 1 | 1 | See Cope Price List MT435-94
9232996 | Holding rod H 38 |  |  | 435 | 1 | 1 | Refer to Cope
9232998 | Stainless steel sensor H 62.51 | Pt-1000, 270 mm, for ETS-D5/D6 | 9.720 241 + 9.720 242 | 435 | 1 | 1 | See Cope Price List SR753-80
9232999 | Stainless steel sensor H 66.51 | glass-coated, Pt-1000, for ETS-D5/D6 | 9.720 241 + 9.720 242 | 435 | 1 | 1 | See Cope Price List SR753-85
9233000 | Extension cable, 1 m |  |  | 435 | 1 | 1 | Refer to Cope
9233010 | Contact thermometers,w/o.relay,0° - +100°C | immersion length 50 mm |  | 370 | 1 | 1 | #N/A
9233015 | Contact thermometers,w/o.relay,-20° - +150°C | immersion length 50 mm |  | 370 | 1 | 1 | 184.58
9233116 | Contact thermometers,w/o.relay,-20° - +150°C | immersion length 100 mm |  | 370 | 1 | 1 | 190.74
9233126 | Contact thermometers,w/o.relay,0° - +250°C | immersion length 100 mm |  | 370 | 1 | 1 | 190.74
9233210 | Contact thermometers,w/o.relay,0° - +100°C | immersion length 150 mm |  | 370 | 1 | 1 | #N/A
9233216 | Contact thermometers,w/o.relay,-20° - +150°C | immersion length 150 mm |  | 370 | 1 | 1 | 190.74
9233226 | Contact thermometers,w/o.relay,0° - +250°C | immersion length 150 mm |  | 370 | 1 | 1 | 190.74
9233325 | Contact thermometers,w/o.relay,0° - +250°C | immersion length 200 mm |  | 370 | 1 | 1 | 184.58
9233326 | Contact thermometers,w/o.relay,0° - +250°C | immersion length 200 mm |  | 370 | 1 | 1 | 190.74
9233365 | Contact thermometers,w/o.relay,-20° - +150°C | immersion length 300 mm |  | 370 | 1 | 1 | 184.58
9233367 | Contact thermometers,w/o.relay,0° - +250°C | immersion length 300 mm |  | 370 | 1 | 1 | 184.58
9233369 | Contact thermometers 0+360°C | 300 mm TR -flat plug- |  | 370 | 1 | 1 | 200.11
9233372 | Contact thermometer 0+250°C | -diode plug- | MS 121st3 | 370 | 1 | 1 | 190.74
9233400 | Connecting cable 0.8 m | with 2-pol. coupling | and 3-pol. diode plug | 370 | 1 | 1 | 30.37
9234253 | Laboratory relay for contact thermometer | 230 V/ 10A |  | 784 | 1 | 1 | 171.1
9234254 | Laboratory relay TST tr-ET | for connection on electr.contakt thermometer |  | 784 | 1 | 1 | 185.87
9234510 | Laboratory heating bath HB 1500 | 8 liters, electronical |  | 772 | 1 | 1 | 1036.15
9234511 | Laboratory heating bath HB 1500 | 4 liter, electronical |  | 772 | 1 | 1 | 1012.32
9234512 | Laboratorz heating bath HB 1500 | 2 liter, electronical |  | 772 | 1 | 1 | 992.25
9234513 | Laboratorz heating bath HB 1500/S | 8 liter, electronical |  | 772 | 1 | 1 | 1292.05
9234514 | Laboratory heating bath HB 1500/S | 4 liter, electronical |  | 772 | 1 | 1 | 1277
9234515 | Laboratory heating bath HB 1500/S | 2 liter, electronical |  | 772 | 1 | 1 | 1256.93
9234990 | Labo-Clip | for holding thermometers etc. |  | 370 | 1 | 1 | 33.33
9235120 | Max./Min. thermometers (indoor/outdoor) | -50....+70:0,1°C |  | 372 | 1 | 1 | 22.56
9235135 | Hyro-thermometer 0...+50°C | 20...90%:1%rF, max-min. |  | 395 | 1 | 1 | 26.47
9235145 | Electronical timer clock |  |  | 390 | 1 | 1 | 19.27
9235245 | LLG-General purpose thermometers, enclosed form, | red filling, range -10° - +50°C : 1°C |  | 368 | 1 | 1 | 9.47
9235250 | LLG-General purpose thermometers,enclosed form, | red filling,range -10° - +100°C : 1°C |  | 368 | 1 | 1 | 9.47
9235255 | LLG-General purpose thermometers,enclosed form, | red filling,range -10° - +150°C : 1°C |  | 368 | 1 | 1 | 10.38
9235260 | LLG-General purpose thermometers,enclosed form, | red filling,range -10° - +200°C : 1°C |  | 368 | 1 | 1 | 12.24
9235265 | LLG-General purpose thermometers,enclosed form, | red filling,range -10° - +250°C : 1°C |  | 368 | 1 | 1 | 18.18
9235275 | LLG-Thermometers -10/0...+110:1°C, solid stem | environmentaldaily filled | 300x7-8mm, 76mm submergence | 368 | 1 | 1 | 11.49
9235276 | LLG-Thermometers -10/0...+110:0,5°C, solid stem | 300x7-8mm, 76mm submergence | environmentaldaily filled | 368 | 1 | 1 | 11.74
9235277 | LLG-Thermometers -10/0...+150:1°C, solid stem | 300x7-8mm, 76mm submergence | environmentaldaily filled | 368 | 1 | 1 | 11.74
9235278 | LLG-Thermometers -10...+250ml:2°C, solid stem | 300x7-8mm, 76mm submergence | environmentaldaily filled | 368 | 1 | 1 | 17.86
9235279 | LLG-Thermometers -10...+360:2°C, solid stem | 300x7-8mm, 76mm submergence | environmentaldaily filled | 368 | 1 | 1 | 19.87
9235505 | Laboratory thermometer,calibrated,state certificat | enclosed form, length 220mm | 0° - +50°C, graduation 0,5°C | 369 | 1 | 1 | #N/A
9235510 | Laboratory thermometer,calibrated,state certificat | enclosed form, 270mm | 0° - +100°C, graduation 0,5°C | 369 | 1 | 1 | #N/A
9235525 | Laboratory thermometer,calibrated,state certificat | enclosed form, 350mm | 0° - +250°C, graduation 1°C | 369 | 1 | 1 | 162.54
9235536 | Laboratory thermometer,calibrated,state certificat | enclosed form, 380mm | 0° - +370°C graduation 1°C | 369 | 1 | 1 | #N/A
9235545 | Laboratory thermometer,calibration certificate | enclosed form, 420mm | 0° - +50°C, graduation 0,1°C | 369 | 1 | 1 | 168.83
9235546 | Laboratory thermometer,calibrated,state certificat | 0...50:0,2°C, 350 mm, enclosed form |  | 369 | 1 | 1 | #N/A
9235547 | Laboratory thermometer,calibrated,state certificat | 0...100:1°C, 305 mm, enclosed form |  | 369 | 1 | 1 | #N/A
9235548 | Laboratory thermometer,calibrated,state certificat | 0...100:0,2°C, 420 mm, enclosed form |  | 369 | 1 | 1 | 188.92
9235549 | Laboratory thermometer,calibrated,state certificat | 0...100:0,1°C, 550 mm, enclosed form |  | 369 | 1 | 1 | 272.96
9235550 | Laboratory thermometer,calibrated,state certificat | 0...150:1°C, 305 mm, enclosed form |  | 369 | 1 | 1 | #N/A
9235663 | LLG-Thermometers, red spirit filled | -90...+20:1°C for ultralow freezes |  | 371 | 1 | 1 | 49.68
9235664 | LLG-Thermometers, red spirit filled | -30...O,05°C for refrigerators |  | 371 | 1 | 1 | 39.33
9235665 | LLG-Thermometers, red spirit filled | -5...+20:0,5°C for blood banks |  | 371 | 1 | 1 | 77.62
9235666 | LLG-Thermometers, red spirit filled | -5...+15:0,5°C for coolers |  | 371 | 1 | 1 | 32.7
9235667 | LLG-Thermometers, red spirit filled | +18...+50:0,5°C for incubators |  | 371 | 1 | 1 | 37.8
9235668 | LLG-Thermometers, red spirit filled | +20...+130:1°C for ovens |  | 371 | 1 | 1 | 41.37
9235669 | LLG-Thermometers, red spirit filled | +35...+200:1°C for ovens |  | 371 | 1 | 1 | 114.14
9235675 | LLG-Precision thermometer, blue spirit filled | -25...-5:0,1°C for freezers |  | 371 | 1 | 1 | 97.83
9235676 | LLG-Precision thermometer, blue spirit filled | -2...+10:0,1°C for refrigerators |  | 371 | 1 | 1 | 50.48
9235677 | LLG-Precisions thermometer, blue spirit filled | -2...+10:0,1°C for blood bank |  | 371 | 1 | 1 | 91.64
9235678 | LLG-Precision thermometers, blue spirit filled | +15...+30:0,1°C for incubators |  | 371 | 1 | 1 | 88.7
9235679 | LLG-Precisions thermometer, blue spirit filled | +25...+45:0,1°C for incubators |  | 371 | 1 | 1 | 90.61
9235680 | LLG-Precision thermometers, blue spirit filled | +50...+115:0,5°C for ovens |  | 371 | 1 | 1 | 106.73
9235705 | LLG-Low-temperature laboratory thermometer | range -50...+50:1°C |  | 369 | 1 | 1 | 29.93
9235708 | LLG-Low-temperature laboratory thermometer | range -80° - +30°C : 1°C |  | 369 | 1 | 1 | 35.7
9235710 | LLG-Low-temperature laboratory thermometers | range -100° - +30°C : 1°C |  | 369 | 1 | 1 | 36.71
9235720 | LLG-Low-temperature laboratory thermometers | range -200° - +30°C : 1°C |  | 369 | 1 | 1 | 72.08
9236021 | Thermometers -10...+150:0,5°C | red filled, 75mm immersion length | ground glass joint NS 14,5/23 | 370 | 1 | 1 | 37.02
9236022 | Thermometers -10...+150:0,5°C | red filled, 75mm immersion length | ground glass joint NS 14,5/23 | 370 | 1 | 1 | 50.84
9236023 | Thermometers -10...+250:1°C | blue filled, 75mm immersion length | ground glass joint NS 14,5/23 | 370 | 1 | 1 | 44.24
9236024 | Thermometers -10...+360:1°C | red filled, 75mm immersion length | ground glass joint NS 14,5/23 | 370 | 1 | 1 | 65.74
9236025 | Thermometers-10...+150:1°C | red filled, 100mm immersion length | ground glass joint NS 14,5/23 | 370 | 1 | 1 | 44.5
9236026 | Thermometers -10...+150:0,5°C | red filled, 100mm immersion legnth | ground glass joint NS 14,5/23 | 370 | 1 | 1 | 50.84
9236027 | Thermometers -10...+250:1°C | red filled, 100mm immersion length | ground glass joint NS 14,5/23 | 370 | 1 | 1 | 55.66
9236028 | Thermometers -10...360:1°C | red filled, 100mm immersion length | ground glass joint NS 14,5/23 | 370 | 1 | 1 | 65.74
9236701 | LLG-Digital thermometer type 12060 | -50...+150°C, with Max/Min-memory, | incl.probe 3,5x125 mm | 373 | 1 | 1 | 24.66
9236703 | LLG-Digital Pocket Thermometer type 12080 | -50...+300°C, with Max/Min-memory, | incl.probe from stainless steel | 373 | 1 | 1 | 39.77
9236705 | Digital Thermometer | -50...+300°C/-58...+572°F, with Max/Min function, | incl.probe with stianless steel tip | 375 | 1 | 1 | 56.84
9236707 | LLG-Digital Pocket Thermometer | -50...+150°C/-58...+302°F, | incl.probe with stainless steel tip | 373 | 1 | 1 | 32.7
9236710 | Digital Exact-Temp-Thermometer | -50...+70°C, for freezers | certi.-20°C | 373 | 1 | 1 | 88.59
9236711 | Digital Exact-Temp-thermometer | -50...+70°C, for ice point, | certified temp.0°C | 373 | 1 | 1 | 88.59
9236712 | Digital Exact-Temp-Thermometer | -50...+70°C, for refrigerators | certified temp.+4°C | 373 | 1 | 1 | 88.59
9236713 | Digital Exact-Temp-Thermometer | -50...+70°C, for incubators/water baths | certified temp.+37°C | 373 | 1 | 1 | 88.59
9236714 | Digital Exact-Temp-Thermometer | -50...+70°C, for clima chambers | certified temp.+21°C | 373 | 1 | 1 | 88.59
9236715 | Digital-Measuring Instrument type 13100 | -200...+1370°C/-328...+2498°F | with 9V battery, carrying case | 376 | 1 | 1 | 163.87
9236716 | Powersupply 100-240V, 50-60Hz | 0,3A, Output: 9V, 0,2A, | for temperatur measuring device 13100 | 376 | 1 | 1 | 31.27
9236717 | Probe with handle type K, | -50...+600°C, cl. 2, | acc. to DIN EN 60584 | 376 | 1 | 1 | 85.72
9236718 | Surface probe with handle | type K, -50...+400°C, cl. 2, | acc. to DIN EN 60584 | 376 | 1 | 1 | 85.72
9236719 | Surface probe 90° with handle | type K, -50...+400°C, cl. 2, | 90° angled, acc. to DIN EN 60584 | 376 | 1 | 1 | 109.53
9236720 | LLG-Thermometer, general purpose -35...+50:1°C | stemform, red Filling, capillaries white backed, | length 300 mm, immersion depth: total | 368 | 1 | 1 | 9.95
9236721 | LLG-Thermometer, genereal purpose -10...+110:1°C | stemform, red filling, capillaries yellow backed, | length 260 mm, immersion depth: total | 368 | 1 | 1 | 10.28
9236722 | LLG-Thermometer, general purpose -10...+150:1°C | stemform, red filling, capillaries yellow backed, | length 260 mm, immersion depth: total | 368 | 1 | 1 | 11.08
9236723 | LLG-Thermometer, general purpose -20...+150:1°C | stemform, red filling, capillaries white backed, | length 300 mm, immersion depth: total | 368 | 1 | 1 | 10.88
9236724 | LLG-Thermometer, general purpose -10...+200:1°C | stemform, red filling, capillaries yellow backed, | length 300 mm, imemrsion depth: total | 368 | 1 | 1 | 12.47
9236725 | LLG-Thermometer, general purpose -10...+200:1°C | stemform, red filling, capillaries white backed, | length 300 mm, immersion depth: total | 368 | 1 | 1 | 11.96
9236726 | LLG-Thermometer, general purpose -10...+250:1°C | stemform, red filling, capillaries yellow backed, | length 300 mm, immersion depth: total | 368 | 1 | 1 | 17.76
9236727 | LLG-Thermometer, general purpose -10...+110:1°C | stemform, red filling, capillaries yellow backed, | length 270 mm, immersion depth: 76 mm | 368 | 1 | 1 | 11.54
9236730 | LLG-Thermometer, general purpose -10...+200:1°C | stemform, red filling, capillaries white backed, | length 300 mm, immersion depth 76 mm | 368 | 1 | 1 | 13.4
9236731 | LLG Thermometer, general purpose -20...+150:1°C | stemform, red filling, capillaries white backed, | length 300 mm, immersion depth 76 mm | 368 | 1 | 1 | 11.49
9236783 | LLG-Precision-Laboratory Thermometer -10...+100°C | stemform, capillary: yellow backed, | red filling, L:305 mm, suitable for calibration | 368 | 1 | 1 | 28.06
9236784 | LLG-Precision-Laboratory Thermometer -10...+150°C | stemform, capillary: yellow backed, | red filling, L:305 mm, suitable for calibration | 368 | 1 | 1 | 30.77
9236785 | LLG-Precision-Laboratory Thermometer -10...+100°C | stemform, capillary: yellow backed, | red filling, L:270 mm, suitable for calibration | 368 | 1 | 1 | 35.18
9236786 | LLG-Precision-Laboratory Thermometer -10...+150°C | stemform, capillary: yellow backed, | red filling, L:350 mm, suitable for calibration | 368 | 1 | 1 | 47.5
9236787 | LLG-Precision-Laboratory Thermometer 0...+50°C | stemform, capillary: yellow backed, | red filling, L:420 mm | 368 | 1 | 1 | 39.9
9236788 | LLG-Precision-Laboratory Thermometer -10...+200°C | stemform, capillary: yellow backed, | red filling, L:350 mm, suitable for calibration | 368 | 1 | 1 | 43.93
9236790 | LLG-Precision-Laboratory Thermometer -1...+101°C | stemform, capillary: yellow backed, | red filling, L:610 mm | 368 | 1 | 1 | 107.3
9236800 | LLG-Precision-Cold-Laboratory Thermometer | stemform, -50..+50:1°C, | red filling, L:280 mm, suitable for calibration | 368 | 1 | 1 | 39.42
9236801 | LLG-Precision-Cold-Laboratory Thermometer | stemform, -50..+50:0,5°C, | red filling, L:300 mm, suitable for calibration | 368 | 1 | 1 | 44.52
9236810 | LLG-Alcoholmeter Type 1, 0-10 in 0,1% | 380mm, with Thermometer 0...+30:0,5°C |  | 399 | 1 | 1 | 85.76
9236811 | LLG-Alcoholmeter Type 2, 10-20 in 0,1% | 380mm, with Thermometer 0...+30:0,5°C |  | 399 | 1 | 1 | 85.76
9236812 | LLG-Alcoholmeter Type 3, 20-30 in 0,1% | 380mm, with Thermometer 0...+30:0,5°C |  | 399 | 1 | 1 | 85.76
9236813 | LLG-Alcoholmeter Type 4, 30-40 in 0,1% | 380mm, with Thermometer 0...+30:0,5°C |  | 399 | 1 | 1 | 85.76
9236814 | LLG-Alcoholmeter Type 5, 40-50 in 0,1% | 380mm, with Thermometer 0...+30:0,5°C |  | 399 | 1 | 1 | 82.11
9236815 | LLG-Alcoholmeter Type 6, 50-60 in 0,1% | 380mm, with Thermometer 0...+30:0,5°C |  | 399 | 1 | 1 | 82.11
9236816 | LLG-Alcoholmeter Type 7, 60-70 in 0,1% | 380mm, with Thermometer 0...+30:0,5°C |  | 399 | 1 | 1 | 82.11
9236817 | LLG-Alcoholmeter Type 8, 70-80 in 0,1% | 380mm, with Thermometer 0...+30:0,5°C |  | 399 | 1 | 1 | 79.49
9236818 | LLG-Alcoholmeter Type 9, 80-90 in 0,1% | 380mm, with Thermometer 0...+30:0,5°C |  | 399 | 1 | 1 | 79.49
9236819 | LLG-Alcoholmeter Type 10, 90-100 in 0,1% | 380mm, with thermometer 0...+30:0,5°C |  | 399 | 1 | 1 | 79.49
9236840 | Specific gravity hydrometer 1.000-1.220:0.002 | 300 mm, PC, 20°C |  | 402 | 1 | 1 | 66.22
9236841 | Specific gravity hydrometer 1.200-1.420:0.002 | 300 mm, PC, 20°C |  | 402 | 1 | 1 | 66.22
9236842 | Specific gravity hydrometer 1.400-1.620:0.002 | 300 mm, PC, 20°C |  | 402 | 1 | 1 | 66.22
9236843 | Salt brine hydrometer 0-100:1% | 300 mm, PC, 20°C |  | 402 | 1 | 1 | 66.22
9236844 | Hydrometer acc.Baumé 0-12:0.2 | 250 mm, PC, 15°C |  | 402 | 1 | 1 | 66.22
9236845 | Hydrometer acc.Baumé 9-21:0.2 | 250 mm, PC, 15°C |  | 402 | 1 | 1 | 66.22
9236846 | Hydrometer acc.Baumé 19-31:0.2 | 250 mm, PC, 15°C |  | 402 | 1 | 1 | 66.22
9236847 | Sodium chloride hydrometer 0-26:0.2% | 300 mm, PC, 20°C |  | 402 | 1 | 1 | 66.22
9236848 | Hydrometer 0-35:0.5% | Brix-Sugar-Scale, 300 mm, PC, 20°C |  | 402 | 1 | 1 | 66.22
9236849 | Hydrometer 0-50:0.5% | Brix-Sugar-Scale, 300 mm, PC, 20°C |  | 402 | 1 | 1 | 66.22
9236850 | ASTM precision thermometer S5C -38...+50°C | stem type, total length 300 mm, | blue filling | 369 | 1 | 1 | 86.12
9236852 | ASTM precision thermometer S12C -20...+102°C | stem type, total length 435 mm, | blue filling | 369 | 1 | 1 | 139.68
9236854 | ASTM precision thermometer S15C -2...+80°C | stem type, total length 415 mm, | blue filling | 369 | 1 | 1 | 110.89
9236858 | ASTM precision thermometer S22C +95...+103°C | stem type, total length 300 mm, | blue filling | 369 | 1 | 1 | 101.92
9236860 | ASTM precision thermometer S56C +19...+35°C | stem type, total length 610 mm, | blue filling | 369 | 1 | 1 | 349.27
9236862 | ASTM precision thermometer S58C -34...+49°C | stem type, total length 300 mm, | blue filling | 369 | 1 | 1 | 91.81
9236864 | ASTM precision thermometer S59C -18...+82°C | stem type, total length 300 mm, | blue filling | 369 | 1 | 1 | 80.74
9236866 | ASTM precision thermometer S62C -38...+2°C | stem type, total length 401 mm, | blue filling | 369 | 1 | 1 | 140.12
9236868 | ASTM precision thermometer S63C -8...+32°C | stem type, total length 401 mm, | blue filling | 369 | 1 | 1 | 103.85
9236870 | ASTM precision thermometer S64C +25...+55°C | stem type, total length 401 mm, | blue filling | 369 | 1 | 1 | 163.26
9236872 | ASTM precision thermometer S65C +50...+80°C | stem type, total length 401 mm, | blue filling | 369 | 1 | 1 | 166.9
9236874 | ASTM precision thermometer S66C +75...+105°C | stem type, total length 401 mm, | blue filling | 369 | 1 | 1 | 180.68
9236876 | ASTM precision thermometer S67C +95...+155°C | stem type, total length 401 mm, | blue filling | 369 | 1 | 1 | 171.4
9236879 | ASTM precision thermometer S116C +18.9...+25.1°C | stem type, total length 615 mm, | blue filling | 369 | 1 | 1 | 412.62
9236880 | ASTM precision thermometer S117C +23.9...+30.1°C | stem type, total length 615 mm, | blue filling | 369 | 1 | 1 | 412.62
9236881 | ASTM precision thermometer S120C +38.6...+41.4°C | stem type, total length 300 mm, | blue filling | 369 | 1 | 1 | 160.19
9236882 | ASTM precision thermometer S130C -7...+105°C | stem type, total length 300 mm, | blue filling | 369 | 1 | 1 | 82.95
9236936 | ASTM-like thermometer S16C +30...+200°C | stem type, total length 415 mm, | blue filling | 369 | 1 | 1 | 110.41
9241131 | Maximum/minimum thermometers | digital, - 20...+70°C |  | 372 | 1 | 1 | See Cope Price List TJ365-10
9241134 | Maxima-Minima thermometer | with push button, plasic, | ivory, mercury-free | 372 | 1 | 1 | 9.12
9242340 | Refrigerator thermometer | 185x20 mm, plastic, | range -40...+40°C | 372 | 1 | 1 | 2.54
9243100 | Digital thermometer, -35° - +500° C : 1°C, | with st.steel sensor and battery |  | 376 | 1 | 1 | 74.39
9243101 | Digital thermometer, -40° - +120°C : 1°C, | with st.steel sensor and battery |  | 376 | 1 | 1 | 61.41
9243102 | Digital thermometer, -50 -+300°C : 0,1°C | without temperature sensor |  | 377 | 1 | 1 | 85.61
9243111 | Immersion sensor Pt-100 |  |  | 377 | 1 | 1 | 48.48
9243112 | Penetration sensor Pt-100 | E910652 |  | 377 | 1 | 1 | 49.51
9243113 | Surface sensor Pt-100 |  |  | 377 | 1 | 1 | 62.11
9243114 | Air sensor Pt-100 |  |  | 377 | 1 | 1 | 55.91
9243165 | LLG-Min/Max Thermometer | with outdoor sensor, inside -20...+70°C | outside -50...+70°C | 372 | 1 | 1 | 12.87
9246002 | Temperature recording strips,51 x 18 mm | range +37° - +65°C,pack of 10 |  | 371 | 1 | 1 | See Cope Price List TH704-12
9246003 | Temperature recording strips, 51 x 18 mm | range +71° - +110°C,pack of 10 |  | 371 | 1 | 1 | See Cope Price List TH704-15
9246004 | Temperature recording strips, 51 x 18 mm | range +116° - +154°C,pack of 10 stripes |  | 371 | 1 | 1 | See Cope Price List TH704-18
9246005 | Temperature recording strips, 51 x 18 mm | range +160° - +199°C,pack of 10 |  | 371 | 1 | 1 | See Cope Price List TH704-21
9246006 | Temperature recording strips, 51 x 18 mm | range +204° - +260°C,pack of 10 |  | 371 | 1 | 1 | See Cope Price List TH704-24
9246310 | Temperature recording strips, 35 x 15 mm | range +29° - +40°C,pack of 10 |  | 371 | 1 | 1 | See Cope Price List TH700-10
9246311 | Temperature recording strips, 35 x 15 mm | range +37° - +46°C,pack of 10 |  | 371 | 1 | 1 | See Cope Price List TH700-13
9246312 | Temperature recording strips, 35 x 15 mm | range +49° - +71°C,pack of 10 |  | 371 | 1 | 1 | See Cope Price List TH700-16
9246313 | Temperature recording strips, 35 x 15 mm | range +77° - +99°C,pack of 10 |  | 371 | 1 | 1 | See Cope Price List TH700-19
9246314 | Temperature recording strips, 35 x 15 mm | range +104° - +127°C,pack of 10 |  | 371 | 1 | 1 | See Cope Price List TH700-22
9246315 | Temperature recording strips, 35 x 15 mm | range +132° - +154°C,pack of 10 |  | 371 | 1 | 1 | See Cope Price List TH700-26
9246316 | Temperature recording strips, 35 x 15 mm | range +160° - +182°C,pack of 10 |  | 371 | 1 | 1 | See Cope Price List TH700-30
9246317 | Temperature recording strips, 35 x 15 mm | range +188° - +210°C,pack of 10 |  | 371 | 1 | 1 | See Cope Price List TH700-34
9246318 | Temperature recording strips, 35 x 15 mm | range +216° - +249°C,pack of 10 |  | 371 | 1 | 1 | See Cope Price List TH700-38
9246319 | Temperature recording strips, 35 x 15 mm | range +249° - +290°C,pack of 10 |  | 371 | 1 | 1 | See Cope Price List TH700-42
9250030 | Porcelain crucibles,low form,cap. 6 ml | diam. 30 mm,height 19 mm |  | 106 | 1 | 1 | 4.48
9250035 | Porcelain crucibles,low form,cap. 11 ml | diam. 35 mm,height 22 mm |  | 106 | 1 | 1 | See Cope Price List CX348-16
9250040 | Porcelain crucibles,low form,cap. 15ml | diam. 40 mm,height 25 mm |  | 106 | 1 | 1 | See Cope Price List CX348-22
9250045 | Porcelain crucibles,low form,cap. 25ml | diam. 45 mm,height 28 mm |  | 106 | 1 | 1 | See Cope Price List CX348-27
9250050 | Porcelain crucibles,low form,cap. 29ml | diam. 50 mm,height 32 mm |  | 106 | 1 | 1 | 8.56
9250060 | Porcelain crucibles,low form,cap. 50 ml | diam. 60 mm,height 38 mm |  | 106 | 1 | 1 | See Cope Price List CX348-33
9250070 | Porcelain crucibles,low form,cap. 85 ml | diam. 70 mm,height 44 mm |  | 106 | 1 | 1 | See Cope Price List CX348-36
9250130 | Porcelain crucibles,medium form,cap. 10 ml | diam. 30 mm,height 25 mm |  | 106 | 1 | 1 | See Cope Price List CX357-16
9250135 | Porcelain crucibles,medium form,cap. 15 ml | diam. 35 mm,height 28 mm |  | 106 | 1 | 1 | See Cope Price List CX357-22
9250140 | Porcelain crucibles,medium form,cap. 20 ml | diam. 40 mm,height 32 mm |  | 106 | 1 | 1 | See Cope Price List CX357-26
9250145 | Porcelain crucibles,medium form,cap. 38 ml | diam. 45 mm,height 36 mm |  | 106 | 1 | 1 | 6.37
9250150 | Porcelain crucibles,medium form,cap. 49 ml | diam. 50 mm,height 40 mm |  | 106 | 1 | 1 | See Cope Price List CX357-36
9250160 | Porcelain crucibles,medium form,cap. 90 ml | diam. 60 mm,height 48 mm |  | 106 | 1 | 1 | 9.5
9250170 | Porcelain crucibles,medium form,cap. 150 ml | diam. 70 mm,height 56 mm |  | 106 | 1 | 1 | 12.74
9250180 | Porcelain crucibles,medium form,cap. 200 ml | diam. 80 mm,height 65 mm |  | 106 | 1 | 1 | 17.4
9250225 | Porcelain crucibles,tall form,cap. 11 ml | diam. 26 mm,height 33 mm |  | 106 | 1 | 1 | 4.68
9250230 | Porcelain crucibles,tall form,cap. 15 ml | diam. 30 mm,height 38 mm |  | 106 | 1 | 1 | 5.31
9250235 | Porcelain crucibles,tall form,cap. 24 ml | diam. 35 mm,height 44 mm |  | 106 | 1 | 1 | 5.64
9250240 | Porcelain crucibles,tall form,cap. 40 ml | diam. 40 mm,height 50 mm |  | 106 | 1 | 1 | 6.78
9250245 | Porcelain crucibles,tall form,cap. 50 ml | diam. 45 mm,height 56 mm |  | 106 | 1 | 1 | 7.76
9250250 | Porcelain crucibles,tall form,cap. 75 ml | diam. 50 mm,height 62 mm |  | 106 | 1 | 1 | 11.71
9250260 | Porcelain crucibles,tall form,cap. 120 ml | diam. 60 mm,height 75 mm |  | 106 | 1 | 1 | 15.99
9250306 | Lid,porcelain,diam.32 mm |  |  | 106 | 1 | 1 | See Cope Price List CX415-28
9250308 | Lid,porcelain,diam.35 mm |  |  | 106 | 1 | 1 | See Cope Price List CX415-34
9250310 | Lid,porcelain,diam.43 mm |  |  | 106 | 1 | 1 | See Cope Price List CX415-37
9250313 | Lid,porcelain,diam.46 mm |  |  | 106 | 1 | 1 | See Cope Price List CX415-40
9250314 | Lid,porcelain,diam.50 mm |  |  | 106 | 1 | 1 | See Cope Price List CX415-43
9250316 | Lid,porcelain,diam.60 mm |  |  | 106 | 1 | 1 | See Cope Price List CX415-52
9250319 | Lid,porcelain,diam.68 mm |  |  | 106 | 1 | 1 | See Cope Price List CX415-64
9250327 | Lid,porcelain,diam.80 mm |  |  | 106 | 1 | 1 | 13.32
9250340 | Quartz glass crucible 20 ml | 40x32 mm, medium form |  | 107 | 1 | 1 | 15.52
9250350 | Quartz glass crucible 49 ml , | 50x40 mm, medium form |  | 107 | 1 | 1 | 17.88
9250351 | Quartz glass crucible 90 ml , | 60x48 mm, medium form |  | 107 | 1 | 1 | 22.92
9250389 | ALSINT crucibles,wide form,cap. 10 ml | diam. 30 mm,height 24 mm |  | 107 | 1 | 1 | 20.63
9250390 | ALSINT crucibles,wide form,cap. 25 ml | diam. 41 mm,height 37 mm |  | 107 | 1 | 1 | 24.54
9250391 | ALSINT crucibles,wide form,cap. 40 ml | diam.48 mm,height 41 mm |  | 107 | 1 | 1 | 31.99
9250392 | ALSINT crucibles,wide form,cap. 60 ml | diam. 54 mm,height 50 mm |  | 107 | 1 | 1 | 55.66
9250393 | ALSINT crucibles,wide form,cap. 80 ml | diam. 60 mm,height 50 mm |  | 107 | 1 | 1 | 62.86
9250394 | ALSINT crucibles,wide form,cap. 100 ml | diam. 66 mm,height 56 mm |  | 107 | 1 | 1 | 75.06
9250399 | ALSINT crucibles,tall form,cap. 10 ml | diam. 25 mm,height 30 mm |  | 107 | 1 | 1 | 18.79
9250400 | ALSINT crucibles,tall form,cap. 15 ml | diam. 30 mm,height 38 mm |  | 107 | 1 | 1 | 25.36
9250401 | ALSINT crucibles,tall form,cap. 20 ml | diam. 33 mm,height 40 mm |  | 107 | 1 | 1 | 28.25
9250402 | ALSINT crucibles,tall form,cap. 30 ml | diam. 38 mm,height 47 mm |  | 107 | 1 | 1 | 36.04
9250403 | ALSINT crucibles,tall form,cap. 45 ml | diam. 42 mm,height 54 mm |  | 107 | 1 | 1 | 43.93
9250404 | ALSINT crucibles,tall form,cap. 80 ml | diam. 50 mm,height 65 mm |  | 107 | 1 | 1 | 69.89
9250405 | ALSINT crucibles,tall form,cap. 150 ml | diam. 62 mm,height 75 mm |  | 107 | 1 | 1 | 88.57
9250406 | ALSINT crucibles,tall form,cap. 250 ml | diam. 73 mm,height 90 mm |  | 107 | 1 | 1 | 120.69
9250407 | ALSINT crucibles,tall form,cap. 350 ml | diam. 85 mm,height 100 mm |  | 107 | 1 | 1 | 195.67
9250630 | Nickel crucibles,wall thickness 1 mm,cap. 15 ml | diam. 30 mm,height 30 mm |  | 109 | 1 | 1 | 38.89
9250635 | Nickel crucibles,wall thickness 1 mm,cap. 25 ml | diam. 35 mm,height 35 mm |  | 109 | 1 | 1 | 45.59
9250640 | Nickel crucibles,wall thickness 1 mm,cap. 30 ml | diam. 40 mm,height 35 mm |  | 109 | 1 | 1 | 53.08
9250650 | Nickel crucibles,wall thickness 1 mm,cap. 70 ml | diam. 50 mm,height 45 mm |  | 109 | 1 | 1 | 72.16
9250660 | Lid,nickel,diam.30 mm |  |  | 109 | 1 | 1 | 18.74
9250665 | Lid,nickel,diam.35 mm |  |  | 109 | 1 | 1 | 19.95
9250670 | Lid,nickel,diam.40 mm |  |  | 109 | 1 | 1 | 22.57
9250680 | Lid,nickel,diam.50 mm |  |  | 109 | 1 | 1 | 23.99
9250900 | LLG-Porcelain crucible 1/30 DIN | 5 ml, 30 mm dia., low form, glazed |  | 105 | 1 | 1 | 2.19
9250901 | LLG-Porcelain crucible 1/35 DIN | 10 ml, 35 mm dia., low form, glazed |  | 105 | 1 | 1 | 2.85
9250902 | LLG-Porcelain crucible 1/40 DIN | 17 ml, 40 mm dia., low form, glazed |  | 105 | 1 | 1 | 2.52
9250903 | LLG-Porcelain crucible 1/45 DIN | 21 ml, 45 mm dia., low form, glazed |  | 105 | 1 | 1 | 3.17
9250904 | LLG-Porcelain crucible 1/50 DIN | 24 ml, 50 mm dia., low form, glazed |  | 105 | 1 | 1 | 4.26
9250905 | LLG-Porcelain crucible 1/60 DIN | 63 ml, 60 mm dia., low form, glazed |  | 105 | 1 | 1 | 5.72
9250906 | LLG-Porcelain crucible 1/70 DIN | 91 ml, 70 mm dia., low form, glasiert |  | 105 | 1 | 1 | 6.52
9250907 | LLG-porcellain crucible 2/30 | 10 ml, 30 mm Ø, medium form, glazed |  | 105 | 1 | 1 | 1.91
9250910 | LLG-Porcelain crucible 2/35 DIN | 12 ml, 35 mm dia., medium form, glazed |  | 105 | 1 | 1 | 2.04
9250911 | LLG-Porcelain crucible 2/40 DIN | 20 ml, 40 mm dia., medium form, glazed |  | 105 | 1 | 1 | 2.44
9250912 | LLG-Porcelain crucible 2/45 DIN | 30 ml, 45 mm dia., medium form, glazed |  | 105 | 1 | 1 | 2.52
9250913 | LLG-Porcelain crucible 2/50 DIN | 45 ml, 50 mm dia., medium form, glazed |  | 105 | 1 | 1 | 4.13
9250914 | LLG-Porcelain crucible 2/60 DIN | 80 ml, 60 mm dia., medium form, glazed |  | 105 | 1 | 1 | 4.18
9250915 | LLG-Porcelain crucible 2/70 DIN | 120 ml, 70 mm dia., medium form, glazed |  | 105 | 1 | 1 | 5.69
9250916 | LLG-Porcellain crucibles 2/80 | 200 ml, 80 mm Ø, medium form, glazed |  | 105 | 1 | 1 | 7
9250920 | LLG-Porcelain crucible 3/30 DIN | 15 ml, 30 mm dia., tall form, glazed |  | 105 | 1 | 1 | 3.83
9250921 | LLG-Porcelain crucible 3/35 DIN | 26 ml, 35 mm dia., tall form, glazed |  | 105 | 1 | 1 | 4.68
9250922 | LLG-Porcelain crucible 3/40 DIN | 35 ml, 40 mm dia., tall form, glazed |  | 105 | 1 | 1 | 4.46
9250923 | LLG-Porcelain crucible 3/45 DIN | 50 ml, 45 mm dia., tall form, glasiert |  | 105 | 1 | 1 | 5.52
9250924 | LLG-Porcelain crucible 3/50 DIN | 72 ml, 50 mm dia., tall form, glazed |  | 105 | 1 | 1 | 4.94
9250925 | LLG-Porcelain crucible 3/60 DIN | 130 ml, 60 mm dia., tall form, glazed |  | 105 | 1 | 1 | 6.98
9250930 | LLG-Porcellaine lid D 30 DIN | 34 mm dia. for crucible 30mm dia. |  | 105 | 1 | 1 | 2.04
9250931 | LLG-Porcelain lid D 35 DIN | 39 mm dia. for crucible 35 mm dia. |  | 105 | 1 | 1 | 2.64
9250932 | LLG-Porcelain lid D 40 DIN | 44 mm dia. for crucible 40 mm dia. |  | 105 | 1 | 1 | 2.37
9250933 | LLG-Porcelain lid D 45 DIN | 49 mm dia. for crucible 45 mm dia. |  | 105 | 1 | 1 | 3.55
9250934 | LLG-Porcellaine lid D 50 DIN | 54 mm dia. for crucibles 50 mm dia. |  | 105 | 1 | 1 | 3.07
9250935 | LLG-Porcellaine lid D 60 DIN | 64 mm dia. for crucibles 60 mm dia. |  | 105 | 1 | 1 | 3.48
9250936 | LLG-Porcelain lid D 70 DIN | 74 mm dia. for crucible 70 mm dia. |  | 105 | 1 | 1 | 4.23
9250937 | LLG-Porcellaine lid D 80 DIN | 84 mm dia. for crucibles 80 mm dia. |  | 105 | 1 | 1 | 4.43
9250940 | LLG-Melting boats,unglazed, | with eyelet 214/2, 75x13x8mm |  | 108 | 1 | 1 | 0.93
9250941 | LLG-Melting boats,unglazed, | with eyelet 214/3 105x14x9mm |  | 108 | 1 | 1 | 0.93
9250942 | LLG-Melting boats,unglazed, | with eyelet 214/4,85x13x8mm |  | 108 | 1 | 1 | 0.86
9250943 | LLG-Melting boats,unglazed, | with eyelet 214/9,40x12x10mm |  | 108 | 1 | 1 | 0.93
9251003 | Funnels,soda glass, short stem,diam.35 mm |  |  | 93 | 1 | 1 | #N/A
9251005 | Funnels,soda glass, short stem,diam.45 mm |  |  | 93 | 1 | 1 | #N/A
9251007 | Funnels,soda glass, short stem,diam.55 mm |  |  | 93 | 1 | 1 | #N/A
9251011 | Funnels,soda glass, short stem,diam.70 mm |  |  | 93 | 1 | 1 | #N/A
9251016 | Funnels,soda glass, short stem,diam.80 mm |  |  | 93 | 1 | 1 | #N/A
9251019 | Funnels,soda glass, short stem,diam.100 mm |  |  | 93 | 1 | 1 | #N/A
9251023 | Funnels 120mm DURAN | DURAN glass |  | 93 | 1 | 1 | 23.34
9251123 | Funnels,DURAN,short stem,diam. 35 mm |  |  | 93 | 1 | 1 | 13.2
9251128 | Funnels,DURAN,short stem,diam. 45 mm |  |  | 93 | 1 | 1 | 13.73
9251133 | Funnels,DURAN,short stem,diam. 55 mm |  |  | 93 | 1 | 1 | 20.05
9251138 | Funnels,DURAN,short stem,diam. 70 mm |  |  | 93 | 1 | 1 | 20
9251141 | Funnels,DURAN,short stem,diam. 80 mm |  |  | 93 | 1 | 1 | 21.16
9251146 | Funnels,DURAN,short stem,diam. 100 mm |  |  | 93 | 1 | 1 | 22.82
9251157 | Funnels,DURAN,short stem,diam. 150 mm |  |  | 93 | 1 | 1 | 33.9
9251161 | Funnels,DURAN,short stem,diam. 200 mm |  |  | 93 | 1 | 1 | 81.06
9251169 | Funnels 300mm DURAN |  |  | 93 | 1 | 1 | 139.8
9251185 | LLG-Laboratory funnel Ø 40 mm | PP, pack of 10 |  | 94 | 1 | 1 | 3.32
9251186 | LLG-Laboratory funnel Ø 60 mm | PP, pack of 10 |  | 94 | 1 | 1 | 7.2
9251187 | LLG-Laboratory funnel Ø 80 mm | PP, pack of 10 |  | 94 | 1 | 1 | 10.53
9251188 | LLG-Laboratory funnel Ø 100 mm | PP, pack of 10 |  | 94 | 1 | 1 | 13.58
9251189 | LLG-Laboratory funnel Ø 120 mm | PP, pack of 10 |  | 94 | 1 | 1 | 17.18
9251190 | LLG-Laboratory funnel Ø 150 mm | PP, pack of 10 |  | 94 | 1 | 1 | 22.44
9251191 | LLG-Laboratory funnel 40 mm | PP, with rib, pack of 10 |  | 94 | 1 | 1 | 4.16
9251192 | LLG-Laboratory funnel Ø 60 mm | PP, with rib, pack of 10 |  | 94 | 1 | 1 | 9.42
9251193 | LLG-funnel Ø 80 mm | PP, with rib, pack of 10 |  | 94 | 1 | 1 | 14.13
9251194 | LLG-Laboratory funnel Ø 100 mm | PP, with rib, pack of 10 |  | 94 | 1 | 1 | 17.45
9251195 | LLG-Laboratory funnel Ø 120 mm | PP, with rib, pack of 10 |  | 94 | 1 | 1 | 22.16
9251196 | LLG-Laboratory funnel Ø 150 mm | PP, with rib, pack of 10 |  | 94 | 1 | 1 | 24.24
9251197 | LLG-Analytical funnel Ø 80 mm | PP, with rib, stem length 150mm | pack of 10 | 94 | 1 | 1 | 21.06
9251200 | LLG-Funnel 40 mm dia. | borosilicate glass |  | 93 | 1 | 1 | 2.49
9251201 | LLG-Funnel 60 mm dia. | borosilicate glass |  | 93 | 1 | 1 | 3.32
9251202 | LLG-Funnel 80 mm dia. | borosilicate glass |  | 93 | 1 | 1 | 3.7
9251203 | LLG-Funnel 100 mm dia. | borosilicate glass |  | 93 | 1 | 1 | 4.56
9251204 | LLG-Funnel 125 mm dia. | borosilicate glass |  | 93 | 1 | 1 | 9.9
9251205 | LLG-Funnel 150 mm dia. | borosilicate glass |  | 93 | 1 | 1 | 12.54
9251208 | Funnel 80 mm | stainless steel | w/o handle and air furrow | 95 | 1 | 1 | 17.58
9251210 | Funnel 100 mm | stainless steel |  | 95 | 1 | 1 | 23.25
9251212 | Funnel 120 mm | stainless steel |  | 95 | 1 | 1 | 26.92
9251215 | Funnel 150 mm | stainless steel |  | 95 | 1 | 1 | 31.59
9251220 | Funnel 200 mm | stainless steel |  | 95 | 1 | 1 | 35.26
9251225 | Funnel 250 mm | stainless steel |  | 95 | 1 | 1 | 40.13
9251237 | Analytical funnels,DURAN,diam. 65 mm |  |  | 93 | 1 | 1 | 24.07
9251241 | Analytical funnels,DURAN,diam. 80 mm |  |  | 93 | 1 | 1 | 28.17
9251248 | Analytical funnels,DURAN,diam. 110 mm |  |  | 93 | 1 | 1 | 46.95
9251307 | Powder funnels,soda glass,diam. 55 mm |  |  | 96 | 1 | 1 | #N/A
9251311 | Powder funnels,soda glass,diam. 70 mm |  |  | 96 | 1 | 1 | #N/A
9251316 | Powder funnels,soda glass,diam. 80 mm |  |  | 96 | 1 | 1 | #N/A
9251319 | Powder funnels,soda glass,diam. 100 mm |  |  | 96 | 1 | 1 | #N/A
9251323 | Powder funnels,DURAN,diam. 120 mm |  |  | 96 | 1 | 1 | 23.76
9251332 | Powder funnels,DURAN,diam. 160 mm |  |  | 96 | 1 | 1 | 30.9
9251338 | Powder funnels,DURAN,diam. 200 mm |  |  | 96 | 1 | 1 | 48.72
9251340 | Funnels with Cone, Cone NS 14/23 O.D.mm 45 |  |  | 96 | 1 | 1 | 21.03
9251341 | Funnels with Cone, Cone NS 19/26 O.D.mm 55 |  |  | 96 | 1 | 1 | 24.15
9251342 | Funnels with Cone, Cone NS 24/29 O.D.mm 70 |  |  | 96 | 1 | 1 | 32.85
9251343 | Funnels with Cone, Cone NS 29/32 O.D.mm 80 |  |  | 96 | 1 | 1 | 33.06
9251391 | Urbanti rapid funnels,TPX,diam. 51 mm |  |  | 94 | 1 | 1 | 5.69
9251392 | Urbanti rapid funnels,TPX,diam. 70 mm |  |  | 94 | 1 | 1 | 6.45
9251393 | Urbanti rapid funnels,TPX,diam. 70 mm |  |  | 94 | 1 | 1 | 6.32
9251394 | Urbanti rapid funnels,TPX,diam. 100 mm |  |  | 94 | 1 | 1 | 8.41
9251395 | Urbanti rapid funnels,TPX,diam. 140 mm |  |  | 94 | 1 | 1 | 31.31
9251396 | Urbanti rapid funnels,TPX,diam. 196 mm |  |  | 94 | 1 | 1 | 34.34
9251550 | LLG-Funnel holder 40 mm dia. | stainless steel, w/o boss head |  | 97 | 1 | 1 | 4.21
9251551 | LLG-Funnel holder 60 mm dia. | stainless steel, w/o boss head |  | 97 | 1 | 1 | 5.19
9251552 | LLG-Funnel holder 80 mm dia. | stainless steel, w/o boss head |  | 97 | 1 | 1 | 5.44
9251553 | LLG-Funnel holder 100 mm dia. | stainless steel, w/o boss head |  | 97 | 1 | 1 | 5.44
9251554 | LLG-Funnel holder 40 mm dia. | stainless steel, with boss head |  | 97 | 1 | 1 | 9.04
9251555 | LLG-Funnel holder 60 mm dia. | stainless steel, with boss head |  | 97 | 1 | 1 | 9.77
9251556 | LLG-Funnel holder 80 mm dia. | stainless steel, with boss head |  | 97 | 1 | 1 | 10.6
9251557 | LLG-Funnel holder 100 mm dia. | stainless steel, with boss head |  | 97 | 1 | 1 | 11.03
9251558 | LLG-Funnel holder, PP | for 25 - 150 mm dia. |  | 97 | 1 | 1 | 5.54
9251559 | Funnel holder, PP | for 75 - 150 mm dia. |  | 598 | 1 | 1 | 6.1
9251560 | Funnel holder PP | for 2 funnels 25-170mm |  | 97 | 1 | 1 | 15.74
9251561 | Funnel holder PP | for 1 funnel 25-170mm |  | 97 | 1 | 1 | 11.94
9251602 | Funnels,PP,diam. 30 mm |  |  | 94 | 1 | 1 | 0.58
9251605 | Funnels,PP,diam. 30 mm,stem diam. 5 mm |  |  | 94 | 1 | 1 | 0.58
9251610 | Funnels,PP,diam. 40 mm |  |  | 94 | 1 | 1 | 0.68
9251615 | Funnels,PP,diam. 50 mm |  |  | 94 | 1 | 1 | 0.81
9251620 | Funnels,PP,diam. 75 mm |  |  | 94 | 1 | 1 | 1.01
9251625 | Funnels,PP,diam. 100 mm |  |  | 94 | 1 | 1 | 1.69
9251630 | Funnels,PP,diam. 120 mm |  |  | 94 | 1 | 1 | 2.34
9251635 | Funnels,PP,diam. 150 mm |  |  | 94 | 1 | 1 | 3.22
9251640 | Funnels,PP,diam. 200 mm |  |  | 95 | 1 | 1 | 7.53
9251645 | Funnels,PP,diam. 250 mm |  |  | 95 | 1 | 1 | 12.85
9251650 | Funnels,PP,diam. 350 mm |  |  | 95 | 1 | 1 | 22.52
9251655 | Funnels,PP,diam. 400 mm |  |  | 95 | 1 | 1 | 54.34
9251660 | Barrel funnels 430 mm, PP |  |  | 95 | 1 | 1 | 72.64
9251665 | Filter insert for Barrel funnels | Ø 50 mm |  | 95 | 1 | 1 | 4.53
9251720 | Powder funnels,PP,wide stem,diam. 65 mm |  |  | 96 | 1 | 1 | See Cope Price List FT460-25
9251725 | Powder funnels,PP,wide stem,diam. 80 mm |  |  | 96 | 1 | 1 | See Cope Price List FT460-30
9251730 | Powder funnels,PP,wide stem,diam. 100 mm |  |  | 96 | 1 | 1 | See Cope Price List FT460-35
9251735 | Powder funnels,PP,wide stem,diam. 120 mm |  |  | 96 | 1 | 1 | See Cope Price List FT460-40
9251740 | Powder funnels,PP, 150mm PP |  |  | 96 | 1 | 1 | See Cope Price List FT460-45
9251741 | Powder funnels 180mm, PP |  |  | 96 | 1 | 1 | 4.91
9251814 | Funnels,PP,with NS 14/23,diam. 40 mm |  |  | 97 | 1 | 1 | 3.75
9251819 | Funnels,PP,with NS 19/26,diam. 50 mm |  |  | 97 | 1 | 1 | 5.09
9251829 | Funnels,PP,with NS 29/32,diam. 80 mm |  |  | 97 | 1 | 1 | 6.22
9252022 | Büchner funnels,DURAN,cap. 70 ml,diam. 48 mm |  |  | 697 | 1 | 1 | 80.64
9252027 | Büchner funnels,porcelain,diam. 28 mm |  |  | 697 | 1 | 1 | 29.59
9252028 | Büchner funnels,DURAN,cap. 125 ml,diam. 60 mm |  |  | 697 | 1 | 1 | 95.63
9252034 | Büchner funnels,DURAN,cap. 220 ml,diam. 73 mm |  |  | 697 | 1 | 1 | 113.85
9252044 | Büchner funnels,DURAN,cap. 500 ml,diam. 95 mm |  |  | 697 | 1 | 1 | 129.38
9252045 | Büchner funnels,porcelain,diam. 45 mm |  |  | 697 | 1 | 1 | 33.04
9252054 | Büchner funnels,DURAN,cap. 1000 ml,diam. 120 mm |  |  | 697 | 1 | 1 | 180.36
9252055 | Büchner funnels,porcelain,diam. 55 mm |  |  | 697 | 1 | 1 | See Cope Price List FT804-18
9252070 | Büchner funnels,porcelain,diam. 70 mm |  |  | 697 | 1 | 1 | See Cope Price List FT804-26
9252090 | Büchner funnels,porcelain,diam. 90 mm |  |  | 697 | 1 | 1 | See Cope Price List FT804-34
9252110 | Büchner funnels,porcelain,diam. 110 mm |  |  | 697 | 1 | 1 | See Cope Price List FT804-40
9252125 | Büchner funnels,porcelain,diam. 125 mm |  |  | 697 | 1 | 1 | See Cope Price List FT804-45
9252150 | Büchner funnels,porcelain,diam. 150 mm |  |  | 697 | 1 | 1 | 130.33
9252185 | Büchner funnels,porcelain,diam. 185 mm |  |  | 697 | 1 | 1 | 208.86
9252240 | Büchner funnels,porcelain,diam. 240 mm |  |  | 697 | 1 | 1 | 313.54
9252270 | Buchner funnels porcelain 270mmØ |  |  | 697 | 1 | 1 | 549.88
9252320 | Buchner funnels porcelain, 320mm |  |  | 697 | 1 | 1 | 722.67
9252330 | Büchner funnel 45 mm, PP | demountable |  | 698 | 1 | 1 | See Cope Price List FT815-12
9252331 | Büchner funnel 55 mm, PP | demountable |  | 698 | 1 | 1 | See Cope Price List FT815-18
9252332 | Büchner funnel 70 mm, PP | demountable |  | 698 | 1 | 1 | See Cope Price List FT815-26
9252333 | Büchner funnel 80 mm, PP | demountable |  | 698 | 1 | 1 | 11.08
9252334 | Büchner funnel 90 mm, PP | demountable |  | 698 | 1 | 1 | See Cope Price List FT815-34
9252335 | Büchner funnel 110 mm, PP | demountable |  | 698 | 1 | 1 | See Cope Price List FT815-40
9252338 | Büchner funnel 160 mm, PP | demountable |  | 698 | 1 | 1 | See Cope Price List FT815-48
9252339 | Büchner funnel 240 mm, PP | demountable |  | 698 | 1 | 1 | See Cope Price List FT815-56
9252340 | Disc Ø 45 mm, HDPE | for Büchner funnel |  | 698 | 1 | 1 | 0.71
9252341 | Disc Ø 55 mm, HDPE | for Büchner funnel |  | 698 | 1 | 1 | 0.73
9252342 | Disc Ø 70 mm, HDPE | for Büchner funnel |  | 698 | 1 | 1 | 0.76
9252343 | Disc Ø 80 mm, HDPE | for Büchner funnel |  | 698 | 1 | 1 | 0.76
9252344 | Disc Ø 90 mm, HDPE | for Büchner funnel |  | 698 | 1 | 1 | 0.78
9252345 | Disc Ø 110 mm, HDPE | for Büchner funnel |  | 698 | 1 | 1 | 0.81
9252348 | Disc Ø 160 mm, HDPE | for Büchner funnel |  | 698 | 1 | 1 | 0.81
9252349 | Disc Ø 240 mm, HDPE | for Büchner funnel |  | 698 | 1 | 1 | 0.88
9252500 | LLG-Buchner funnels 237/4 | 240 ml, for filterpaper dia.90 mm |  | 697 | 1 | 1 | 25.02
9252501 | LLG-Büchner funnel 237/5 | 400 ml, for filterpaper dia. 110mm |  | 697 | 1 | 1 | 31.23
9252502 | LLG-Büchner funnel 237/6 | 600 ml, for filterpaper dia. 125mm |  | 697 | 1 | 1 | 33.23
9252503 | LLG-Büchner funnel 237/7 | 1000 ml, for filterpaper dia. 150mm |  | 697 | 1 | 1 | 43.74
9252504 | LLG-Büchner funnel 237/8 | 2000 ml, for filterpaper dia. 185mm |  | 697 | 1 | 1 | 60.87
9252505 | LLG-Büchner funnel 237/9 | 4000 ml, für filterpaper Ø 240 mm |  | 697 | 1 | 1 | 140.8
9252506 | LLG-Büchner funnel 237/9a | 7000 ml, for filterpaper dia. 295 mm |  | 697 | 1 | 1 | 335.66
9252507 | LLG-Büchner funnel 237/10 | 10000 ml, for filterpaper dia. 325mm |  | 697 | 1 | 1 | 419.48
9252512 | LLG-Casserole 209/2 | 84 ml, 67x39 mm, | w. porcelain stem | 102 | 1 | 1 | 11.08
9252513 | LLG-Casserole 209/3 | 176 ml, 85x49 mm, | w. porcelain stem | 102 | 1 | 1 | 14.33
9252514 | LLG-Casserole 209/4 | 270 ml, 101x51 mm, | w. porcelain stem | 102 | 1 | 1 | 16.04
9252515 | LLG-Casserole 209/5 | 450 ml, 120x64 mm, | w. porcelain stem | 102 | 1 | 1 | 20.33
9252516 | LLG-Casserole 209/6 | 960 ml, 150x86 mm, | w. porceain stem | 102 | 1 | 1 | 28.4
9253006 | Dry ice equiptment "snowpack" | 50x30mm for 50g |  | 729 | 1 | 1 | 224.85
9253008 | Dry ice equiptment "snowpack" | 80x60mm for 250g |  | 729 | 1 | 1 | 276.32
9253131 | Drying tubes,PE-LD,straight,20 x 100 mm |  |  | 584 | 1 | 1 | 2.47
9253135 | Drying tubes,PE-LD,straight,20 x 150 mm |  |  | 584 | 1 | 1 | 2.67
9253140 | Drying tubes,PE-LD,straight,20 x 200 mm |  |  | 584 | 1 | 1 | 3.07
9253406 | Staining plates,porcelain,6 cavities,119x85 mm |  |  | 1292 | 1 | 1 | 17.86
9253412 | Staining plates,porcelain,12 cavities,115x85 mm |  |  | 1292 | 1 | 1 | 26.35
9260020 | Interval timer with signal, 60 min |  |  | 389 | 1 | 1 | 6.42
9260150 | LLG-Electronic Timer | up to 99 Min.and 59 Sec., rubber coated, | attachment magnet, incl. battery LR 44 | 389 | 1 | 1 | 10.73
9260178 | Benchtop timers,LCD-display,acoustic alarm |  |  | 392 | 1 | 1 | 111.16
9260179 | Benchtop timers,LCD-display,acoustic alarm | programmable procedure |  | 392 | 1 | 1 | 114.85
9260181 | Microchronometer TR 112 | with min./sek. and memory, | white | 391 | 1 | 1 | 15.44
9260184 | Stopwatch, electronic WB 388 OS | count-down/count-up, white/grey |  | 391 | 1 | 1 | 24.26
9260186 | Display timer TR 118 OS | LCD-display, 99 h, 50 min, 59 sec | grey, including battery | 391 | 1 | 1 | 20.95
9260187 | Timer with clock,LCD-display,electronic signal, | from 1 sec upto 24 hours |  | 391 | 1 | 1 | 26.57
9260188 | Timer,count-down KT 188 | silver, 99 min, 59 sec., alarm | with battery | 390 | 1 | 1 | 15.09
9260189 | Digi-clock timer TR 119 | with h/min/sec and time | white/grey | 391 | 1 | 1 | #N/A
9262005 | Crown stopwatches,metal housing,1/5 sec |  |  | 393 | 1 | 1 | 150.57
9262010 | Crown stopwatches,metal housing,1/10 sec |  |  | 393 | 1 | 1 | 150.57
9262062 | Stopwatch,LCD-display, 9h,59 min,59.99 sec. | 1/100 sec., with battery |  | 393 | 1 | 1 | #N/A
9262071 | Stopclock,LCD-display,23 h,59 min, 59 sec. |  |  | 390 | 1 | 1 | 32.54
9262080 | Large quartz stopclock | 0-60 sec., 0-60 min., | dial diam. 110 mm, with bettary | 394 | 1 | 1 | 123.16
9262111 | Stopswatch, digital Profile 25 |  |  | 394 | 1 | 1 | 55.24
9262205 | Addition stopwatches,metal housing, 1/5 sec. |  |  | 393 | 1 | 1 | 153.49
9262210 | Addition stopwatches,metal housing, 1/10 sec. |  |  | 393 | 1 | 1 | 153.49
9262411 | Addition stopwatches,ABS-housing, 1/5 sec., | 30 min |  | 392 | 1 | 1 | 90.8
9262521 | ***after clearance sale no longer available*** | Hand stopwatches,LCD-display, red |  | 394 | 1 | 1 | #N/A
9262530 | Hand stopwatches,LCD-display, black |  |  | 394 | 1 | 1 | 73.04
9262605 | Gloves Polyclassic Soft size L | LDPE, hamemred, 280mm, transparent, | pack of 100 | 203 | 1 | 1 | 1.31
9262606 | Gloves Polyclassic Soft size M | LDPE, hammered, 280mm, transparent | pack of 100 | 203 | 1 | 1 | 1.31
9263004 | Watch glasses, dia. 40 mm, | soda-lime glass, ground edges |  | 98 | 1 | 1 | 0.63
9263005 | Watch glasses, dia. 50 mm, | soda-lime glass, ground edges |  | 98 | 1 | 1 | 0.71
9263006 | Watch glasses, dia. 60 mm, | soda-lime glass, ground edges |  | 98 | 1 | 1 | 0.73
9263007 | Watch glasses, dia. 70 mm, | soda-lime glass, ground edges |  | 98 | 1 | 1 | 0.78
9263008 | Watch glasses, dia. 80 mm, | soda-lime glass, ground edges |  | 98 | 1 | 1 | 0.83
9263009 | Watch glasses, dia. 90 mm, | soda-lime glass, ground edges |  | 98 | 1 | 1 | 0.88
9263010 | Watch glasses, dia. 100 mm, | soda-lime glass, ground edges |  | 98 | 1 | 1 | See Cope Price List WG100-45
9263011 | Watch glasses, dia.110 mm | soda-lime glass, ground edges |  | 98 | 1 | 1 | 1.01
9263012 | Watch glasses, dia. 125 mm, | soda-lime glass, ground edges |  | 98 | 1 | 1 | See Cope price List WG100-50
9263013 | Watch glasses, dia. 120 mm, | soda-lime glass, ground edges |  | 98 | 1 | 1 | 1.03
9263015 | Watch glasses, dia. 150 mm, | soda-lime glass, ground edges |  | 98 | 1 | 1 | 1.61
9263020 | Watch glasses, dia. 200 mm, | soda-lime glass, ground edges |  | 98 | 1 | 1 | 3.15
9263025 | Watch glasses, dia. 250 mm, | soda-lime glass, ground edges |  | 98 | 1 | 1 | 4.13
9263424 | Watch glasses,DURAN,diam. 40 mm |  |  | 99 | 1 | 1 | 9.62
9263432 | Watch glasses,DURAN,diam. 50 mm |  |  | 99 | 1 | 1 | 10.6
9263434 | Watch glasses,DURAN,diam. 60 mm |  |  | 99 | 1 | 1 | 11.46
9263441 | Watch glasses,DURAN,diam. 80 mm |  |  | 99 | 1 | 1 | 12.57
9263446 | Watch glasses,DURAN,diam. 100 mm |  |  | 99 | 1 | 1 | 14.36
9263452 | Watch glasses,DURAN,diam. 125 mm |  |  | 99 | 1 | 1 | 15.64
9263457 | Watch glasses,DURAN,diam. 150 mm |  |  | 99 | 1 | 1 | 19.97
9263461 | Watch glasses,DURAN,diam. 200 mm |  |  | 99 | 1 | 1 | 25.14
9263466 | Watch glasses,DURAN,diam. 250 mm |  |  | 99 | 1 | 1 | 44.94
9263470 | Watch glasses 50 mm, glass | pack of 10 |  | 99 | 1 | 1 | 7.93
9263471 | Watch glasses 60 mm, glass | pack of 10 |  | 99 | 1 | 1 | 8.54
9263472 | Watch glasses 70 mm, glass | pack of 10 |  | 99 | 1 | 1 | 9.04
9263473 | Watch glasses 80 mm, glass | pack of 10 |  | 99 | 1 | 1 | 10.23
9263474 | Watch glasses 100 mm, glass | pack of 10 |  | 99 | 1 | 1 | 13
9263475 | Watch glasses 125 mm, glass | pack of 10 |  | 99 | 1 | 1 | 16.35
9263476 | Watch glasses 150 mm, glass | pack of 10 |  | 99 | 1 | 1 | 21.74
9263477 | Watch glasses 200 mm, glass | pack of 10 |  | 99 | 1 | 1 | 27.71
9263526 | Watch glasses,PP | diam. 60 mm |  | 99 | 1 | 1 | See Cope Price List WG145-23
9263528 | Watch glasses, PP | diam. 80 mm |  | 99 | 1 | 1 | See Cope Price List WG145-38
9263530 | Watch glasses, PP | diam. 100 mm |  | 99 | 1 | 1 | See Cope Price List WG145-48
9263532 | Watch glasses, PP | diam. 125 mm |  | 99 | 1 | 1 | See Cope Price List WG145-52
9264101 | Chemical sorbents Multi-Format | roll of 12 cm x 15.2 m |  | 248 | 1 | 1 | 110.84
9264102 | Chemical sorbents sheets | 28 x 33 cm, pack of 50 |  | 248 | 1 | 1 | 69.85
9264103 | Chemical sorbents pillows | 18 x 38 cm, pack of 15 |  | 248 | 1 | 1 | 213.86
9264104 | Chemical spill kit SK5 | kit contains: 10 sheets, 1 pillows, | 1 disposal bags, 4x40x28 cm | 248 | 1 | 1 | 69.77
9264105 | Chemical spill kit SK26 | kit contains: 10 sheets, 5 pillows, 5 minibooms, | 2 disposal bags, 40x63 cm | 248 | 1 | 1 | 302.11
9264106 | Chemical spill kit SK75 | kit contains: 100 sheets, 12 pillows, 8 minibooms, | 5 disposal bags, 53x78x32 cm | 248 | 1 | 1 | #N/A
9264146 |  |  |  | 240 | 1 | 1 | 25.41
9264147 | aluderm-aluplast Plaster Dispenser | Re-fill complete 115 Plasters |  | 240 | 1 | 1 | 16.47
9264160 | First aid case Quick-CD | DIN 13157, orange, ABS-plastic, | 260 x 110 x 170 mm | 241 | 1 | 1 | 81.16
9264163 | First aid kit for labs & chemistry | ABS-plastic case |  | 242 | 1 | 1 | 174.89
9264164 | First aid case MT-CD | DIN 13169, industry orange, ABS-plastic, | 400 x 150 x 300 mm | 241 | 1 | 1 | 190.95
9264165 | Extraset pflasters refill |  |  | 240 | 1 | 1 | 33.25
9264170 | First aid cabinet,steel sheet,DIN 13157,filled |  |  | 241 | 1 | 1 | 128.78
9264171 | First aid cabinet,steel sheet,DIN 13169,filled |  |  | 241 | 1 | 1 | 238.34
9264172 | Office first aid box DIN 13157 | with wall bracket, | plastic, white | 241 | 1 | 1 | 24.68
9264174 | Filling standard 72 parts | DIN 13157 |  | 242 | 1 | 1 | 24.99
9264175 | Filling standard 141 parts | DIN 13169 |  | 242 | 1 | 1 | 62.13
9264190 | BEL-ART Disposal cartons for broken glass | benchtop model, 20x20x25 cm, pack of 6 |  | 247 | 1 | 1 | 70.44
9264191 | BEL-ART Cover | for glass disposal cartons |  | 247 | 1 | 1 | 32.93
9264210 | Needle sampling container SHARPSAFE 0,6 ltr. | clear opening, FR/NL label |  | 246 | 1 | 1 | 5.24
9264211 | Needle sampling container SHARPSAFE 1,0 Ltr. | international label D/FR/IT/ES/EN |  | 246 | 1 | 1 | 2.92
9264212 | Needle sampling container SHARPSAFE 2,0 Ltr. | international label D/FR/IT/ES/EN |  | 246 | 1 | 1 | 3.68
9264213 | Needle sampling container SHARPSAFE 3,0 Ltr. | international label D/FR/IT/ES/EN |  | 246 | 1 | 1 | 3.95
9264214 | Needle sampling container SHARPSAFE 4,0 Ltr. | international label D/FR/IT/ES/EN |  | 246 | 1 | 1 | 4.71
9264215 | Needle sampling container SHARPSAFE 7,0 Ltr. | international label D/FR/IT/ES/EN |  | 246 | 1 | 1 | 6.8
9264216 | Needle sampling container SHARPSAFE 9,0 Ltr. | Label FR/NL |  | 246 | 1 | 1 | 8.69
9264217 | Neelde sampling container SHARPSAFE 9,0 Ltr. | high version, Label FR/NL |  | 246 | 1 | 1 | 8.69
9264218 | Stand for SHARPSAFE 1,0 Ltr. |  |  | 246 | 1 | 1 | 8.08
9264219 | Stand for SHARPSAFE 2,0/3,0 Ltr. |  |  | 246 | 1 | 1 | 12.14
9264220 | Stand for SHARPSAFE 4,0/7,0 Ltr. |  |  | 246 | 1 | 1 | 12.79
9264221 | Stand for SHARPSAFE 9,0/13,0 Ltr. |  |  | 246 | 1 | 1 | 14.18
9264222 | Universal mounting bracket "Safe Clip" | for SHARPSAFE, pack of 10 |  | 246 | 1 | 1 | #N/A
9268100 | Viscometer,Ubbelohde,ISO/DIN 3105,manual | constant 0,001 K,meas.range 0,2 - 1 mm²/sec | Type 501 00 0 | 404 | 1 | 1 | Refer to Cope
9268101 | Viscometer,Ubbelohde,ISO/DIN 3105,manual | constant 0,005 K,meas.range 0,8 - 5 mm²/sec | Typ 501 01 0a | 404 | 1 | 1 | Refer to Cope
9268103 | Viscometer,Ubbelohde,ISO/DIN 3105,manual | constant 0,003 K,meas.range 0 - 3 mm²/sec | Type 501 03 0c | 404 | 1 | 1 | Refer to Cope
9268110 | Viscometer,Ubbelohde,ISO/DIN 3105,manual | constant 0,01 K,meas.range 1,2 - 10 mm²/sec | Type 501 10 I | 404 | 1 | 1 | Refer to Cope
9268111 | Viscometer,Ubbelohde,ISO/DIN 3105,manual | constant 0,05 K,meas.range 5 - 50 mm²/sec | Type 501 11 Ia | 404 | 1 | 1 | Refer to Cope
9268113 | Viscometer,Ubbelohde,ISO/DIN 3105,manual | constant 0,03 K,meas.range 3 - 30 mm²/sec | Type 501 13 Ic | 404 | 1 | 1 | Refer to Cope
9268120 | Viscometer,Ubbelohde,ISO/DIN 3105,manual | constant 0,1 K,meas.range 10 - 100 mm²/sec | Type 501 20 II | 404 | 1 | 1 | Refer to Cope
9268121 | Viscometer,Ubbelohde,ISO/DIN 3105,manual | constant 0,5 K,meas.range 50 - 500 mm²/sec | Type 501 21 IIa | 404 | 1 | 1 | Refer to Cope
9268123 | Viscometer,Ubbelohde,ISO/DIN 3105,manual | constant 0,3 K,meas.range 30 - 300 mm²/sec | Type 501 23 IIc | 404 | 1 | 1 | Refer to Cope
9268130 | Viscometer,Ubbelohde,ISO/DIN 3105,manual | constant 1 K,meas.range 100 - 1000 mm²/sec | Type 501 30 III | 404 | 1 | 1 | Refer to Cope
9268131 | Viscometer,Ubbelohde,ISO/DIN 3105,manual | constant 5 K,meas.range 500 - 5000 mm²/sec | Type 501 31 IIIa | 404 | 1 | 1 | Refer to Cope
9268133 | Viscometer,Ubbelohde,ISO/DIN 3105,manual | constant 3 K,meas.range 300 - 3000 mm²/sec | Type 501 33 IIIc | 404 | 1 | 1 | Refer to Cope
9268140 | Viscometer,Ubbelohde,ISO/DIN 3105,manual | constant 10 K,meas.range 1000 - 10000 mm²/sec | Type 501 40 IV | 404 | 1 | 1 | Refer to Cope
9268201 |  |  |  | 404 | 1 | 1 | 365.87
9268203 |  |  |  | 404 | 1 | 1 | 365.87
9268210 | Viscometer,Ubbelohde,ISO/DIN 3105,automatic | constant 0,01 K,meas.range 1,2 - 10 mm²/sec | Type 532 10 I | 404 | 1 | 1 | Refer to Cope
9268213 | Viscometer,Ubbelohde,ISO/DIN 3105,automatic | constant 0,03 K,meas.range 3 - 30 mm²/sec | Type 532 13 IC | 404 | 1 | 1 | Refer to Cope
9268220 | Viscometer,Ubbelohde,ISO/DIN 3105,automatic | constant 0,1 K,meas.range 10 - 100 mm²/sec | Type 532 20 II | 404 | 1 | 1 | Refer to Cope
9268223 | Viscometer,Ubbelohde,ISO/DIN 3105,automatic | constant 0,3 K,meas.range 30 - 300 mm²/sec | Type 532 23 Iic | 404 | 1 | 1 | Refer to Cope
9268230 | Viscometer,Ubbelohde,ISO/DIN 3105,automatic | constant 3 K,meas.range 300 - 3000 mm²/sec | Type 532 30 III | 404 | 1 | 1 | Refer to Cope
9268233 | Viscometer,Ubbelohde,ISO/DIN 3105,automatic | constant 10 K,meas.range 1000 - 10000 mm²/sec | Type 5321 33 Iiic | 404 | 1 | 1 | Refer to Cope
9268240 |  |  |  | 404 | 1 | 1 | 365.87
9268301 | Viscometer,Ubbelohde,ISO/DIN 3105,manual/automatic |  |  | 404 | 1 | 1 | Refer to Cope
9268303 | Viscometer,Ubbelohde,ISO/DIN 3105,manual/automatic | constant 0,003 K,meas.range 0,5 - 3 mm²/sec |  | 404 | 1 | 1 | Refer to Cope
9268310 |  |  |  | 404 | 1 | 1 | Refer to Cope
9268313 | Viscometer IC |  |  | 404 | 1 | 1 | Refer to Cope
9268320 | Viscometer,Ubbelohde,ISO/DIN 3105,manual/automatic | constant 0,1 K,meas.range 10 - 100 mm²/sec |  | 404 | 1 | 1 | Refer to Cope
9268323 | Viscometer,Ubbelohde,ISO/DIN 3105,manual/automatic | constant 0,3 K,meas.range 30 - 300 mm²/sec |  | 404 | 1 | 1 | Refer to Cope
9268330 |  |  |  | 404 | 1 | 1 | Refer to Cope
9268333 | Vicsometers, glass, Ubbelohde | No. 530 33 |  | 404 | 1 | 1 | Refer to Cope
9268340 |  |  |  | 404 | 1 | 1 | Refer to Cope
9268790 | Fixing frame,VA-steel,for Ubbelohde Viscosimeter |  |  | 404 | 1 | 1 | Refer to Cope
9269420 | Thermostat jacket for Ubbelohde Viscosimeter |  |  | 404 | 1 | 1 | Refer to Cope
9269480 | Viscometer ViscoClock,for automatic measurement | of absolute and relative viscosity,for Ubbelohde, | Micro-Ostwald viscometer, without viscosimeter | 405 | 1 | 1 | Refer to Cope
9270100 | Burette 25:0.05 ml | glass, cl.AS, with PTFE stopcock, Schellbach | blue skale, batch certified | 932 | 1 | 1 | 34.21
9270101 | Burette 50:0.10 ml | glass, cl.AS, with PTFE stopcock, Schellbach | blue skale, batch certified | 932 | 1 | 1 | 34.46
9270102 | Burette 10:0.02 ml | glass, cl.AS, with PTFE stopcock, | blue skale, batch certified | 932 | 1 | 1 | 28.04
9270103 | Burette 25:0.05 ml | glass, cl.AS, with PTFE stopcock, | blue skale, batch certified | 932 | 1 | 1 | 27.81
9270104 | Burette 50:0.10 ml | glass, cl.AS, with PTFE stopcock, | blue skale, batch certified | 932 | 1 | 1 | 28.48
9270115 | Burettes 10:0,02ml with straight PTFE | screw thread stopcock, Borosilicate 3.3, | cl.AS, blue graduations | 932 | 1 | 1 | Refer to Cope
9270116 | Burettes 25:0,05ml with straight | PTFE screwthread stop cock, Borosilicate 3.3, | cl.AS, blue graduations | 932 | 1 | 1 | Refer to Cope
9270117 | Burettes 50:0,1ml with straight | PTFE screwthread stop cock | cl.AS, blue graduations, Borosilicate 3.3 | 932 | 1 | 1 | Refer to Cope
9270118 | Burettes 10:0,02ml with straight | glass stopcock, Borosilicate 3.3, | cl.AS, blue graduations | 932 | 1 | 1 | Refer to Cope
9270119 | Burettes 25:0,05ml with straight | glass stopcock, Borosilicate 3.3, | cl.AS, blue graduation | 932 | 1 | 1 | Refer to Cope
9270120 | Burettes 50:0,1ml with straight | glass stopcock, Borosilicate 3.3, | cl. AS, blue graduations | 932 | 1 | 1 | Refer to Cope
9270121 | Burette 10 ml :0,02 ml, class AS | lateral glass stopcock, | Schellbach | 933 | 1 | 1 | Refer to Cope
9270122 | Burette 25 ml :0,05 ml, class AS | lateral glass stopcock, | Schellbach | 933 | 1 | 1 | Refer to Cope
9270125 | Burette 50 ml :0,1 ml, class AS | lateral glass stopcock, | Schellbach | 933 | 1 | 1 | Refer to Cope
9270144 | Burette 10 ml :0,02 ml, class AS | lateral PTFE valve, | Schellbach | 933 | 1 | 1 | Refer to Cope
9270147 | Burette 25 ml :0,05 ml, class AS | lateral PTFE valve, | Schellbach | 933 | 1 | 1 | Refer to Cope
9270148 | Burette 50 ml :0,1 ml, class AS | lateral PTFE valve, | Schellbach | 933 | 1 | 1 | Refer to Cope
9270155 | Burettes DURAN glass Cl.AS | 10:0,02ml with glass key |  | 933 | 1 | 1 | 47.44
9270156 | Burettes glass class A DURAN | 25ml:0,05ml |  | 933 | 1 | 1 | 47.44
9270157 | Burettes DURAN glass cl.AS | 50:0,1ml with glass key |  | 933 | 1 | 1 | 47.44
9270158 | Burette DURAN class A5 | 10ml:0,02ml with PTFE screwthread Key |  | 933 | 1 | 1 | 62.55
9270159 | Burettes glass,DURAN Class AS | 25ml:0,05ml PTFE |  | 933 | 1 | 1 | 62.55
9270160 | Burettes DURAN glass Cl.AS | 50:0,1 with PTFE screwthread key |  | 933 | 1 | 1 | 62.55
9270161 | Burettes 10:0,02ml, blue graduation | cl.AS, DURAN, with glass stopcock |  | 932 | 1 | 1 | 51.97
9270162 | Burettes 25:0.05ml, blue graduation | cl.AS, DURAN, with glass stopcock |  | 932 | 1 | 1 | 51.97
9270163 | Burettes 50:0,1ml blue graduation | cl.AS, DURAN, with glass stopcock |  | 932 | 1 | 1 | 51.97
9270164 | Burettes 10:0,02ml, blue graduation | cl.AS, DURAN, with PTFE key |  | 932 | 1 | 1 | 69.37
9270165 | Burettes 25:0,05ml, blue graduation | cl.AS, DURAN, with PTFE key |  | 932 | 1 | 1 | 69.37
9270166 | Burettes 50:0,1ml, blue graduation | cl.AS, DURAN, with PTFE key |  | 932 | 1 | 1 | 69.37
9270167 | Burettes 10:0,02ml, blue graduation | cl.AS DURAN, glass with PTFE-key |  | 932 | 1 | 1 | 69.37
9270168 | Burettes 25:0,05 ml, blue graduation | cl.AS, DURAN, glass with PTFE-key |  | 932 | 1 | 1 | 69.37
9270169 | Burettes 50:0,1ml, blue graduation | cl.AS, DURAN, glass with PTFE-key |  | 932 | 1 | 1 | 69.37
9270536 | Titrators,Pellet,with intermediate stopcock, | amber glass,cap. 25:0,1 ml,with bottle (22326) |  | 938 | 1 | 1 | Refer to Cope
9270538 | Titrators,Pellet,with intermediate stopcock, | amber glass,cap. 50:0,1 ml,with bottle (22328) |  | 938 | 1 | 1 | Refer to Cope
9270540 | Tritrators, Pellet with intermediate PTFE stopcock | amber glass,cap 25ml:0,1ml with bottle |  | 938 | 1 | 1 | Refer to Cope
9270542 | Tritrators Pellet,with intermediate PTFE stopcock | amber glass,cap 50ml:0,1ml with bottle (22338) |  | 938 | 1 | 1 | Refer to Cope
9270734 | Titrators,Pellet,with intermediate glass stopcock, | clear glass,cap. 10 ml : 0,02 ml,with bottle |  | 937 | 1 | 1 | Refer to Cope
9270737 | Titrators,Pellet,with intermediate glass stopcock, | clear glass,cap. 25:0,05 ml,with bottle (22732) |  | 937 | 1 | 1 | Refer to Cope
9270738 | Titrators,Pellet,with intermediate glass stopcock, | clear glass,cap. 50:0,1 ml,with bottle (22733) |  | 937 | 1 | 1 | Refer to Cope
9270764 | Titrators,Pellet,with intermediate PTFE stopcock, | clear glass,cap. 10:0,02 ml,with bottle (22761) |  | 937 | 1 | 1 | Refer to Cope
9270767 | Titrators,Pellet,with intermediate PTFE stopcock, | clear glass,cap. 25:0,05 ml with bottle (22762) |  | 937 | 1 | 1 | Refer to Cope
9270768 | Titrators,Pellet,with intermediate PTFE stopcock, | clear glass,cap. 50:0,1 ml,with bottle (22763) |  | 937 | 1 | 1 | Refer to Cope
9270780 | Automatic burettes, Pellet | 50:0.1ml, cl.AS, DURAN®, clear glass, | conformity certified, mit spindle of PTFE | 937 | 1 | 1 | 236.14
9270785 | Automatic burettes, Pellet | 50:0.1ml, cl.AS, DURAN®, clear glass, | conformity certified, mit spindle of PTFE | 936 | 1 | 1 | 203.5
9270905 | Buret reservoirs,NS 29/32,clear glass, 1000 ml |  |  | 938 | 1 | 1 | Refer to Cope
9270915 | Buret reservoirs,NS 29/32,amber glass, 1000 ml |  |  | 938 | 1 | 1 | #N/A
9270921 | Burette 10ml, straight stopcock | class AS, with PTFE tap |  | 933 | 1 | 1 | 110.75
9270922 | Burette 25ml, straight stopcock | class AS, with PTFE tap |  | 933 | 1 | 1 | 110.75
9270923 | Burette 50ml, straight stopcock | class AS, with PTFE tap |  | 933 | 1 | 1 | 110.75
9270924 | Burette 100ml, straight stopcock | class AS, with PTFE tap |  | 933 | 1 | 1 | 124.04
9270925 | Burette 100ml, straight stopcock, | DURAN, cl.AS, glass tap |  | 933 | 1 | 1 | 110.14
9270990 | Double blowball,rubber,with net, size 5 |  |  | 939 | 1 | 1 | 27.89
9270995 | Single blowball,rubber, size 3 |  |  | 939 | 1 | 1 | 7.18
9271053 | Titrator,Schilling,cap. 10 ml : 0,05 ml | with 500 ml PE-HD reservoir bottle |  | 935 | 1 | 1 | Refer to Cope
9271055 | Titrator,Schlling,cap. 15 ml : 0,1 ml, | with 500 ml PE-HD reservoir bottle |  | 935 | 1 | 1 | Refer to Cope
9271056 | Titrator,Schilling,cap. 25 ml : 0,1 ml | with 500 ml PE-HD reservoir bottle |  | 935 | 1 | 1 | Refer to Cope
9271058 | Titrator,Schilling,cap. 50 ml : 0,1 ml | with 1000 ml PE-HD reservoir bottle |  | 935 | 1 | 1 | Refer to Cope
9271082 | Schilling burets,PE/PVC/PP,cap. 25 ml | with 1000 ml reservoir bottle |  | 935 | 1 | 1 | 104.57
9271084 | Burettes "SCHILLING" PE/PVC/PP | 50ml with bottle 1000ml |  | 935 | 1 | 1 | 110.76
9271085 | Schilling burets,PE/PVC/PP,cap. 25 ml | with 1000 ml reservoir bottle |  | 935 | 1 | 1 | 74.45
9271086 | Burette 50 ml, acc.to Schilling | bottle 1000 ml, 900 mm high |  | 935 | 1 | 1 | 81.94
9271087 | Burette 25 ml, acc.to Schilling | bottle 1000 ml, 900 mm high | brown glass | 935 | 1 | 1 | 89.35
9271088 | Burette 50 ml, acc.to Schilling | bottle 1000 ml, 900 mm high | brown glass | 935 | 1 | 1 | 94.6
9271225 | Micro burettes acc.to Bang, BLAUBRAND, class AS, | collateral cock with NS-glass poult, incl. base |  | 934 | 1 | 1 | Refer to Cope
9271227 | Micro burettes acc.to Bang, BLAUBRAND, class AS, | (24548)collateral cock with NS-glass poult | incl. base | 934 | 1 | 1 | Refer to Cope
9271235 | Micro burettes acc.to Bang, BLAUBRAND, class AS, | collateral valve cock with saving, incl. base |  | 934 | 1 | 1 | Refer to Cope
9271237 | Micro burettes acc.to Bang, BLAUBRAND, class AS, | collateral valve cock with saving, incl. base |  | 934 | 1 | 1 | Refer to Cope
9271332 | Burette digital Titrette® 25 ml | with SafetyPrime recycle valve |  | 941 | 1 | 1 | See Cope Price List BW900-46
9271333 | Burette digital Titrette® 50 ml | with SafetyPrime recycle valve |  | 941 | 1 | 1 | See Cope Price List BW900-72
9271334 | Burette digital Titrette® 25 ml | with SafetyPrime recycle valve | and interface | 941 | 1 | 1 | See Cope Price List BW900-48
9271335 | Burette digital Titrette® 50 ml | with SafetyPrime recycle valve | and interface | 941 | 1 | 1 | See Cope Price List BW900-74
9271338 | Burette digital Titrette® 10 ml | with SafetyPrime recycle valve | and interface | 941 | 1 | 1 | Refer to Cope
9271980 | Jumbo Pastette® 300mm | LDPE, drop volume 50µl, | non sterile, pack of 100 | 852 | 1 | 1 | 28.11
9271985 | Mini Pastette® Fine Tip 104mm | drop volume 20µl, | non sterile, pack of 400 | 852 | 1 | 1 | 39.54
9271986 | Ultra Micro Pastette® Fine Tip 63mm | drop volume 22µl, | non sterile, pack of 500 | 852 | 1 | 1 | 42.82
9272000 | Measuring pipette 0.5 ml:0.01 ml | BLAUBRAND® ETERNA, full drownspout, KB | cl. AS, AR-glass, brown grad., type 2 | 848 | 1 | 1 | Refer to Cope
9272001 | Measuring pipette 0.1 ml:0.01 ml | BLAUBRAND® ETERNA, full drownspout, KB | cl. AS, AR-glass, brown grad., type 2 | 848 | 1 | 1 | Refer to Cope
9272002 | Measuring pipette 1 ml:0.01 ml | BLAUBRAND® ETERNA, full drownspout, KB | cl. AS, AR-glass, brown grad., type 2 | 848 | 1 | 1 | Refer to Cope
9272003 | Measuring pipette 2 ml:0.02 ml | BLAUBRAND® ETERNA, full drownspout, KB | cl. AS, AR-glass, brown grad., type 2 | 848 | 1 | 1 | Refer to Cope
9272004 | Measuring pipette 2 ml:0.02 ml | BLAUBRAND® ETERNA, full drownspout, KB | cl. AS, AR-glass, brown grad., type 2 | 848 | 1 | 1 | Refer to Cope
9272005 | Measuring pipette 5 ml:0.05 ml | BLAUBRAND® ETERNA, full drownspout, KB | cl. AS, AR-glass, brown grad., type 2 | 848 | 1 | 1 | Refer to Cope
9272006 | Measuring pipette 5 ml:0.1 ml | BLAUBRAND® ETERNA, full drownspout, KB | cl. AS, AR-glass, brown grad., type 2 | 848 | 1 | 1 | Refer to Cope
9272007 | Measuring pipette 10 ml:0.1 ml | BLAUBRAND® ETERNA, full drownspout, KB | cl. AS, AR-glass, brown grad., type 2 | 848 | 1 | 1 | Refer to Cope
9272008 | Measuring pipette 20 ml:0.1 ml | BLAUBRAND® ETERNA, full drownspout, KB | cl. AS, AR-glass, brown grad., type 2 | 848 | 1 | 1 | Refer to Cope
9272009 | Measuring pipette 25 ml:0.1 ml | BLAUBRAND® ETERNA, full drownspout, KB | cl. AS, AR-glass, brown grad., type 2 | 848 | 1 | 1 | Refer to Cope
9272016 | Measuring pipette cap. 0,5 ml:0,01 ml | BLAUBRAND®, class AS, absolute drain, | AR glass, blau graduation, type 2 | 849 | 1 | 1 | Refer to Cope
9272017 | Measuring pipette cap. 1 ml:0,01 ml | BLAUBRAND®, class AS, absolute drain, | AR glass, blau graduation, type 2 | 849 | 1 | 1 | Refer to Cope
9272018 | Measuring pipette cap. 1 ml:0,1 ml | BLAUBRAND®, class AS, absolute drain, | AR glass, blau graduation, type 2 | 849 | 1 | 1 | Refer to Cope
9272019 | Measuring pipette cap. 2 ml:0,02 ml | BLAUBRAND®, class AS, absolute drain, | AR glass, blau graduation, type 2 | 849 | 1 | 1 | Refer to Cope
9272020 | Measuring pipette cap. 2 ml:0,1 ml | BLAUBRAND®, class AS, absolute drain, | AR glass, blau graduation, type 2 | 849 | 1 | 1 | Refer to Cope
9272021 | Measuring pipette cap. 5 ml:0,05 ml | BLAUBRAND®, class AS, absolute drain, | AR glass, blau graduation, type 2 | 849 | 1 | 1 | Refer to Cope
9272022 | Measuring pipette cap. 5 ml:0,1 ml | BLAUBRAND®, class AS, absolute drain, | AR glass, blau graduation, type 2 | 849 | 1 | 1 | Refer to Cope
9272023 | Measuring pipette cap. 10 ml:0,1 ml | BLAUBRAND®, class AS, absolute drain, | AR glass, blau graduation, type 2 | 849 | 1 | 1 | Refer to Cope
9272024 | Measuring pipette cap. 20 ml:0,1 ml | BLAUBRAND®, class AS, absolute drain, | AR glass, blau graduation, type 2 | 849 | 1 | 1 | Refer to Cope
9272025 | Measuring pipette cap. 25 ml:0,1 ml | BLAUBRAND®, class AS, absolute drain, | AR glass, blau graduation, type 2 | 849 | 1 | 1 | Refer to Cope
9272026 | Measuring pipette cap. 50 ml:0.5 ml | BLAUBRAND®, class AS, absolute drain, | AR glass, blau graduation, type 2 | 849 | 1 | 1 | Refer to Cope
9272027 | Measuring pipette cap. 1 ml:0.01 ml | BLAUBRAND®, absolute drain, conformity certified, | class AS, AR glass®, blue graduation, type 2 | 849 | 1 | 1 | Refer to Cope
9272028 | Measuring pipette cap. 2 ml:0.02 ml | BLAUBRAND®, absolute drain, conformity certified, | class AS, AR glass®, blue graduation, type 2 | 849 | 1 | 1 | Refer to Cope
9272029 | Measuring pipette cap. 2 ml:0.01 ml | BLAUBRAND®, absolute drain, conformity certified, | class AS, AR glass®, blue graduation, type 2 | 849 | 1 | 1 | Refer to Cope
9272031 | Measuring pipette 0.5 ml:0.01 ml | AR-glass, BLAUBRAND® ETERNA, cl. AS, | full drownspout, brown grad. | 847 | 1 | 1 | See Cope Price List PM854-14
9272032 | Measuring pipette 1 ml:0.01 ml | AR-glass, BLAUBRAND® ETERNA, cl. AS, | full drownspout, brown grad. | 847 | 1 | 1 | See Cope Price List PM854-17
9272033 | Measuring pipette 2 ml:0.02 ml | AR-glass, BLAUBRAND® ETERNA, cl. AS, | full drownspout, brown grad. | 847 | 1 | 1 | See Cope Price List PM854-27
9272034 | Measuring pipette 5 ml:0.1 ml | AR-glass, BLAUBRAND® ETERNA, cl. AS, | full drownspout, brown grad. | 847 | 1 | 1 | Refer to Cope
9272036 | Measuring pipette 10 ml:0.1 ml | AR-glass, BLAUBRAND® ETERNA, cl. AS, | full drownspout, brown grad. | 847 | 1 | 1 | See Cope Price List PM854-45
9272037 | Measuring pipette 25 ml:0.1 ml | AR-glass, BLAUBRAND® ETERNA, cl. AS, | full drownspout, brown grad. | 847 | 1 | 1 | See Cope Price List PM854-55
9272069 | Measuring pipettes, SILBERBRAND-ETERNA, class B, | 0,5ml:0,01ml, full drownspout, AR-glass,brown grad |  | 850 | 1 | 1 | Refer to Cope
9272070 | Measuring pipettes,class B,cap. 1 ml : 0,01 ml |  |  | 850 | 1 | 1 | Refer to Cope
9272071 | Measuring pipettes,class B,cap. 1 ml : 0,1 ml |  |  | 850 | 1 | 1 | Refer to Cope
9272072 | Measuring pipettes,class B,cap. 2 ml : 0,01 ml |  |  | 850 | 1 | 1 | Refer to Cope
9272073 | Measuring pipettes,class B,cap. 2 ml : 0,02 ml |  |  | 850 | 1 | 1 | Refer to Cope
9272074 | Measuring pipettes,class B,cap. 2 ml : 0,1 ml |  |  | 850 | 1 | 1 | Refer to Cope
9272075 | Measuring pipettes,class B,cap. 5 ml : 0,05 ml |  |  | 850 | 1 | 1 | Refer to Cope
9272076 | Measuring pipettes,class B,cap. 5 ml : 0,1 ml |  |  | 850 | 1 | 1 | Refer to Cope
9272077 | Measuring pipettes,class B,cap. 10 ml : 0,1 ml |  |  | 850 | 1 | 1 | Refer to Cope
9272078 | Measuring pipettes,class B,cap. 20 ml : 0,1 ml |  |  | 850 | 1 | 1 | Refer to Cope
9272079 | Measuring pipettes,class B,cap. 25 ml : 0,1 ml |  |  | 850 | 1 | 1 | Refer to Cope
9272086 | Measuring pipettes, 1ml:0,01ml, cl. B, full | drownspout 27206, |  | 850 | 1 | 1 | Refer to Cope
9272089 | Cotton wool plugging pipettes | 2:0,02 ml, complete operational sequence |  | 850 | 1 | 1 | Refer to Cope
9272090 | Measuring pipette cap. 1 ml:0.01 ml | USP, BLAUBRAND®, absolute drain, conform.certified | class AS, AR glass®, blue graduation, type 2 | 849 | 1 | 1 | Refer to Cope
9272091 | Measuring pipette cap. 2 ml:0.02 ml | USP, BLAUBRAND®, absolute drain, conform.certified | class AS, AR glass®, blue graduation, type 2 | 849 | 1 | 1 | Refer to Cope
9272092 | Measuring pipette cap. 5 ml:0.05 ml | USP, BLAUBRAND®, absolute drain, conform.certified | class AS, AR glass®, blue graduation, type 2 | 849 | 1 | 1 | Refer to Cope
9272093 | Measuring pipette cap. 10 ml:0.1 ml | USP, BLAUBRAND®, absolute drain, conform.certified | class AS, AR glass®, blue graduation, type 2 | 849 | 1 | 1 | Refer to Cope
9272102 | Graduated pipettes, 0,1:0,001 ml | cl.A, AR-glass, blue grad. |  | 850 | 1 | 1 | See Cope Price List PM850-05
9272104 | Measuring pipette 0,2 ml:0,002 ml | BLAUBRAND®, downsprue, KB, | class A, AR-glass, blue grad. | 850 | 1 | 1 | See Cope Price List PM850-09
9272105 | Measuring pipette 0.5 ml:0.01 ml | AR-glass, BLAUBRAND®, cl. AS, | full drownspout, blue grad. | 847 | 1 | 1 | See Cope Price List PM850-14
9272106 | Measuring pipette 1 ml:0.01 ml | AR-glass, BLAUBRAND®, cl. AS, | full drownspout, blue grad. | 847 | 1 | 1 | See Cope Price List PM850-17
9272107 | Measuring pipette 1 ml:0.1 ml | AR-glass, BLAUBRAND®, cl. AS, | full drownspout, blue grad. | 847 | 1 | 1 | See Cope Price List PM850-20
9272108 | Measuring pipette 2 ml:0.01 ml | AR-glass, BLAUBRAND®, cl. AS, | full drownspout, blue grad. | 847 | 1 | 1 | See Cope Price List PM850-24
9272109 | Measuring pipette 2 ml:0.02 ml | AR-glass, BLAUBRAND®, cl. AS, | full drownspout, blue grad. | 847 | 1 | 1 | See Cope Price List PM850-27
9272110 | Measuring pipette 2 ml:0.1 ml | AR-glass, BLAUBRAND®, cl. AS, | full drownspout, blue grad. | 847 | 1 | 1 | See Cope Price List PM850-30
9272111 | Measuring pipette 5 ml:0.05 ml | AR-glass, BLAUBRAND®, cl. AS, | full drownspout, blue grad. | 847 | 1 | 1 | See Cope Price List PM850-35
9272112 | Measuring pipette 5 ml:0.1 ml | AR-glass, BLAUBRAND®, cl. AS, | full drownspout, blue grad. | 847 | 1 | 1 | See Cope Price List PM850-38
9272113 | Measuring pipette 10 ml:0.1 ml | AR-glass, BLAUBRAND®, cl. AS, | full drownspout, blue grad. | 847 | 1 | 1 | See Cope Price List PM850-45
9272114 | Measuring pipette 20 ml:0.1 ml | AR-glass, BLAUBRAND®, cl. AS, | full drownspout, blue grad. | 847 | 1 | 1 | See Cope Price List PM850-50
9272115 | Measuring pipette 25 ml:0.1 ml | AR-glass, BLAUBRAND®, cl. AS, | full drownspout, blue grad. | 847 | 1 | 1 | See Cope Price List PM850-55
9272116 | Measuring pipette 50 ml:0.5 ml | AR-glass, BLAUBRAND®, cl. AS, | full drownspout, blue grad. | 847 | 1 | 1 | See Cope Price List PM850-60
9272117 | Measuring pipette 1 ml:0.01 ml | AR-glass, BLAUBRAND®, cl. AS, | full drownspout, blue grad. | 847 | 1 | 1 | Refer to Cope
9272118 | Measuring pipette 2 ml:0.02 ml | AR-glass, BLAUBRAND®, cl. AS, | full drownspout, blue grad. | 847 | 1 | 1 | Refer to Cope
9272121 | Graduated pipette 0,5 ml:0,01 ml | AR glass, KB, BLAUBRAND, cl. AS |  | 849 | 1 | 1 | Refer to Cope
9272122 | Graduated pipette 1 ml:0,01 ml | AR glass, KB, BLAUBRAND, cl. AS |  | 849 | 1 | 1 | Refer to Cope
9272124 | Graduated pipette 2 ml:0,01 ml | AR glass, BLAUBRAND, cl. AS |  | 849 | 1 | 1 | Refer to Cope
9272125 | Graduated pipette 2 ml:0,02 ml | AR glass, KB, BLAUBRAND, cl. AS |  | 849 | 1 | 1 | Refer to Cope
9272127 | Graduated pipette 5 ml:0,05 ml | AR glass, KB, BLAUBRAND, cl. AS |  | 849 | 1 | 1 | Refer to Cope
9272129 | Graduated pipette 10 ml:0,1 ml | AR glass, KB, BLAUBRAND, cl. AS |  | 849 | 1 | 1 | Refer to Cope
9272131 | Graduated pipette 25 ml:0,1 ml | AR glass, KB, BLAUBRAND, cl. AS |  | 849 | 1 | 1 | Refer to Cope
9272250 | Measuring pipette 1 ml, class AS | blue grad., 360 mm |  | 846 | 1 | 1 | 1.89
9272251 | Measuring pipette 2 ml, class AS | blue grad., 360 mm |  | 846 | 1 | 1 | 1.94
9272252 | Measuring pipette 5 ml, class AS | blue grad., 360 mm |  | 846 | 1 | 1 | 1.99
9272253 | Measuring pipette 10 ml, class AS | blue grad., 360 mm |  | 846 | 1 | 1 | 2.24
9272254 | Measuring pipette 20 ml, class AS | blue grad., 450 mm |  | 846 | 1 | 1 | 4.38
9272255 | Measuring pipette 25 ml, class AS | blue grad., 450 mm |  | 846 | 1 | 1 | 4.38
9272256 | Measuring pipette 50 ml, class AS | blue grad., 720 mm |  | 846 | 1 | 1 | 16.55
9272260 | Volumetric pipette 1 ml, class AS | blue grad., 310 mm, conformity batch certified |  | 842 | 1 | 1 | 3.32
9272261 | Volumetric pipette 2 ml, class AS | blue grad., 330 mm, conformity batch certified |  | 842 | 1 | 1 | 3.55
9272262 | Volumetric pipette 3 ml, class AS | blue grad., 360 mm, conformity batch certified |  | 842 | 1 | 1 | 3.65
9272263 | Volumetric pipette 4 ml, class AS | blue grad., 360 mm, conformity batch certified |  | 842 | 1 | 1 | 3.75
9272264 | Volumetric pipette 5 ml, class AS | blue grad., 400 mm, conformity batch certified |  | 842 | 1 | 1 | 3.83
9272265 | Volumetric pipette 10 ml, class AS | blue grad., 440 mm, conformity batch certified |  | 842 | 1 | 1 | 4.33
9272267 | Volumetric pipette 15 ml, class AS | blue grad., 455 mm, conformity batch certified |  | 842 | 1 | 1 | 7.08
9272268 | Volumetric pipette 20 ml, class AS | blue grad., 510 mm, conformity batch certified |  | 842 | 1 | 1 | 6.47
9272269 | Volumetric pipette 25 ml, class AS | blue grad., 520 mm, conformity batch certified |  | 842 | 1 | 1 | 6.95
9272270 | Volumetric pipette 50 ml, class AS | blue grad., 540 mm, conformity batch certified |  | 842 | 1 | 1 | 9.5
9272350 | Pipette 0.5:0.01 ml, 360 mm | class AS, conformity certified, amber graduated, | with dated batch identification | 848 | 1 | 1 | 4.38
9272351 | Pipette 1:0.01 ml, 360 mm | class AS, conformity certified, amber graduated, | with dated batch identification | 848 | 1 | 1 | 3.68
9272352 | Pipette 1:0.1 ml, 360 mm | class AS, conformity certified, amber graduated, | with dated batch identification | 848 | 1 | 1 | 3.75
9272353 | Pipette 2:0.02 ml, 360 mm | class AS, conformity certified, amber graduated, | with dated batch identification | 848 | 1 | 1 | 3.75
9272354 | Pipette 2:0.1 ml, 360 mm | class AS, conformity certified, amber graduated, | with dated batch identification | 848 | 1 | 1 | 3.75
9272355 | Pipette 5:0.05 ml, 360 mm | class AS, conformity certified, amber graduated, | with dated batch identification | 848 | 1 | 1 | 4.26
9272358 | Pipette 20:0.1 ml, 360 mm | class AS, conformity certified, amber graduated, | with dated batch identification | 848 | 1 | 1 | 7.93
9272359 | Pipette 25:0.1 ml, 450 mm | class AS, conformity certified, amber graduated, | with dated batch identification | 848 | 1 | 1 | 7.93
9272366 | Graduated pipette 0,5 ml : 0,01 ml | clear glass, brown graduated |  | 850 | 1 | 1 | 2.85
9272367 | Graduated pipettes 1:0.01ml | clear glass, brown graduated |  | 850 | 1 | 1 | 2.42
9272368 | Graduated pipettes, 1:0.1ml | clear glass, brown graduated |  | 850 | 1 | 1 | 2.42
9272369 | Graduated pipettes 2:0.02ml | clear glass, brown graduated |  | 850 | 1 | 1 | 2.44
9272370 | Graduated pipettes 2:0,1 ml | clear, amber grad. |  | 850 | 1 | 1 | 2.44
9272371 | Graduated pipette 5 ml : 0,05 ml | clear glass, brown graduated |  | 850 | 1 | 1 | 2.95
9272372 | Graduated pipettes, 5:0,1 ml | clear AR-glass, amber grad. |  | 850 | 1 | 1 | 2.95
9272373 | Graduated pipettes, 10:0.1ml | clear glass, brown graduated |  | 850 | 1 | 1 | 3.15
9272374 | Graduated pipette 20 ml : 0,1 ml | clear glass, brown graduated |  | 850 | 1 | 1 | 5.47
9272375 | Graduated pipettes, 25:0,1 ml | clear, amber grad. |  | 850 | 1 | 1 | 5.62
9272376 | Graduated pipettes, clear glass | 2:0,01ml, amber graduation |  | 850 | 1 | 1 | 2.44
9272377 | Graduated pipettes, clear glass | 50:0,2ml, amber graduation |  | 850 | 1 | 1 | 11.31
9272380 | Measuring pipettes 0,5:0,1 ml | 360mm, class AS, AR-glass, DIN ISO 835 | conformity-certified, blue grad. | 846 | 1 | 1 | 4.16
9272381 | Measuring pipettes 1:0,01 ml | 360mm, class AS, AR-glass, DIN ISO 835 | conformity-certified, blue grad. | 846 | 1 | 1 | 3.68
9272382 | Measuring pipettes 1:0,1 ml | 360mm, class AS, AR-glass, DIN ISO 835 | conformity-certified, blue grad. | 846 | 1 | 1 | 3.75
9272383 | Measuring pipettes 2:0,01 ml | 360mm, class AS, AR-glass, DIN ISO 835 | conformity-certified, blue grad. | 846 | 1 | 1 | 3.75
9272384 | Measuring pipettes 2:0,02 ml | 360mm, class AS, AR-glass, DIN ISO 835 | conformity-certified, blue grad. | 846 | 1 | 1 | 3.68
9272385 | Measuring pipettes 2:0,1 ml | 360mm, class AS, AR-glass, DIN ISO 835 | conformity-certified, blue grad. | 846 | 1 | 1 | 3.75
9272387 | Measuring pipettes 5:0,05 ml | 360mm, class AS, AR-glass, DIN ISO 835 | conformity-certified, blue grad. | 846 | 1 | 1 | 4.26
9272388 | Measuring pipettes 5:0,1 ml | 360mm, class AS, AR-glass, DIN ISO 835 | conformity-certified, blue grad. | 846 | 1 | 1 | 4.26
9272389 | Measuring pipettes 10:0,1 ml | 360mm, class AS, AR-glass, DIN ISO 835 | conformity-certified, blue grad. | 846 | 1 | 1 | 4.33
9272390 | Measuring pipettes 20:0,1 ml | 360mm, class AS, AR-glass, DIN ISO 835 | conformity-certified, blue grad. | 846 | 1 | 1 | 7.93
9272391 | Measuring pipette 25:0,1 ml | 450mm, class AS, AR-glass, DIN ISO 835 | conformity-certified, blue grad. | 846 | 1 | 1 | 7.93
9272392 | Measuring pipettes 50:0,2 ml | 450mm, class AS, AR-glass, DIN ISO 835 | conformity-certified, blue grad. | 846 | 1 | 1 | 16.09
9272507 | Measuring pipets,PP,cap. 1 ml : 0,1 ml |  |  | 851 | 1 | 1 | See Cope Price List PM750-10
9272510 | Measuring pipets,PP,cap. 2 ml : 0,1 ml |  |  | 851 | 1 | 1 | See Cope Price List PM750-15
9272512 | Measuring pipets,PP,cap. 5 ml : 0,1 ml |  |  | 851 | 1 | 1 | See Cope Price List PM750-20
9272513 | Measuring pipets,PP,cap. 10 ml : 0,1 ml |  |  | 851 | 1 | 1 | See Cope Price List PM750-25
9273001 | Volumetric pipette 0,5 ml, m. 1 mark | SILBERBRAND-ETERNA, cl. B, AR-glass | brown grad | 845 | 1 | 1 | Refer to Cope
9273002 | Volumetric pipets,class B,cap. 1 ml |  |  | 845 | 1 | 1 | Refer to Cope
9273003 | Volumetric pipets,class B,cap. 2 ml |  |  | 845 | 1 | 1 | Refer to Cope
9273005 | Volumetric pipets,class B,cap. 3 ml |  |  | 845 | 1 | 1 | Refer to Cope
9273007 | Volumetric pipets,class B,cap. 5 ml |  |  | 845 | 1 | 1 | Refer to Cope
9273012 | Volumetric pipets,class B,cap. 10 ml |  |  | 845 | 1 | 1 | Refer to Cope
9273013 | Volumetric pipets,class B,cap. 15 ml |  |  | 845 | 1 | 1 | Refer to Cope
9273014 | Volumetric pipets,class B,cap. 20 ml |  |  | 845 | 1 | 1 | Refer to Cope
9273015 | Volumetric pipets,class B,cap. 25 ml |  |  | 845 | 1 | 1 | Refer to Cope
9273018 | Volumetric pipets,class B,cap. 50 ml |  |  | 845 | 1 | 1 | Refer to Cope
9273019 | Volumetric pipets,class B,cap. 100 ml |  |  | 845 | 1 | 1 | Refer to Cope
9273101 | Volumetric pipets,class AS,cap. 0,5 ml |  |  | 843 | 1 | 1 | See Cope Price List PM170-07
9273102 | Volumetric pipets,class AS,cap. 1 ml |  |  | 843 | 1 | 1 | See Cope Price List PM170-10
9273103 | Volumetric pipets,class AS,cap. 2 ml |  |  | 843 | 1 | 1 | See Cope Price List PM170-13
9273104 | Volumetric pipets,class AS,cap. 2,5 ml |  |  | 843 | 1 | 1 | See Cope Price List PM170-15
9273105 | Volumetric pipets,class AS,cap. 3 ml |  |  | 843 | 1 | 1 | See Cope Price List PM170-18
9273106 | Volumetric pipets,class AS,cap. 4 ml |  |  | 843 | 1 | 1 | See Cope Price List PM170-20
9273107 | Volumetric pipets,class AS,cap. 5 ml |  |  | 843 | 1 | 1 | See Cope Price List PM170-23
9273108 | Volumetric pipets,class AS,cap. 6 ml |  |  | 843 | 1 | 1 | See Cope Price List PM170-26
9273109 | Volumetric pipets,class AS,cap. 7 ml |  |  | 843 | 1 | 1 | See Cope Price List PM170-29
9273110 | Volumetric pipets,class AS,cap. 8 ml |  |  | 843 | 1 | 1 | See Cope Price List PM170-32
9273111 | Volumetric pipets,class AS,cap. 9 ml |  |  | 843 | 1 | 1 | See Cope Price List PM170-35
9273112 | Volumetric pipets,class AS,cap. 10 ml |  |  | 843 | 1 | 1 | See Cope Price List PM170-40
9273113 | Volumetric pipets,class AS,cap. 15 ml |  |  | 843 | 1 | 1 | See Cope Price List PM170-43
9273114 | Volumetric pipets,class AS,cap. 20 ml |  |  | 843 | 1 | 1 | See Cope Price List PM170-46
9273115 | Volumetric pipets,class AS,cap. 25 ml |  |  | 843 | 1 | 1 | See Cope Price List PM170-50
9273116 | Volumetric pipets,class AS,cap. 30 ml |  |  | 843 | 1 | 1 | See Cope Price List PM170-53
9273117 | Volumetric pipets,class AS,cap. 40 ml |  |  | 843 | 1 | 1 | See Cope Price List PM170-56
9273118 | Volumetric pipets,class AS,cap. 50 ml |  |  | 843 | 1 | 1 | See Cope Price List PM170-60
9273119 | Volumetric pipets,class AS,cap. 100 ml |  |  | 843 | 1 | 1 | See Cope Price List PM170-65
9273121 | Volumetric pipet 0.5 ml, with 2 marks | BLAUBRAND, class AS, AR glass | KB, blue grad. | 845 | 1 | 1 | Refer to Cope
9273122 | Volumetric pipet 1 ml, with 2 marks | BLAUBRAND, class AS, AR glass | KB, blue grad. | 845 | 1 | 1 | Refer to Cope
9273123 | Volumetric pipet 2 ml, with 2 marks | BLAUBRAND, class AS, AR glass | KB, blue grad. | 845 | 1 | 1 | Refer to Cope
9273125 | Volumetric pipet 3 ml, with 2 marks | BLAUBRAND, class AS, AR glass | KB, blue grad. | 845 | 1 | 1 | Refer to Cope
9273127 | Volumetric pipet 5 ml, with 2 marks | BLAUBRAND, class AS, AR glass | KB, blue grad. | 845 | 1 | 1 | Refer to Cope
9273132 | Volumetric pipet 10 ml, with 2 marks | BLAUBRAND, class AS, AR glass | KB, blue grad. | 845 | 1 | 1 | Refer to Cope
9273133 | Volumetric pipet 15 ml, with 2 marks | BLAUBRAND, class AS, AR glass | KB, blue grad. | 845 | 1 | 1 | Refer to Cope
9273134 | Volumetric pipet 20 ml, with 2 marks | BLAUBRAND, class AS, AR glass | KB, blue grad. | 845 | 1 | 1 | Refer to Cope
9273135 | Volumetric pipet 25 ml, with 2 marks | BLAUBRAND, class AS, AR glass | KB, blue grad. | 845 | 1 | 1 | Refer to Cope
9273138 | Volumetric pipet 50 ml, with 2 marks | BLAUBRAND, class AS, AR glass | KB, blue grad. | 845 | 1 | 1 | Refer to Cope
9273220 | Graduated pipettes, 1 ml, cl.AS | AR-glass, amber grad. |  | 844 | 1 | 1 | See Cope Price List PM174-10
9273221 | Graduated pipettes, 2 ml, cl.AS | AR-glass, amber grad. |  | 844 | 1 | 1 | See Cope Price List PM174-13
9273222 | Graduated pipettes, 5 ml, cl.AS | AR-glass, amber grad. |  | 844 | 1 | 1 | See Cope Price List PM174-23
9273223 | Volumetric pipettes, 10 ml, cl. AS | AR-glass, amber graduation |  | 844 | 1 | 1 | See Cope Price List PM174-40
9273224 | Volumetric pipettes, 20 ml, 1 mark | cl.AS, amber grad., AR-glass |  | 844 | 1 | 1 | See Cope Price List PM174-46
9273225 | Volumetric pipettes BLAUBRAND-ETERNA | 25ml Cl.AS amber graduation |  | 844 | 1 | 1 | See Cope Price List PM174-50
9273226 | Volumetric pipettes BLAUBRAND-ETERNA | 50ml Cl.AS amber graduation |  | 844 | 1 | 1 | See Cope Price List PM174-60
9273232 | Volumetric pipettes 1ml, PP |  |  | 846 | 1 | 1 | See Cope Price List PM230-10
9273233 | Volumetric pipettes, PLASTIBRAND, PP, 2 ml, 1 mark |  |  | 846 | 1 | 1 | See Cope Price List PM230-13
9273235 | Volumetric pipets,PP,cap. 5 ml |  |  | 846 | 1 | 1 | See Cope Price List PM230-22
9273236 | Volumetric pipets,PP,cap. 10 ml |  |  | 846 | 1 | 1 | See Cope Price List PM230-25
9273238 | Volumetric pipets,PP,cap. 25 ml |  |  | 846 | 1 | 1 | See Cope Price List PM230-40
9273239 | Volumetric pipets,PP,cap. 50 ml |  |  | 846 | 1 | 1 | See Cope Price List PM230-45
9273257 | Volumetric pipettes, clear glass | 4ml, one mark, cl.B, amber graduation |  | 845 | 1 | 1 | 5.34
9273258 | Volumetric pipettes 0,5 ml, AR-glass | brown graduated |  | 845 | 1 | 1 | 3.48
9273259 | Volumetric pipettes 1 ml | AR-glass, amber graduation |  | 845 | 1 | 1 | 3.4
9273260 | Volumetric pipettes, 2 ml | amber grad., clear |  | 845 | 1 | 1 | 4.03
9273261 | Volumetric pipettes3 ml, AR-glass | brown graduated |  | 845 | 1 | 1 | 4.53
9273262 | Volumetric pipette 5 ml, AR-glass | brown graduated |  | 845 | 1 | 1 | 4.56
9273263 | Volumetric pipettes 10 ml, cl.B | AR-clear glass, amber graduated |  | 845 | 1 | 1 | 5.79
9273264 | Volumetric pipettes, 15 ml | amber grad., clear |  | 845 | 1 | 1 | 7.13
9273265 | Volumetric pipettes, 20 ml, cl.B | AR-glass, amber grad. |  | 845 | 1 | 1 | 7.13
9273266 | Volumetric pipette 25 ml, AR-glass | brown graduated |  | 845 | 1 | 1 | 7.78
9273268 | Volumetric pipette 50 ml, AR-glass | brown graduated |  | 845 | 1 | 1 | 9.52
9273269 | Volumetric pipette 100 ml, AR-glass | brown graduated |  | 845 | 1 | 1 | 13.68
9273270 | Volumetric pipette 1 ml, class AS | AR-clear soda glass, blue graduated, | conformity-certified | 842 | 1 | 1 | 3.95
9273271 | Volumetric pipette 2 ml, class AS | AR-clear soda glass, blue graduated, | conformity-certified | 842 | 1 | 1 | 4.86
9273272 | Volumetric pipette 2.5 ml, class AS | AR-clear soda glass, blue graduated, | conformity-certified | 842 | 1 | 1 | 6.93
9273273 | Volumetric pipet 30ml | class AS, AR-clear soda glass, | blue, graduated, conformity-certified | 842 | 1 | 1 | 5.49
9273276 | Volumetric pipette 5 ml, class AS | AR-clear soda glass, blue graduated, | conformity-certified | 842 | 1 | 1 | 5.87
9273280 | Volumetric pipette 10 ml, class AS | AR-clear soda glass, blue graduated, | conformity-certified | 842 | 1 | 1 | 6.6
9273281 | Volumetric pipette 15 ml, class AS | AR-clear soda glass, blue graduated, | conformity-certified | 842 | 1 | 1 | 8.08
9273282 | Volumetric pipette 20 ml, class AS | AR-clear soda glass, blue graduated, | conformity-certified | 842 | 1 | 1 | 8.24
9273284 | Volumetric pipette 25 ml, class AS | AR-clear soda glass, blue graduated, | conformity-certified | 842 | 1 | 1 | 8.46
9273286 | Volumetric pipette 50 ml, class AS | AR-clear soda glass, blue graduated, | conformity-certified | 842 | 1 | 1 | 11.16
9273288 | Volumetric pipette 100 ml, class AS | AR-clear soda glass, blue graduated, | conformity-certified | 842 | 1 | 1 | 15.74
9273301 | Measuring pipettes,class A,with suction piston | cap. 1 ml : 0,01 ml |  | 851 | 1 | 1 | 14.58
9273302 | Measuring pipettes,class A,with suction piston | cap. 2 ml : 0,02 ml |  | 851 | 1 | 1 | 14.58
9273305 | Measuring pipettes,class A,with suction piston | cap. 5 ml : 0,05 ml |  | 851 | 1 | 1 | 16.6
9273310 | Measuring pipettes,class A,with suction piston | cap. 10 ml : 0,1 ml |  | 851 | 1 | 1 | 18.59
9273320 | Measuring pipettes,class A,with suction piston | cap. 20 ml : 0,1 ml |  | 851 | 1 | 1 | 24.43
9273325 | Measuring pipettes,class A,with suction piston | cap. 25 ml : 0,1 ml |  | 851 | 1 | 1 | 25.44
9273350 | Measuring pipettes,class A,with suction piston | cap. 50 ml : 0,2 ml |  | 851 | 1 | 1 | 57.26
9273399 | Measuring pipettes,class A,cap. 100 ml : 1 ml |  |  | 851 | 1 | 1 | #N/A
9273826 | HOWORKA pipette bulb 20ml |  |  | 859 | 1 | 1 | 17.63
9273827 | HOWORKA pipette bulb 50ml |  |  | 859 | 1 | 1 | 20.15
9273836 | Safety pipetting ball,Peleus,rubber,normal type |  |  | 859 | 1 | 1 | See Cope Price List PP850-10
9273837 | Safety pipetting ball,Peleus,rubber,universal type |  |  | 859 | 1 | 1 | See Cope Price List PP852-10
9273838 | Safety pipetting ball "Flip" | rubber, universal, red |  | 859 | 1 | 1 | See Cope Price List PP854-12
9273850 | Macropipette controller, grey | for volumetric and graduated pipettes 0.1-200 ml |  | 866 | 1 | 1 | Refer to Cope
9273851 | Macropipette controller, green | for volumetric and graduated pipettes 0.1-200 ml |  | 866 | 1 | 1 | Refer to Cope
9273852 | Macropipette controller, blue | for volumetric and graduated pipettes 0.1-200 ml |  | 866 | 1 | 1 | Refer to Cope
9273853 | Macropipette controller, magenta | for volumetric and graduated pipettes 0.1-200 ml |  | 866 | 1 | 1 | Refer to Cope
9273860 | Valve, PP, for macro pipette |  |  | 866 | 1 | 1 | Refer to Cope
9273861 | Adapter for pipettes 44mm |  |  | 866 | 1 | 1 | Refer to Cope
9273868 | Membrane filter 3 µm non sterile |  |  | 866 | 1 | 1 | Refer to Cope
9273895 | Pipette stand | PP, vertical, 94 places |  | 860 | 1 | 1 | 22.97
9273896 | Pipette stand | PP, horizontal, 12 places |  | 859 | 1 | 1 | 8.92
9273900 | Pipet storage container,PP,130 x 430 mm |  |  | 860 | 1 | 1 | 27.73
9273920 | Pipet soaking jar 160 mm diam. | HDPE wit pipets up to 500 mm |  | 860 | 1 | 1 | 60.43
9273925 | Pipet soaking jar 160 mm diam. | HDPE wit pipets up to 650 mm |  | 860 | 1 | 1 | See Cope Price List WB610-24
9273928 | Pipet soaking jar 125 mm diam. | HDPE wit pipets up to 250 mm |  | 860 | 1 | 1 | 25.12
9273930 | Pipette rack 100x301x127,5 mm | stackable, blue, | for serological pipettes, pack of 3 | 861 | 1 | 1 | 71.64
9273970 | Pipetting package: macro pipetting help, grey | 9.273 850, 3 pipettes 5 ml 9.272 021, | 3 pipettes 10 ml 9.272 023 and | 866 | 1 | 1 | Refer to Cope
9273980 | Pipet baskets,PE-HD,for pipettes upto 360 mm | 145 x 495 mm high |  | 860 | 1 | 1 | 25.12
9273985 | Pipet baskets,PE-HD,for pipettes upto 460 mm | 145 x 645 mm high |  | 860 | 1 | 1 | See Cope Price List WB610-34
9273990 | Pipet basket with grip, HDPE | for pipets up to 600 mm | including extensions | 860 | 1 | 1 | 40.17
9274005 | Measuring cylinder, glass, class B, graduated | cap. 5 ml |  | 832 | 1 | 1 | Refer to Cope
9274008 | Measuring cylinders, tall form,class B | cap. 10 ml, Borosilicate 3.3 |  | 832 | 1 | 1 | Refer to Cope
9274020 | Measuring cylinders, tall form,class B | cap. 25 ml, Borosilicate 3.3 |  | 832 | 1 | 1 | Refer to Cope
9274028 | Measuring cylinders, tall form,class B | cap. 50 ml, Borosilicate 3.3 |  | 832 | 1 | 1 | Refer to Cope
9274038 | Measuring cylinders, Borosilicate 3.3, | cap. 100 ml, tall form,class B |  | 832 | 1 | 1 | Refer to Cope
9274048 | Measuring cylinders, tall form,class B | cap. 250 ml, Borosilicate 3.3 |  | 832 | 1 | 1 | Refer to Cope
9274054 | Measuring cylinders, tall form,class B | cap. 500 ml, Borosilicate 3.3 |  | 832 | 1 | 1 | Refer to Cope
9274062 | Measuring cylinders, tall form,class B | cap. 1000 ml | Borosilicate 3.3 | 832 | 1 | 1 | Refer to Cope
9274064 | Measuring cylinders, tall form,class B | cap. 2000 ml | Borosilicate 3.3 | 832 | 1 | 1 | Refer to Cope
9274080 | Measuring cylinder 10 ml, tall form | PP, cl.B, blue scale |  | 832 | 1 | 1 | 1.86
9274081 | Measuring cylinder 25 ml, tall form | PP, cl.B, blue scale |  | 832 | 1 | 1 | 2.32
9274082 | Measuring cylinder 50 ml, tall form | PP, cl.B, blue scale |  | 832 | 1 | 1 | 2.64
9274083 | Measuring cylinder 100 ml, tall form | PP, cl.B, blue scale |  | 832 | 1 | 1 | 3.38
9274084 | Measuring cylinder 250 ml, tall form | PP, cl.B, blue scale |  | 832 | 1 | 1 | 5.39
9274085 | Measuring cylinder 500 ml, tall form | PP, cl.B, blue scale |  | 832 | 1 | 1 | 7.98
9274086 | Measuring cylinder 1000 ml, tall form | PP, cl.B, blue scale |  | 832 | 1 | 1 | 11.94
9274105 | Measuring cylinders, tall form,class A | cap. 5 ml, Borosilicate 3.3 |  | 830 | 1 | 1 | See Cope Price List CY235-10
9274108 | Measuring cylinders, tall form,class A | cap. 10 ml, Borosilicate 3.3 |  | 830 | 1 | 1 | See Cope Price List CY235-14
9274120 | Measuring cylinders, tall form,class A | cap. 25 ml, Borosilicate 3.3 |  | 830 | 1 | 1 | See Cope Price List CY235-18
9274128 | Measuring cylinders, Borosilicate 3.3 | tall form,class A, cap. 50 ml |  | 830 | 1 | 1 | See Cope Price List CY235-22
9274138 | Measuring cylinders, Borosilicate 3.3, | tall form,class A, cap. 100 ml |  | 830 | 1 | 1 | See Cope Price List CY235-26
9274148 | Measuring cylinders, Borosilicate 3.3 | tall form,class A, cap. 250 ml |  | 830 | 1 | 1 | See Cope Price List CY235-30
9274154 | Measuring cylinders, tall form,class A | cap. 500 ml, Borosilicate 3.3 |  | 830 | 1 | 1 | See Cope Price List CY235-34
9274162 | Measuring cylinders, tall form,class A | cap. 1000 ml, Borosilicate 3.3 |  | 830 | 1 | 1 | See Cope Price List CY235-38
9274164 | Measuring cylinders, tall form,class A | cap. 2000 ml, Borosilicate 3.3 |  | 830 | 1 | 1 | See Cope Price List CY235-42
9274170 | Measuring cylinder 5 ml, tall form | glass, cl.A, blue scale, | glass base, batch certified | 830 | 1 | 1 | 6.88
9274171 | Measuring cylinder 10 ml, tall form | glass, cl.A, blue scale, | glass base, batch certified | 830 | 1 | 1 | 6.88
9274172 | Measuring cylinder 25 ml, tall form | glass, cl.A, blue scale, | glass base, batch certified | 830 | 1 | 1 | 7.23
9274173 | Measuring cylinder 50 ml, tall form | glass, cl.A, blue scale, | glass base, batch certified | 830 | 1 | 1 | 8.21
9274174 | Measuring cylinder 100 ml, tall form | glass, cl.A, blue scale, | glass base, batch certified | 830 | 1 | 1 | 9.37
9274175 | Measuring cylinder 250 ml, tall form | glass, cl.A, blue scale, | glass base, batch certified | 830 | 1 | 1 | 13.83
9274176 | Measuring cylinder 500 ml, tall form | glass, cl.A, blue scale, | glass base, batch certified | 830 | 1 | 1 | 19.34
9274177 | Measuring cylinder 1000 ml, tall form | glass, cl.A, blue scale, | glass base, batch certified | 830 | 1 | 1 | 26.89
9274178 | Measuring cylinder 2000 ml, tall form | glass, cl.A, blue scale, | glass base, batch certified | 830 | 1 | 1 | 50.65
9274180 | Measuring cylinders,DURAN®,tall form,class A | cap. 5 ml |  | 830 | 1 | 1 | 10.6
9274181 | Measuring cylinders,DURAN®,tall form,class A | cap. 10 ml |  | 830 | 1 | 1 | 9.95
9274182 | Measuring cylinders,DURAN®,tall form,class A | cap. 25 ml |  | 830 | 1 | 1 | 9.95
9274183 | Measuring cylinders,DURAN®,tall form,class A | cap. 50 ml |  | 830 | 1 | 1 | 10.28
9274184 | Measuring cylinders,DURAN®,tall form,class A | cap. 100 ml |  | 830 | 1 | 1 | 10.53
9274185 | Measuring cylinders,DURAN®,tall form,class A | cap. 250 ml |  | 830 | 1 | 1 | 18.08
9274186 | Measuring cylinders,DURAN®,tall form,class A | cap. 500 ml |  | 830 | 1 | 1 | 27.2
9274187 | Measuring cylinders,DURAN®,tall form,class A | cap. 1000 ml |  | 830 | 1 | 1 | 37.99
9274188 | Measuring cylinders,DURAN®,tall form,class A | cap. 2000 ml |  | 830 | 1 | 1 | 71.36
9274190 | Measuring Zylinder, DURAN N.F. | 10ml amber stain graduations |  | 832 | 1 | 1 | 8.36
9274191 | Measuring zylinders, DURAN N.F. | 25ml amber stain graduations |  | 832 | 1 | 1 | 8.03
9274192 | Measuring Cylinders with spout, glass 50ml | with permanent amber stain graduations |  | 832 | 1 | 1 | 8.66
9274193 | Measuring cylinders with spout, glass 100ml | with permanent amber stain graduations |  | 832 | 1 | 1 | 9.67
9274194 | Measuring cylinder DURAN N.F. | 250ml brown graduation |  | 832 | 1 | 1 | 16.65
9274195 | Measuring cylinders,Duran N.F. | 500ml with amber stain graduations |  | 832 | 1 | 1 | 24.14
9274196 | Measuring Cylinders, Duran, N.F. | 1000ml amber stain graduations |  | 832 | 1 | 1 | 40.09
9274197 | Measuring cylinders DURAN | 2000ml, low form, amber grad. |  | 832 | 1 | 1 | 66.96
9274198 | Measuring cylinders 5:0,1ml | cl. B, DURAN®, blue grad. |  | 831 | 1 | 1 | 9.02
9274199 | Measuring cylinders 10:0,2ml | cl. B, DURAN®, blue grad. |  | 831 | 1 | 1 | 8.49
9274200 | Measuring cylinders 25:0,5ml | cl. B, DURAN®, blue grad. |  | 831 | 1 | 1 | 8.59
9274201 | Measuring cylinders 50:1ml | cl. B, DURAN®, blue grad. |  | 831 | 1 | 1 | 8.31
9274202 | Measuring cylinders 100:1ml | cl. B, DURAN®, blue grad. |  | 831 | 1 | 1 | 8.61
9274203 | Measuring cylinders 250:2ml | cl. B, DURAN®, blue grad. |  | 831 | 1 | 1 | 15.94
9274204 | Measuring cylinders 500:5ml | cl. B, DURAN®, blue grad. |  | 831 | 1 | 1 | 23.15
9274206 | Measuring cylinders 1000:10ml | cl. B, DURAN®, blue grad. |  | 831 | 1 | 1 | 32.32
9274207 | Measuring cylinders 2000:20ml | cl. B, DURAN®, blue grad. |  | 831 | 1 | 1 | 61.92
9274408 | Measuring cylinders,tall form,PP,class B | cap. 10 ml, blue graduation |  | 833 | 1 | 1 | 3.9
9274409 | Measuring cylinders,tall form,PP,class B | cap. 25 ml, blue graduation |  | 833 | 1 | 1 | 4.79
9274410 | Measuring cylinders,tall form,PP,class B | cap. 50 ml, blue graduation |  | 833 | 1 | 1 | 5.47
9274411 | Measuring cylinders,tall form,PP,class B | cap. 100 ml, blue graduation |  | 833 | 1 | 1 | 7.23
9274412 | Measuring cylinders,tall form,PP,class B | cap. 250 ml, blue graduation |  | 833 | 1 | 1 | 11.13
9274413 | Measuring cylinders,tall form,PP,class B | cap. 500 ml, blue graduation |  | 833 | 1 | 1 | 14.73
9274414 | Measuring cylinders,tall form,PP,class B | cap. 1000 ml, blue graduation |  | 833 | 1 | 1 | 20.12
9274415 | Measuring cylinders,tall form,PP,class B | cap. 2000 ml, blue graduation |  | 833 | 1 | 1 | 30.25
9274420 | Measuring cylinder 25 ml | PP, tall form, | class B, moulded graduation | 833 | 1 | 1 | 2.9
9274428 | Measuring cylinder 50 ml | PP, tall form, | class B, moulded graduation | 833 | 1 | 1 | 3.2
9274438 | Measuring cylinder 100 ml | PP, tall form, | class B, moulded graduation | 833 | 1 | 1 | 4.03
9274448 | Measuring cylinder 250 ml | PP, tall form, | class B, moulded graduation | 833 | 1 | 1 | 6.65
9274454 | Measuring cylinder 500 ml | PP, tall form, | class B, moulded graduation | 833 | 1 | 1 | 8.82
9274462 | Measuring cylinder 1000 ml | PP, tall form, | class B, moulded graduation | 833 | 1 | 1 | 12.14
9274464 | Measuring cylinder 2000 ml | PP, tall form, | class B, moulded graduation | 833 | 1 | 1 | 23.26
9274790 | Measuring cylinders,tall form,PMP(TPX®),class A | cap. 10 ml |  | 833 | 1 | 1 | Refer to Cope
9274791 | Measuring cylinders,tall form,PMP(TPX®),class A | cap. 25 ml |  | 833 | 1 | 1 | Refer to Cope
9274792 | Measuring cylinders,tall form,PMP(TPX®),class A | cap. 50 ml |  | 833 | 1 | 1 | Refer to Cope
9274793 | Measuring cylinders,tall form,PMP(TPX®),class A | cap. 100 ml |  | 833 | 1 | 1 | Refer to Cope
9274794 | Measuring cylinders,tall form,PMP(TPX®),class A | cap. 250 ml |  | 833 | 1 | 1 | Refer to Cope
9274795 | Measuring cylinders,tall form,PMP(TPX®),class A | cap. 500 ml |  | 833 | 1 | 1 | Refer to Cope
9274796 | Measuring cylinders,tall form,PMP(TPX®),class A | cap. 1000 ml |  | 833 | 1 | 1 | Refer to Cope
9274797 | Measuring cylinders,tall form,PMP(TPX®),class A | cap. 2000 ml |  | 833 | 1 | 1 | Refer to Cope
9274870 | BEL-ART-Measuring cylinder 2000ml, PP | graduated, with handle |  | 833 | 1 | 1 | 74.95
9275008 | Mixing cylinders 10ml, with hexagonal base | SILBERBRAND-ETERNA, short ring division, | brown graduated, Borosilicate 3.3 | 835 | 1 | 1 | Refer to Cope
9275020 | Mixing cylinders, class B,with PP stopper | cap. 25 ml, Borosilicate 3.3 |  | 835 | 1 | 1 | Refer to Cope
9275028 | Mixing cylinders, class B,with PP stopper | cap. 50 ml, Borosilicate 3.3 |  | 835 | 1 | 1 | Refer to Cope
9275038 | Measuring cylinders 100ml | stoppered glas Borosilicate 3.3 |  | 835 | 1 | 1 | Refer to Cope
9275048 | Mixing cylinders, class B,with PP stopper | cap. 250 ml, Borosilicate 3.3 |  | 835 | 1 | 1 | Refer to Cope
9275054 | Mixing cylinders,class B,with PP stopper | cap. 500 ml, Borosilicate 3.3 |  | 835 | 1 | 1 | Refer to Cope
9275062 | Mixing cylinders, class B,with PP stopper | cap. 1000 ml, Borosilicate 3.3 |  | 835 | 1 | 1 | Refer to Cope
9275070 | Mixing cylinder 10 ml, tall form | glass, cl.A, with PP stopper | blue scale, batch certified | 834 | 1 | 1 | 12.34
9275071 | Mixing cylinder 25 ml, tall form | glass, cl.A, with PP stopper | blue scale, batch certified | 834 | 1 | 1 | 12.95
9275072 | Mixing cylinder 50 ml, tall form | glass, cl.A, with PP stopper | blue scale, batch certified | 834 | 1 | 1 | 14.76
9275073 | Mixing cylinder 100 ml, tall form | glass, cl.A, with PP stopper | blue scale, batch certified | 834 | 1 | 1 | 16.17
9275074 | Mixing cylinder 250 ml, tall form | glass, cl.A, with PP stopper | blue scale, batch certified | 834 | 1 | 1 | 23.8
9275075 | Mixing cylinder 500 ml, tall form | glass, cl.A, with PP stopper | blue scale, batch certified | 834 | 1 | 1 | 29.28
9275076 | Mixing cylinder 1000 ml, tall form | glass, cl.A, with PP stopper | blue scale, batch certified | 834 | 1 | 1 | 43.83
9275080 | Mixing cylinder 10 ml, tall form | glass, cl.A, white scale, | PP hexagonal base, PP stopper | 834 | 1 | 1 | 8.59
9275081 | Mixing cylinder 25 ml, tall form | glass, cl.A, white scale, | PP hexagonal base, PP stopper | 834 | 1 | 1 | #N/A
9275082 | Mixing cylinder 50 ml, tall form | glass, cl.A, white scale, | PP hexagonal base, PP stopper | 834 | 1 | 1 | #N/A
9275083 | Mixing cylinder 100 ml, tall form | glass, cl.A, white scale, | PP hexagonal base, PP stopper | 834 | 1 | 1 | #N/A
9275084 | Mixing cylinder 250 ml, tall form | glass, cl.A, white scale, | PP hexagonal base, PP stopper | 834 | 1 | 1 | #N/A
9275085 | Mixing cylinder 500 ml, tall form | glass, cl.A, white scale, | PP hexagonal base, PP stopper | 834 | 1 | 1 | #N/A
9275086 | Mixing cylinder 1000 ml, tall form | glass, cl.A, white scale, | PP hexagonal base, PP stopper | 834 | 1 | 1 | #N/A
9275208 | Mixing cylinders 10 ml, with hexagonal base | with poly stopper BLAUBRAND, | main points-ring division, Borosilicate 3.3 | 835 | 1 | 1 | See Cope Price List CY334-14
9275220 | Measuring cylinder 25 ml, BLAUBRAND | 32420 |  | 835 | 1 | 1 | See Cope Price List CY334-18
9275228 | Mixing cylinders, class A,with PP stopper | cap. 50 ml, Borosilicate 3.3 |  | 835 | 1 | 1 | See Cope Price List CY334-22
9275238 | Mixing cylinders, class A,with PP stopper | cap. 100 ml, Borosilicate 3.3 |  | 835 | 1 | 1 | See Cope Price List CY334-26
9275248 | Mixing cylinders, class A,with PP stopper | cap. 250 ml, Borosilicate 3.3 |  | 835 | 1 | 1 | See Cope Price List CY334-30
9275254 | Mixing cylinders, class A,with PP stopper | cap. 500 ml, Borosilicate 3.3 |  | 835 | 1 | 1 | See Cope Price List CY334-34
9275262 | Mixing cylinders, class A,with PP stopper | cap. 1000 ml, Borosilicate 3.3 |  | 835 | 1 | 1 | See Cope Price List CY334-38
9275738 | Measuring jugs 250 ml, PP, stackable | completely transparent, printed black graduation | on both side | 16 | 1 | 1 | 3.07
9275740 | Measuring jugs 500 ml, PP, stackable | completely transparent, printed blue graduation | on both side | 16 | 1 | 1 | 3.38
9275742 | Measuring jugs 1000 ml, PP, stackable | completely transparent, printed black graduation | on both side | 16 | 1 | 1 | 4.76
9275744 | Measuring jugs 2000 ml, PP, stackable | completely transparent, printed black graduation | on both side | 16 | 1 | 1 | 9.72
9275746 | Measuring jugs 3000 ml, PP, stackable | completely transparent, printed black graduation | on both side | 16 | 1 | 1 | 13.17
9275748 | Measuring jugs 250 ml PP | moulded graduation, transparent |  | 16 | 1 | 1 | 3.25
9275772 | Measuring jugs 50ml | PP with moulded graduation blue |  | 16 | 1 | 1 | 1.64
9275773 | Measuring jugs, 100ml | PP with moulded grad. blue |  | 16 | 1 | 1 | 1.89
9275775 | Measuring jugs, PP blue graduation | embossed scale |  | 16 | 1 | 1 | 3.65
9275776 | Measuring jugs 1000ml | PP with embossed grad. blue |  | 16 | 1 | 1 | 4.91
9275777 | Measuring jugs, 2000ml PP with | blue moulded graduation |  | 16 | 1 | 1 | 9.45
9275778 | Measuring jugs 3000ml, PP | with blue moulded graduation |  | 16 | 1 | 1 | 13.02
9275779 | Measuring jugs 5000ml, PP, with | blue moulded graduation |  | 16 | 1 | 1 | 19.34
9275850 | Measuring beaker cap. 1 ltr. | 18/10 steel, graduated |  | 15 | 1 | 1 | 119.38
9275852 | Measuring beaker cap. 2 ltr. | 18/10 steel, graduated |  | 15 | 1 | 1 | 139.23
9276002 | Volumetric flasks,trapezoidal,class A,PP stopper | cap. 2 ml |  | 836 | 1 | 1 | See Cope Price List FL564-10
9276003 | Volumetric flasks,trapezoidal,class A,PP stopper | cap. 5 ml |  | 836 | 1 | 1 | See Cope Price List FL564-15
9276004 | Volumetric flasks,trapezoidal,class A,PP stopper | cap. 10 ml |  | 836 | 1 | 1 | See Cope Price List FL564-20
9276006 | Volumetric flasks,trapezoidal,class A,PP stopper | cap. 20 ml |  | 836 | 1 | 1 | See Cope Price List FL564-25
9276007 | Volumetric flasks,trapezoidal,class A,PP stopper | cap. 25 ml |  | 836 | 1 | 1 | See Cope Price List FL564-30
9276008 | Volumetric flasks,trapezoidal,class A,PP stopper | cap. 50 ml |  | 836 | 1 | 1 | See Cope Price List FL564-35
9276010 | DAkks-test volumetric flask 10 ml, NS 10/19 | with 3 marks, BLAUBRAND®, cl. A, | Boro 3.3, PP stopper, for Dispensette® | 838 | 1 | 1 | Refer to Cope
9276011 | DAkks-test volumetric flask 25 ml, NS 10/19 | with 3 marks, BLAUBRAND®, cl. A, | Boro 3.3, PP stopper, for Dispensette® | 838 | 1 | 1 | Refer to Cope
9276012 | DAkks-test volumetric flask 50 ml, NS 12/21 | with 3 marks, BLAUBRAND®, cl. A, | Boro 3.3, PP stopper, for Dispensette® | 838 | 1 | 1 | Refer to Cope
9276013 | DAkks-test volumetric flask 100 ml, NS 14/23 | with 3 marks, BLAUBRAND®, cl. A, | Boro 3.3, PP stopper, for Dispensette® | 838 | 1 | 1 | Refer to Cope
9276243 | Volumetric flask cap. 10 ml | SILBERBRAND, class B, wide neck | with PP stopper, Borosilicate 3.3 | 840 | 1 | 1 | Refer to Cope
9276246 | Volumetric flask cap. 20 ml | SILBERBRAND, class B, | with PP stopper, Borosilicate 3.3 | 840 | 1 | 1 | Refer to Cope
9276247 | Volumetric flask cap. 25 ml | SILBERBRAND, class B, | with PP stopper, Borosilicate 3.3 | 840 | 1 | 1 | Refer to Cope
9276248 | Volumetric flask cap. 50 ml | SILBERBRAND, class B, | with PP stopper, Borosilicate 3.3 | 840 | 1 | 1 | Refer to Cope
9276249 | Volumetric flask cap. 100 ml | SILBERBRAND, class B, | with PP stopper, Borosilicate 3.3 | 840 | 1 | 1 | Refer to Cope
9276250 | Volumetric flask cap. 200 ml | SILBERBRAND, class B, | with PP stopper, Borosilicate 3.3 | 840 | 1 | 1 | Refer to Cope
9276251 | Volumetric flask cap. 250 ml | SILBERBRAND, class B, | with PP stopper, Borosilicate 3.3 | 840 | 1 | 1 | Refer to Cope
9276252 | Volumetric flask cap. 500 ml | SILBERBRAND, class B, | with PP stopper, Borosilicate 3.3 | 840 | 1 | 1 | Refer to Cope
9276253 | Volumetric flask cap. 1000 ml | SILBERBRAND, class B, | with PP stopper, Borosilicate 3.3 | 840 | 1 | 1 | Refer to Cope
9276254 | Volumetric flask cap. 2000 ml | SILBERBRAND, class B, | with PP stopper, Borosilicate 3.3 | 840 | 1 | 1 | Refer to Cope
9276255 | Volumetric flask cap. 5000 ml | SILBERBRAND, class B, | with PP stopper, Borosilicate 3.3 | 840 | 1 | 1 | Refer to Cope
9276260 | Volumetric flasks 5 ml, wide neck NS 10/19 | BLAUBRAND-ETERNA, cl.A, conformity certified | with PP-stopper, Borosilicate 3.3 | 839 | 1 | 1 | Refer to Cope
9276261 | Volumetric flasks 10 ml, wide neck NS 10/19 | BLAUBRAND-ETERNA, cl.A, conformity certified | with PP-stopper, Borosilicate 3.3 | 839 | 1 | 1 | Refer to Cope
9276262 | Volumetric flasks 20 ml, NS 10/19 | BLAUBRAND-ETERNA, cl.A, conformity certified | with PP-stopper, Borosilicate 3.3 | 839 | 1 | 1 | Refer to Cope
9276263 | Volumetric flasks 25 ml, wide neck NS 12/21 | BLAUBRAND-ETERNA, cl.A, conformity certified | with PP-stopper, Borosilicate 3.3 | 839 | 1 | 1 | Refer to Cope
9276264 | Volumetric flasks 50 ml, NS 12/21 | BLAUBRAND-ETERNA, cl.A, conformity certified | with PP-stopper, Borosilicate 3.3 | 839 | 1 | 1 | Refer to Cope
9276265 | Volumetric flasks 50 ml, wide neck NS 14/23 | BLAUBRAND-ETERNA, cl.A, conformity certified | with PP-stopper, Borosilicate 3.3 | 839 | 1 | 1 | Refer to Cope
9276270 | Volumetric flasks 100 ml, NS 14/23 | BLAUBRAND-ETERNA, cl.A, conformity certified | with PP-stopper, Borosilicate 3.3 | 839 | 1 | 1 | Refer to Cope
9276271 | Volumetric flasks 200 ml, NS 14/23 | BLAUBRAND-ETERNA, cl.A, conformity certified | with PP-stopper, Borosilicate 3.3 | 839 | 1 | 1 | Refer to Cope
9276272 | Volumetric flasks 250 ml, NS 14/23 | BLAUBRAND-ETERNA, cl.A, conformity certified | with PP-stopper, Borosilicate 3.3 | 839 | 1 | 1 | Refer to Cope
9276273 | Volumetric flasks 500 ml, NS 19/26 | BLAUBRAND-ETERNA, cl.A, conformity certified | with PP-stopper, Borosilicate 3.3 | 839 | 1 | 1 | Refer to Cope
9276274 | Volumetric flasks 1000 ml, NS 24/29 | BLAUBRAND-ETERNA, cl.A, conformity certified | with PP-stopper, Borosilicate 3.3 | 839 | 1 | 1 | Refer to Cope
9276275 | Volumetric flasks 2000 ml, NS 29/32 | BLAUBRAND-ETERNA, cl.A, conformity certified | with PP-stopper, Borosilicate 3.3 | 839 | 1 | 1 | Refer to Cope
9276436 | Volumetric flasks,class A,with PP stopper | cap. 10000 ml |  | 836 | 1 | 1 | Refer to Cope
9276438 | Volumetric flasks,class A,with PP stopper | cap. 5 ml |  | 836 | 1 | 1 | Refer to Cope
9276443 | Volumetric flasks,class A,with PP stopper | cap. 10 ml |  | 836 | 1 | 1 | See Cope Price List FL560-20
9276446 | Volumetric flasks,class A,with PP stopper | cap. 20 ml |  | 836 | 1 | 1 | See Cope Price List FL560-25
9276447 | Volumetric flasks,class A,with PP stopper | cap. 25 ml |  | 836 | 1 | 1 | See Cope Price List FL560-30
9276448 | Volumetric flasks,class A,with PP stopper | cap. 50 ml |  | 836 | 1 | 1 | See Cope Price List FL560-35
9276449 | Volumetric flasks,class A,with PP stopper | cap. 100 ml |  | 836 | 1 | 1 | See Cope Price List FL560-43
9276450 | Volumetric flasks,class A,with PP stopper | cap. 200 ml |  | 836 | 1 | 1 | See Cope Price List FL560-50
9276451 | Volumetric flasks,class A,with PP stopper | cap. 250 ml |  | 836 | 1 | 1 | See Cope Price List FL560-55
9276452 | Volumetric flasks,class A,with PP stopper | cap. 500 ml |  | 836 | 1 | 1 | See Cope Price List FL560-60
9276453 | Volumetric flasks,class A,with PP stopper | cap. 1000 ml |  | 836 | 1 | 1 | See Cope Price List FL560-65
9276454 | Volumetric flasks,class A,with PP stopper | cap. 2000 ml |  | 836 | 1 | 1 | See Cope Price List FL560-70
9276455 | Volumetric flasks,class A,with PP stopper | cap. 5000 ml |  | 836 | 1 | 1 | See Cope Price List FL560-75
9276456 | Volumetric flasks,class A,with PP stopper | cap. 50 ml |  | 836 | 1 | 1 | Refer to Cope
9276457 | Volumetric flasks,class A,with PP stopper | cap. 100 ml |  | 836 | 1 | 1 | Refer to Cope
9276460 | Volumetric flask 50 ml, class A | BLAUBRAND®, wn, NS-PP-stopper, NS 14/23, | plastic coated | 839 | 1 | 1 | See Cope Price List FL561-38
9276461 | Volumteric flask 100 ml, class A | BLAUBRAND®, NS-PP-stopper, NS 14/23, | plastic coated | 839 | 1 | 1 | See Cope Price List FL561-43
9276462 | Volumetric flask 200 ml, class A | BLAUBRAND®, NS-PP-stopper, NS 14/23, | plastic coated | 839 | 1 | 1 | See Cope Price List FL561-50
9276463 | Volumetric flask 250 ml, class A | BLAUBRAND®, NS-PP-stopper, NS 14/23, | plastic coated | 839 | 1 | 1 | See Cope Price List FL561-55
9276464 | Volumetric flask 500 ml, class A | BLAUBRAND®, NS-PP-stopper, NS 19/26, | plastic coated | 839 | 1 | 1 | See Cope Price List FL561-60
9276465 | Volumetric flask 1000 ml, class A | BLAUBRAND®, NS-PP-stopper, NS 24/29, | plastic coated, with one batch certificate | 839 | 1 | 1 | See Cope Price List FL561-65
9276470 | Volumetric flask 5ml DURAN | Cl.A, blue grad. NS 7/16 with stopper |  | 837 | 1 | 1 | 15.79
9276471 | Volumetric flask 5ml, DURAN | cl.A, blue grad., NS 10/19 with glass stopper |  | 837 | 1 | 1 | 14.58
9276472 | Volumetric flask DURAN | 10ml NS 7/16 with glass stopper |  | 837 | 1 | 1 | 15.79
9276473 | Volumetric flask 10ml cl. A | NS 10/19 blue grad. DURAN |  | 837 | 1 | 1 | 14.58
9276474 | Volumetric flask Cl.A DURAN | 20ml, NS 10/19 with glass stoppers |  | 837 | 1 | 1 | 14.73
9276475 | Volumetric flask 25ml | NS 10/19, cl.A, blue grad., charg. |  | 837 | 1 | 1 | 14.73
9276476 | volumetric flask 25ml cl.A | NS 12/21 blue grad. DURAN |  | 837 | 1 | 1 | 15.44
9276477 | Volumetric flask 50ml DURAN class A | NS 12/21 blue graduation, Charg. |  | 837 | 1 | 1 | 15.79
9276478 | Volumetric flasks 50ml DURAN | cl.A, NS 14/23, blue grad. |  | 837 | 1 | 1 | 16.95
9276479 | Volumetric flask 100ml | NS 12/21, cl.A, blue grad.,charg. |  | 837 | 1 | 1 | 16.95
9276480 | Volumetric flask DURAN cl.A | 100ml, NS 14/23 with glass stoppers |  | 837 | 1 | 1 | 16.95
9276481 | Volumetric flask DURAN Cl. A | 200ml, NS 14/23 with glass stoppers |  | 837 | 1 | 1 | 22.52
9276482 | Volumetric flask 250 ml Duran | Cl. A NS 14/23 blue grad |  | 837 | 1 | 1 | 23.07
9276483 | Volumetric flask 500ml Class A NS 19/26 | blue enemal graduation |  | 837 | 1 | 1 | 25.4
9276484 | Volumetric flask 1000ml Duran Cl.A | N.S. 29/32 with blue graduation |  | 837 | 1 | 1 | 44.5
9276485 | Volumetric flasks 1000ml DURAN | NS 24/29 glass stopper, blue grad. Cl.A |  | 837 | 1 | 1 | 40.3
9276486 | Volumetric flask 2000ml DURAN | NS 29/32, glass stoppers, cl.A, blue grad. |  | 837 | 1 | 1 | 56.04
9276487 | Volumetric flask 5000ml, DURAN | cl.A, blue grad., NS 34/35 with glass stopper |  | 837 | 1 | 1 | 123.47
9276488 | Volumetric flask 10.000ml DURAN | Class A N.S 45/40 blue grad. |  | 837 | 1 | 1 | 212.55
9276489 | Volumetric flask 20ml, cl.A | NS 12/21, Duran, glass stopper, blue grad. |  | 837 | 1 | 1 | 14.73
9276500 | Volumetric flask 5ml, DURAN, cl.A | NS7/16 amber with glass stopper |  | 840 | 1 | 1 | 26.66
9276501 | Volumetric flask DURAN Cl.A 5ml | N.S 10/19 conformity certified |  | 840 | 1 | 1 | 24.14
9276502 | Volumetric flask 10ml, DURAN, cl.A | NS 7/16, amber with glass stopper |  | 840 | 1 | 1 | 24.56
9276503 | Volumetric flask 10ml, DURAN, cl.A | NS 10/19, amber with glass stopper |  | 840 | 1 | 1 | 24.14
9276504 | Volumetric flask DURAN Cl.A 20ml | N.S. 10/19 conformity certified |  | 840 | 1 | 1 | 24.14
9276505 | Volumetric flask 25ml DURAN | Cl.A, NS 10/19 amber |  | 840 | 1 | 1 | 24.14
9276506 | Volumetric flask 50ml | NS 12/21 amber DURAN |  | 840 | 1 | 1 | 25.4
9276507 | Volumetric flask 50ml, DURAN, cl.A | NS 14/23, amber with glas stopper |  | 840 | 1 | 1 | 25.4
9276508 | Volumetric flask 100ml, DURAN, cl.A | NS 12/21, amber with glass stopper |  | 840 | 1 | 1 | 25.61
9276509 | Volumetric flasks 100ml DURAN | cl.A, NS 14/23, amber |  | 840 | 1 | 1 | 26.45
9276510 | Volumetric flask 200ml, DURAN, cl. A | NS 14/23, amber with glass stopper |  | 840 | 1 | 1 | 32.11
9276511 | Volumetric flask 250ml, DURAN, cl.A | NS 14/23, amber with glass stopper |  | 840 | 1 | 1 | 34.21
9276512 | Volumetric flask, 500 ml, DURAN, cl.A | NS 19/26, brown glass, charge identification |  | 840 | 1 | 1 | 41.56
9276513 | Volumetric flask 1000ml, DURAN cl.A | NS 24/29, amber with glass stopper |  | 840 | 1 | 1 | 61.08
9276514 | Volumetric flask 2000ml, DURAN, cl.A | NS 29/32, amber with glass stopper |  | 840 | 1 | 1 | 97.81
9276590 | Volumetric flask 25 ml, clear | PP, cl.B, NS 10/19, PP-stopper | blue scale | 841 | 1 | 1 | 5.67
9276591 | Volumetric flask 50 ml, clear | PP, cl.B, NS 12/21, PP-stopper | blue scale | 841 | 1 | 1 | 6.17
9276592 | Volumetric flask 100 ml, clear | PP, cl.B, NS 14/23, PP-stopper | blue scale | 841 | 1 | 1 | 6.72
9276593 | Volumetric flask 250 ml, clear | PP, cl.B, NS 14/23, PP-stopper | blue scale | 841 | 1 | 1 | 8.06
9276594 | Volumetric flask 500 ml, clear | PP, cl.B, NS 19/26, PP-stopper | blue scale | 841 | 1 | 1 | 9.97
9276595 | Volumetric flask 1000 ml, clear | PP, cl.B, NS 24/29, PP-stopper | blue scale | 841 | 1 | 1 | 12.62
9276600 | Volumetric flask 5 ml, clear | glass, cl.A, NS 10/19, PP stopper | blue scale, batch certified | 836 | 1 | 1 | 6.17
9276601 | Volumetric flask 10 ml, clear | glass, cl.A, NS 10/19, PP stopper | blue scale, batch certified | 836 | 1 | 1 | 6.27
9276602 | Volumetric flask 20 ml, clear | glass, cl.A, NS 10/19, PP stopper | blue scale, batch certified | 836 | 1 | 1 | 6.52
9276603 | Volumetric flask 25 ml, clear | glass, cl.A, NS 10/19, PP stopper | blue scale, batch certified | 836 | 1 | 1 | 6.72
9276604 | Volumetric flask 50 ml, clear | glass, cl.A, NS 12/21, PP stopper | blue scale, batch certified | 836 | 1 | 1 | 7.78
9276605 | Volumetric flask 50 ml, clear | glass, cl.A, NS 14/23, PP stopper | blue scale, batch certified | 836 | 1 | 1 | 7.98
9276606 | Volumetric flask 100 ml, clear | glass, cl.A, NS 12/21, PP stopper | blue scale, batch certified | 836 | 1 | 1 | 8.29
9276607 | Volumetric flask 100 ml, clear | glass, cl.A, NS 14/23, PP stopper | blue scale, batch certified | 836 | 1 | 1 | 8.49
9276608 | Volumetric flask 200 ml, clear | glass, cl.A, NS 14/23, PP stopper | blue scale, batch certified | 836 | 1 | 1 | 11.46
9276609 | Volumetric flask 250 ml, clear | glass, cl.A, NS 14/23, PP stopper | blue scale, batch certified | 836 | 1 | 1 | 11.59
9276610 | Volumetric flask 500 ml, clear | glass, cl.A, NS 19/26, PP stopper | blue scale, batch certified | 836 | 1 | 1 | 15.16
9276611 | Volumetric flask 1000 ml, clear | glass, cl.A, NS 24/29, PP stopper | blue scale, batch certified | 836 | 1 | 1 | 23
9276612 | Volumetric flask 2000 ml, clear | glass, cl.A, NS 29/32, PP stopper | blue scale, batch certified | 836 | 1 | 1 | 34.32
9276613 | Volumetric flask 5000 ml, clear | glass, cl.A, NS 34/35, PP stopper | blue scale, batch certified | 836 | 1 | 1 | 75.01
9276614 | Volumetric flask 10000 ml, clear | glass, cl.A, NS 45/40, PP stopper | blue scale, batch certified | 836 | 1 | 1 | 154.57
9276620 | Volumetric flask 5 ml, amber | glass, cl.A, NS 10/19, PP stopper | white scale, batch certified | 838 | 1 | 1 | 9.67
9276621 | Volumetric flask 10 ml, amber | glass, cl.A, NS 10/19, PP stopper | white scale, batch certified | 838 | 1 | 1 | 9.75
9276622 | Volumetric flask 20 ml, amber | glass, cl.A, NS 10/19, PP stopper | white scale, batch certified | 838 | 1 | 1 | 10.13
9276623 | Volumetric flask 25 ml, amber | glass, cl.A, NS 10/19, PP stopper | white scale, batch certified | 838 | 1 | 1 | 10.3
9276624 | Volumetric flask 50 ml, amber | glass, cl.A, NS 12/21, PP stopper | white scale, batch certified | 838 | 1 | 1 | 10.63
9276625 | Volumetric flask 50 ml, amber | glass, cl.A, NS 14/23, PP stopper | white scale, batch certified | 838 | 1 | 1 | 10.88
9276626 | Volumetric flask 100 ml, amber | glass, cl.A, NS 12/21, PP stopper | white scale, batch certified | 838 | 1 | 1 | 13.65
9276627 | Volumetric flask 100 ml, amber | glass, cl.A, NS 14/23, PP stopper | white scale, batch certified | 838 | 1 | 1 | 13.8
9276628 | Volumetric flask 200 ml, amber | glass, cl.A, NS 14/23, PP stopper | white scale, batch certified | 838 | 1 | 1 | 19.97
9276629 | Volumetric flask 250 ml, amber | glass, cl.A, NS 14/23, PP stopper | white scale, batch certified | 838 | 1 | 1 | 20.17
9276630 | Volumetric flask 500 ml, amber | glass, cl.A, NS 19/26, PP stopper | white scale, batch certified | 838 | 1 | 1 | 27.45
9276631 | Volumetric flask 1000 ml, amber | glass, cl.A, NS 24/29, PP stopper | white scale, batch certified | 838 | 1 | 1 | 31.44
9276645 | Volumetric flask 1ml, cl.A, DURAN | NS 7/16, PP stopper, trapezoidal shape |  | 835 | 1 | 1 | 13.47
9276646 | Volumetric flasks 2ml, cl.A, DURAN | NS 7/16 with PP stopper, trapezoidal shape |  | 835 | 1 | 1 | 13.47
9276647 | Volumetric falsk 5ml, cl. A, DURAN | NS 7/16 with PP stopper, trapezoidal shape |  | 835 | 1 | 1 | 13.63
9276648 | Volumetric flask 5ml, cl.A, DURAN | NS 10/19 with PP stoppers, trapezoidal shape |  | 835 | 1 | 1 | 13.75
9276649 | Volumetric flask 10ml, cl.A, DURAN | NS 7/16 with PP stopper trapezoidal shape |  | 835 | 1 | 1 | 14.18
9276650 | Volumetric flask Duran Kl.A 10ml, NS10/19 | trapeziodal shape |  | 835 | 1 | 1 | 14.18
9276651 | Volumetric flask 20ml, cl.A, DURAN | NS 10/19 with PP stopper, trapezoidal shape |  | 835 | 1 | 1 | 14.78
9276652 | Volumetric flask 25ml, cl.A, DURAN | NS 10/19 with PP stopper,trapeziodal shape |  | 835 | 1 | 1 | 15.04
9276653 | Volumetric flask 50ml, cl.A, DURAN | NS 12/21 with PP stopper, trapezoidal shape |  | 835 | 1 | 1 | 15.49
9276679 | Volumetric flask 20ml, cl.A | NS 12/21, Duran, PP stopper, blue grad. |  | 837 | 1 | 1 | 10.86
9276680 | Volumetric flasks,class A,with plastic stopper | cap. 5 ml |  | 837 | 1 | 1 | 11.96
9276681 | Volumetric flasks,class A,with plastic stopper | cap. 5 ml |  | 837 | 1 | 1 | 10.25
9276682 | Volumetric flasks,class A,with plastic stopper | cap. 10 ml |  | 837 | 1 | 1 | 11.84
9276683 | Volumetric flasks,class A,with plastic stopper | cap. 10 ml |  | 837 | 1 | 1 | 10.28
9276684 | Volumetric flasks,class A,with plastic stopper | cap. 20 ml |  | 837 | 1 | 1 | 10.28
9276685 | Volumetric flasks,class A,with plastic stopper | cap. 25 ml |  | 837 | 1 | 1 | 10.28
9276686 | Volumetric flasks,class A,with plastic stopper | cap. 25 ml |  | 837 | 1 | 1 | 11.31
9276687 | Volumetric flasks,class A,with plastic stopper | cap. 50 ml |  | 837 | 1 | 1 | 11.31
9276688 | Volumetric flasks,class A,with plastic stopper | cap. 50 ml |  | 837 | 1 | 1 | 11.54
9276689 | Volumetric flasks,class A,with plastic stopper | cap. 100 ml |  | 837 | 1 | 1 | 12.32
9276690 | Volumetric flasks,class A,with plastic stopper | cap. 100 ml |  | 837 | 1 | 1 | 12.32
9276691 | Volumetric flasks,class A,with plastic stopper | cap. 200 ml |  | 837 | 1 | 1 | 17.05
9276692 | Volumetric flasks,class A,with plastic stopper | cap. 250 ml |  | 837 | 1 | 1 | 17.63
9276693 | Volumetric flasks,class A,with plastic stopper | cap. 500 ml |  | 837 | 1 | 1 | 24.91
9276694 | Volumetric flasks,class A,with plastic stopper | cap. 1000 ml |  | 837 | 1 | 1 | 39.88
9276695 | Volumetric flasks,class A,with plastic stopper | cap. 1000 ml |  | 837 | 1 | 1 | 33.58
9276696 | Volumetric flasks,class A,with plastic stopper | cap. 2000 ml |  | 837 | 1 | 1 | 51.63
9276697 | Volumetric flasks,class A,with plastic stopper | cap. 5000 ml |  | 837 | 1 | 1 | 112.11
9276698 | Volumetric flasks,class A,with plastic stopper | cap. 10000 ml |  | 837 | 1 | 1 | 202.1
9276699 | Volumetric flask 5ml, cl.A, amber, DURAN | NS 7/16, PP stopper, white graduation |  | 839 | 1 | 1 | 23.85
9276700 | Volumetric flask 5ml, cl.A, amber, DURAN | NS 10/19, PP stopper, white graduation |  | 839 | 1 | 1 | 20.38
9276701 | Volumetric flasks 10ml, cl.A, amber, DURAN | NS 10/19, PP stopper, white graduation |  | 839 | 1 | 1 | 19.82
9276702 | Volumetric flask 10ml, cl.A, amber, DURAN | NS 10/19, PP stopper, white graduation |  | 839 | 1 | 1 | 19.82
9276703 | Volumetric flasks 20ml, cl.A, amber, DURAN | NS 10/19, PP stopper, white graduation |  | 839 | 1 | 1 | 19.82
9276704 | Volumetric flask 25ml, cl.A, amber, DURAN | NS 10/19, PP stopper, white graduation |  | 839 | 1 | 1 | 19.82
9276705 | Volumetric flask 50ml, cl.A, amber, DURAN | NS 12/21, PP stopper, white graduation |  | 839 | 1 | 1 | 22.04
9276706 | Volumetric flask 100ml, cl.A, amber, DURAN | NS 12/21, PP stopper, white graduation |  | 839 | 1 | 1 | 22.21
9276707 | Volumetric flask 200ml, cl.A, amber, DURAN | NS 14/23, PP stopper, white graduation |  | 839 | 1 | 1 | 25.4
9276708 | Volumetric flask 250ml, cl.A, amber, DURAN | NS 14/23, PP stopper, white graduation |  | 839 | 1 | 1 | 27.08
9276709 | Volumetric flask 500ml, cl.A, amber, DURAN | NS 19/26, PP stopper, white graduation |  | 839 | 1 | 1 | 36.1
9276710 | Volumetric flask 25ml, cl.A, amber, DURAN | NS 12/21, PP stopper, white graduation |  | 839 | 1 | 1 | 19.67
9276711 | Volumetric flask 1000ml, cl.A, amber, DURAN | NS 24/29, PP stopper, white graduation |  | 839 | 1 | 1 | 52.89
9276712 | Volumetric flask 2000ml, cl.A, amber, DURAN | NS 29/32, PP stopper, white graduation |  | 839 | 1 | 1 | 75.35
9276713 | Volumetric flask 50ml, cl.A, amber, DURAN | NS 14/23, PP stopper, white graduation |  | 839 | 1 | 1 | 23.5
9276714 | Volumetric flask 100ml, cl.A, amber, DURAN | NS 14/23, PP stopper, white graduation |  | 839 | 1 | 1 | 24.15
9276715 | Volumetric flask with rim | 5ml, cl.A, Duran, blue grad. |  | 840 | 1 | 1 | 9.32
9276716 | Volumetric flasks with rim | 10ml, cl.A, Duran, blue grad. |  | 840 | 1 | 1 | 9.32
9276717 | Volumetric flasks with rim | 20ml, cl.A, Duran, blue grad. |  | 840 | 1 | 1 | 9.32
9276718 | Volumetric flasks with rim | 25ml, cl.A, Duran, blue grad. |  | 840 | 1 | 1 | 9.34
9276719 | Volumetric flask with rim | 50ml, cl.A, Duran, blue grad. |  | 840 | 1 | 1 | 10.02
9276720 | Volumetric flasks with rim | 100ml, cl.A, Duran, blue grad. |  | 840 | 1 | 1 | 11.79
9276733 | Volumetric flasks with rim | 200ml, cl.A, Duran, blue grad. |  | 840 | 1 | 1 | 16.65
9276734 | Volumetric flasks with rim | 250ml, cl.A, Duran, blue grad. |  | 840 | 1 | 1 | 17.25
9276735 | Volumetric flasks with rim | 500ml, cl.A, Duran, blue grad. |  | 840 | 1 | 1 | 22.21
9276736 | Volumetric flasks with rim | 1000ml, cl.A, Duran, blue grad. |  | 840 | 1 | 1 | 29.38
9276737 | Volumetric flasks with rim | 2000ml, cl.A, Duran, blue grad. |  | 840 | 1 | 1 | 49.11
9276738 | Volumetric flasks with rim | 5000ml, cl.A, Duran, blue grad. |  | 840 | 1 | 1 | 117.6
9276739 | Volumetric flasks with rim | 10000ml, cl.A, Duran, blue grad. |  | 840 | 1 | 1 | 208.86
9276758 | Volumetric flask 5 ml, brown graduated | NS 10/19, class A, with poly stopper | DURAN, wide-neck, conformity certificated | 838 | 1 | 1 | 10.45
9276759 | Volumetric flask 10 ml, brown graduated | NS 10/19, class A, with poly stopper | DURAN, wide-neck, conformity certificated | 838 | 1 | 1 | 10.7
9276760 | Volumetric flask 20 ml, brown graduated | NS 10/19, class A, with poly stopper | DURAN, conformity certificated | 838 | 1 | 1 | 10.86
9276761 | Volumetric flask 25 ml, brown graduated | NS 10/19, class A, with poly stopper | DURAN, conformity certificated | 838 | 1 | 1 | 11.13
9276762 | Volumetric flask 50 ml, brown graduated | NS 12/21, class A, with poly stopper | DURAN, conformity certificated | 838 | 1 | 1 | 12.24
9276763 | Volumetric flasks, 50 ml, amber grad. | NS 14/23, cl.A, PP-stopper, DURAN |  | 838 | 1 | 1 | 13.07
9276764 | Volumetric flasks, 100 ml. DURAN | cl.A, with PP-stopper NS 12/21, amber grad. |  | 838 | 1 | 1 | 13.07
9276765 | Volumetric flasks 100 ml, cl.A, DURAN | NS 14/23, with PP-stopper, amber grad. |  | 838 | 1 | 1 | 13.07
9276766 | Volumetric flask 200 ml, brown graduated | NS 14/23, class A, with poly stopper | DURAN, conformity certificated | 838 | 1 | 1 | 18.64
9276767 | Volumetric flask 250 ml, brown graduated | NS 14/23, class A, with poly stopper | DURAN, conformity certificated | 838 | 1 | 1 | 19.19
9276768 | Volumetric flask 500 ml, brown graduated | NS 19/26, class A, with poly stopper | DURAN, conformity certificated | 838 | 1 | 1 | 25.04
9276769 | Volumetric flask 1000 ml, brown graduated | NS 24/29, class A, with poly stopper | DURAN, conformity certificated | 838 | 1 | 1 | 34
9276770 | Volumetric flask 2000 ml, brown graduated | NS 29/32, class A, with poly stopper | DURAN, conformity certificated | 838 | 1 | 1 | 51.63
9276818 | Volumetric flask 10 ml, PP | NS 10/19, with PP stopper | height 90 mm | 841 | 1 | 1 | 8.06
9276820 | Volumetric flask 25 ml, PP | NS 10/19, with PP stopper | height 115 mm | 841 | 1 | 1 | 8.36
9276828 | Volumetric flask 50 ml, PP | NS 12/21, with PP stopper | height 150 mm | 841 | 1 | 1 | 10.83
9276838 | Volumetric flask 100 ml, PP | NS 14/23, with PP stopper | height 180 mm | 841 | 1 | 1 | 11.54
9276848 | Volumetric flask 250 ml, PP | NS 19/26, with PP stopper | height 235 mm | 841 | 1 | 1 | 14.28
9276854 | Volumetric flask 500 ml, PP | NS 19/26, with PP stopper | height 270 mm | 841 | 1 | 1 | 15.16
9276862 | Volumetric flask 1000 ml, PP | NS 24/29, with PP stopper | height 310 mm | 841 | 1 | 1 | 17.63
9276880 | Volumetric flask 100 ml, NS 19/26 | for determining the oil content | with hollow glass stopper | 841 | 1 | 1 | Refer to Cope
9276885 | Volumetric flasks,Kohlrausch,cap. 100 ml |  |  | 841 | 1 | 1 | Refer to Cope
9276887 | Volumetric flasks cap. 200 ml | appr. Kohlrausch, | DURAN, SILBERBRAND, class B | 841 | 1 | 1 | Refer to Cope
9276919 | Volumetric flask 10 ml, PFA | class A, with screwthread connection |  | 1116 | 1 | 1 | 108.32
9276920 | Volumetric flask 25 ml, PFA | class A, with screwthread connection |  | 1116 | 1 | 1 | 111.54
9276921 | Volumetric flask 50 ml, PFA | class A, with screwthread connection |  | 1116 | 1 | 1 | 114.17
9276922 | Volumetric flask 100 ml, PFA | class A, with screwthread connection |  | 1116 | 1 | 1 | 141.71
9276923 | Volumetric flask 250 ml, PFA | class A, with screwthread connection |  | 1116 | 1 | 1 | 176.97
9276924 | Volumetric flask 500 ml, PFA | class A, with screwthread connection |  | 1116 | 1 | 1 | 187.24
9276949 | Volumetric flask 10ml, PMP | cl.A, NS 10/19, with PP stopper | height 90 mm, with certificate | 841 | 1 | 1 | 11.21
9276950 | Volumetric flask 25ml, PMP | cl.A, NS 10/19, with PP stopper | height 115 mm, with certificate | 841 | 1 | 1 | 11.64
9276951 | Volumetric flask 50ml, PMP | cl.A, NS 12/21, with PP stopper | height 150 mm, with certificate | 841 | 1 | 1 | 15.21
9276952 | Volumetric flask 100ml, PMP | cl.A, NS 14/23, with PP stopper | height 180 mm, with certificate | 841 | 1 | 1 | 17.18
9276953 | Volumetric flask 250ml, PMP | cl.A, NS 19/26, with PP stopper | height 235 mm, with certificate | 841 | 1 | 1 | 21.84
9276954 | Volumetric flask 500ml, PMP | cl.A, NS 19/26, with PP stopper | height 270 mm, with certificate | 841 | 1 | 1 | 22.72
9276955 | Volumetric flask 1000ml, PMP | cl.A, NS 24/29, with PP stopper | height 310 mm, with certificate | 841 | 1 | 1 | 26.5
9277105 | Kipp Dispenser Heads, Cap. ml 5 |  |  | 842 | 1 | 1 | 27.47
9277110 | Kipp Dispenser Heads, Cap. ml 10 |  |  | 842 | 1 | 1 | 30.01
9277120 | Kipp Dispenser Heads, Cap. ml 20 |  |  | 842 | 1 | 1 | 34.21
9277125 | Kipp Dispenser Heads, Cap. ml 25 |  |  | 842 | 1 | 1 | 34.53
9277150 | Kipp Dispenser Heads, Cap. ml 50 |  |  | 842 | 1 | 1 | 46.95
9277305 | Pycnometer,with stopper,cap. 5 ml | with single certificate |  | 399 | 1 | 1 | Refer to Cope
9277310 | Pycnometer,with stopper,cap. 10 ml | with single certificate |  | 399 | 1 | 1 | Refer to Cope
9277325 | Pycnometer,with stopper,cap. 25 ml | with single certificate |  | 399 | 1 | 1 | Refer to Cope
9277350 | Pycnometer,with stopper,cap. 50 ml | with single certificate |  | 399 | 1 | 1 | Refer to Cope
9277400 | Pycnometer,with stopper,cap. 100 ml | with single certificate |  | 399 | 1 | 1 | Refer to Cope
9277515 | LLG-microliter pipettor, 1-channel | fixed volume 5 µl, | CE-certified | 868 | 1 | 1 | 44.69
9277516 | LLG-microliter pipettor, 1-channel | fixed volume 10 µl, | CE-certified | 868 | 1 | 1 | 44.69
9277517 | LLG-microliter pipettor, 1-channel | fixed volume 20 µl, | CE-certified | 868 | 1 | 1 | 44.69
9277518 | LLG-microliter pipettor, 1-channel | fixed volume 25 µl, | CE-certified | 868 | 1 | 1 | 44.69
9277519 | LLG-microliter pipettor, 1-channel | fixed volume 50 µl, | CE-certified | 868 | 1 | 1 | 44.69
9277520 | LLG-microliter pipettor, 1-channel | fixed volume 100 µl, | CE-certified | 868 | 1 | 1 | 44.69
9277521 | LLG-microliter pipettor, 1-channel | fixed volume 200 µl, | CE-certified | 868 | 1 | 1 | 44.69
9277522 | LLG-microliter pipettor, 1-channel | fixed volume 250 µl, | CE-certified | 868 | 1 | 1 | 44.69
9277523 | LLG-microliter pipettor, 1-channel | fixed volume 500 µl, | CE-certified | 868 | 1 | 1 | 44.69
9277524 | LLG-microliter pipettor, 1-channel | fixed volume 1000 µl, | CE-certified | 868 | 1 | 1 | 44.69
9277525 | LLG-microliter pipettor, 1-channel | fixed volume 2000 µl, | CE-certified | 868 | 1 | 1 | 44.69
9277526 | LLG-microliter pipettor, 1-channel | fixed volume 2500 µl, | CE-certified | 868 | 1 | 1 | 44.69
9277527 | LLG-microliter pipettor, 1-channel | fixed volume 5000 µl, | CE-certified | 868 | 1 | 1 | 44.69
9277528 | LLG-microliter pipettor, 1-channel | fixed volume 10000 µl, | CE-certified | 868 | 1 | 1 | 44.69
9280000 | LLG-microliter pipettor, 1-channel | variable, 0.1-2.5 µl | CE-mark certified | 868 | 1 | 1 | 62.55
9280001 | LLG-microliter pipettor, 1-channel | variable, 0.5-10 µl | CE-mark certified | 868 | 1 | 1 | 64.92
9280002 | LLG-microliter pipettor, 1-channel | variable, 2-20 µl, | CE-mark certified | 868 | 1 | 1 | 64.92
9280003 | LLG-microliter pipettor, 1-channel | variable, 10-100 µl, | CE-mark certified | 868 | 1 | 1 | 64.92
9280004 | LLG-microliter pipettor, 1-channel | variable, 20-200 µl, | CE-mark certified | 868 | 1 | 1 | 64.92
9280005 | LLG-microliter pipettor, 1-channel | variable, 100-1000 µl, | CE-mark certified | 868 | 1 | 1 | 64.92
9280006 | LLG-microliter pipettor, 1-channel | variable, 500-5000 µl | CE-mark certified | 868 | 1 | 1 | 64.92
9280007 | LLG-microliter pipettor, 1-channel | variable, 1000-10000 µl, | CE-mark certified | 868 | 1 | 1 | 64.92
9280008 | LLG-Set micro consisting of: | mikroliter pipettors 9.280 001,9.280 003,9.280 005 | tips 9.409 129, 9.409 046, 9.409 139 | 869 | 1 | 1 | 206.42
9280009 | LLG-Set Makro consisting of: | microliter pipettes: 9.280 005,9.280 006,9.280 007 | tips 9.409 139, 9.409 097, 9.409 098 | 869 | 1 | 1 | 206.42
9280011 | LLG-Rack for 6 micropipettes | white |  | 869 | 1 | 1 | 37.61
9280012 | Clamp-Ette | blue |  | 870 | 1 | 1 | 17.1
9280014 | LLG-Rack for 4 micropipettes | white |  | 869 | 1 | 1 | 29.62
9280030 | Transferpette® S-8 Digital | multichannel pipette, 0,5-10 µl | with accessories | 873 | 1 | 1 | See Cope Price List PR174-35
9280031 | Transferpette® S-8 Digital | multichannel pipette, 5-50 µl | with accessories | 873 | 1 | 1 | See Cope Price List PR174-45
9280032 | Transferpette® S-8 Digital | multichannel pipette, 10-100 µl | with accessories | 873 | 1 | 1 | See Cope Price List PR174-55
9280033 | Transferpette® S-8 Digital | multichannel pipette, 20-200 µl | with accessories | 873 | 1 | 1 | See Cope Price List PR174-60
9280034 | Transferpette® S-8 Digital | multichannel pipette, 30-300 µl | with accessories | 873 | 1 | 1 | See Cope Price List PR174-65
9280035 | Transferpette® S-12 Digital | multichannel pipette, 0,5-10 µl | with accessories | 873 | 1 | 1 | See Cope Price List PR174-75
9280036 | Transferpette® S-12 Digital | multichannel pipette, 5-50 µl | with accessories | 873 | 1 | 1 | See Cope Price List PR174-80
9280037 | Transferpette® S-12 Digital | multichannel pipette, 10-100 µl | with accessories | 873 | 1 | 1 | See Cope Price List PR174-85
9280038 | Transferpette® S-12 Digital | multichannel pipette, 20-200 µl | with accessories | 873 | 1 | 1 | See Cope Price List PR174-90
9280039 | Transferpette® S-12 Digital | multichannel pipette, 30-300 µl | with accessories | 873 | 1 | 1 | See Cope Price List PR174-95
9280050 | Transferpette® S, Variabel | 0,1 - 1 µl |  | 871 | 1 | 1 | See Cope Price List PR170-04
9280051 | Transferpette® S, Variabel | 0,5 - 10 µl |  | 871 | 1 | 1 | See Cope Price List PR170-07
9280052 | Transferpette® S, Variabel | 2 - 20 µl |  | 871 | 1 | 1 | See Cope Price List PR170-10
9280053 | Transferpette® S, Variabel | 10 - 100 µl |  | 871 | 1 | 1 | See Cope Price List PR170-13
9280054 | Transferpette® S, Variabel | 20 - 200 µl |  | 871 | 1 | 1 | See Cope Price List PR170-16
9280055 | Transferpette® S, Variabel | 100 - 1000 µl |  | 871 | 1 | 1 | See Cope Price List PR170-19
9280056 | Transferpette® S, Variabel | 500 - 5000 µl |  | 871 | 1 | 1 | See Cope Price List PR170-22
9280057 | Transferpette® S, Variabel | 1000 - 10000 µl |  | 871 | 1 | 1 | See Cope Price List PR170-25
9280060 | Starter-Kit Micro Transferpette® S | incl. models | D-1, D-10, D-100 | 871 | 1 | 1 | Refer to Cope
9280061 | Starter-Kit Midi Transferpette® S | incl. models | D-20, D-200, D-1000 | 871 | 1 | 1 | Refer to Cope
9280062 | Starter-Kit Macro Transferpette® S | incl. models | D-1000, D-5000, D-10000 | 871 | 1 | 1 | Refer to Cope
9280063 | Starter-Kit Standad Transferpette® S | incl. models | D-10, D-100, D-1000 | 871 | 1 | 1 | Refer to Cope
9280065 | Table stand | for up to 3 Transferpette® S-8/12 | or for 6 Transferpette® S | 871 | 1 | 1 | See Cope Price List PR173-95
9280066 | Shelf holder for 1 device | for Transferpette® S | single or multichannel pipette | 871 | 1 | 1 | See Cope Price List PR173-98
9280100 | Transferpette electronic 2-20 µl | with power pack |  | 872 | 1 | 1 | See Cope Price List PR175-40
9280101 | Transferpette electronic 20-200 µl | with power pack |  | 872 | 1 | 1 | See Cope Price List PR175-50
9280102 | Transferpette electronic 100-1000 µl | with power pack |  | 872 | 1 | 1 | See Cope Price List PR175-60
9280103 | Transferpette electronic 2-20 µl | without power pack |  | 872 | 1 | 1 | See Cope Price List PR175-75
9280104 | Transferpette electronic 20-200 µl | without power pack |  | 872 | 1 | 1 | See Cope Price List PR175-80
9280105 | Transferpette electronic 100-1000 µl | without power pack |  | 872 | 1 | 1 | See Cope Price List PR175-90
9280106 | Stand for 3 instruments | with power pack |  | 872 | 1 | 1 | See Cope Price List PR176-04
9280113 | Transferpette 0-10µl electronic | with adapter 230V/50Hz |  | 872 | 1 | 1 | See Cope Price List PR175-38
9280114 | Transferpette 500-5000µl electronic | with adapter 230V/50Hz |  | 872 | 1 | 1 | See Cope Price List PR175-62
9280115 | Transferpette 0,5-10µl electronic | without adapter |  | 872 | 1 | 1 | See Cope Price List PR175-72
9280116 | Transferpette 500-5000µl electronic | without adapter |  | 872 | 1 | 1 | See Cope Price List PR175-96
9280129 | Single stand | f. Transferpette electronic, | f. all sizes, except 0,5-5 ml | 872 | 1 | 1 | Refer to Cope
9280130 | Single stand | f. Transferpette electronic 0,5-5 ml | and Transferpette 2 ml fix | 872 | 1 | 1 | Refer to Cope
9280131 | Reagent reservoir 60 ml, PP | high clarity, autoclavable (121°C) | non sterile, with lid, for Multi-channel, | 912 | 1 | 1 | Refer to Cope
9280132 | Reagent reservoir 60 ml, PP | high clarity, autoclavable (121°C) | sterile, without lid, for Multi-channel, | 912 | 1 | 1 | Refer to Cope
9280133 | Reagent reservoir 60 ml, PP | high clarity, autoclavable (121°C) | sterile, without lid, for Multi-channel, | 912 | 1 | 1 | Refer to Cope
9280575 | Pipette adapter 1-channel | for flask hubpipette with tip, | incl.1 blind stopper | 894 | 1 | 1 | Refer to Cope
9280576 | Pipette adapter 1-channel | for flask hubpipette w/o tip, | incl.1 blind stopper | 894 | 1 | 1 | Refer to Cope
9280577 | Pipette adapter 4-channel | for flask hubpipette with and w/o tip, | incl.4 blind stopper | 894 | 1 | 1 | Refer to Cope
9280578 | Filter, PE | for pipette adapter, pack of 10 |  | 894 | 1 | 1 | Refer to Cope
9280579 | Universal mains adapter | AC 100-240 V, 50/60 Hz |  | 894 | 1 | 1 | Refer to Cope
9280581 | Transferpettor stations | for 2 instruments with accessories |  | 896 | 1 | 1 | See Cope Price List PR112-55
9280602 | Transferpettor,cap. 2.5-10 µl |  |  | 895 | 1 | 1 | See Cope Price List PR100-15
9280605 | Transferpettor,cap. 5-25 µl |  |  | 895 | 1 | 1 | See Cope Price List PR100-20
9280610 | Transferpettor,cap. 10-50 µl |  |  | 895 | 1 | 1 | See Cope Price List PR100-25
9280620 | Transferpettor,cap. 20-100 µl |  |  | 895 | 1 | 1 | See Cope Price List PR100-30
9280696 | Transferpettor Fix | 1 µl, white |  | 895 | 1 | 1 | See Cope Price List PR104-10
9280705 | Transferpettor,cap. 50 µl |  |  | 895 | 1 | 1 | See Cope Price List PR104-35
9280710 | Transferpettor,cap. 100 µl |  |  | 895 | 1 | 1 | See Cope Price List PR104-38
9280720 | Transferpettor,cap. 200 µl |  |  | 895 | 1 | 1 | See Cope Price List PR104-42
9280724 | Transferpettor,cap. 100-500 µl |  |  | 895 | 1 | 1 | See Cope Price List PR100-35
9280726 | Transferpettor,cap. 200-1000 µl |  |  | 895 | 1 | 1 | See Cope Price List PR100-40
9280730 | Transferpettor,cap. 1000-5000 µl |  |  | 895 | 1 | 1 | See Cope Price List PR100-45
9280732 | Transferpettor,cap. 2000-10000 µl |  |  | 895 | 1 | 1 | See Cope Price List PR100-50
9280741 | Caps for Transferpettor | pack of 10 |  | 895 | 1 | 1 | Refer to Cope
9280742 | Caps for Transferpettor | pack of 10 |  | 895 | 1 | 1 | Refer to Cope
9280743 | Caps for Transferpettor | pack of 10 |  | 895 | 1 | 1 | Refer to Cope
9280745 | Caps for Transferpettor | pack of 10 |  | 895 | 1 | 1 | Refer to Cope
9280751 | PE-Seals for Tranferpettor | pack of 10 |  | 895 | 1 | 1 | See Cope Price List PR109-69
9280752 | PE-Seals for Tranferpettor | pack of 10 |  | 895 | 1 | 1 | See Cope Price List PR109-72
9280753 | PE-Seals for Tranferpettor | pack of 10 |  | 895 | 1 | 1 | See Cope Price List PR109-75
9280755 | PE-Seals for Tranferpettor | pack of 10 |  | 895 | 1 | 1 | See Cope Price List PR109-78
9280800 | Caps for Transferpettor | pack of 100 |  | 895 | 1 | 1 | See Cope Price List PR109-12
9280801 | Caps for Transferpettor | pack of 100 |  | 895 | 1 | 1 | See Cope Price List PR109-15
9280802 | Caps for Transferpettor | pack of 100 |  | 895 | 1 | 1 | Refer to Cope
9280803 | Caps for Transferpettor | pack of 100 |  | 895 | 1 | 1 | See Cope Price List PR109-22
9280805 | Caps for Transferpettor | pack of 100 |  | 895 | 1 | 1 | See Cope Price List PR109-25
9280810 | Caps for Transferpettor | pack of 50 |  | 895 | 1 | 1 | See Cope Price List PR109-28
9280850 | Transferpettor stations | for 4 instruments with accessories |  | 896 | 1 | 1 | Refer to Cope
9280901 | Seals for Tranferpettor | pack of 3 |  | 895 | 1 | 1 | See Cope Price List PR109-60
9280903 | Seals for Tranferpettor | pack of 3 |  | 895 | 1 | 1 | See Cope Price List PR109-63
9280905 | Seals for Tranferpettor | pack of 3 |  | 895 | 1 | 1 | See Cope Price List PR109-66
9280923 | Dispenser tips, 0,1 ml | pack of 100, non-steril |  | 917 | 1 | 1 | See Cope Price List PR064-08
9280924 | PD-tips 0,1ml | pack of 100, sterile |  | 917 | 1 | 1 | See Cope Price List PR067-08
9280928 | Dispenser tips,size 0.50 ml | Pck=100, non-steril |  | 917 | 1 | 1 | See Cope Price List PR064-10
9280929 | Dispenser tips,size 0.50 ml | pack of 100 sterile |  | 917 | 1 | 1 | See Cope Price List PR067-10
9280930 | Dispenser tips,size 1.25 ml | pack of 100 non-steril |  | 917 | 1 | 1 | See Cope Price List PR064-14
9280931 | Dispenser tips,size 1.25 ml | pack of 100 sterile |  | 917 | 1 | 1 | See Cope Price List PR067-14
9280932 | Dispenser tips,size 2.50 ml | pack of 100 non-steril |  | 917 | 1 | 1 | See Cope Price List PR064-18
9280933 | Dispenser tips,size 2.50 ml | pack of 100 sterile |  | 917 | 1 | 1 | See Cope Price List PR067-18
9280934 | Dispenser tips,size 5 ml | pack of 100 non-steril |  | 917 | 1 | 1 | See Cope Price List PR064-22
9280935 | Dispenser tips,size 5 ml | pack of 100 sterile |  | 917 | 1 | 1 | See Cope Price List PR067-22
9280936 | Dispenser tips,size 12.5 ml | pack of 100 non-steril |  | 917 | 1 | 1 | See Cope Price List PR064-26
9280937 | Dispenser tips,size 12.5 ml | pack of 100 sterile |  | 917 | 1 | 1 | See Cope Price List PR067-26
9280938 | Dispenser tips,size 25.0 ml | pack of 50 non-steril |  | 917 | 1 | 1 | See Cope Price List PR064-30
9280939 | Dispenser tips,size 25.0 ml | pack of 25 sterile |  | 917 | 1 | 1 | See Cope Price List PR067-30
9280940 | Dispenser tips,size 50.0 ml | pack of 25 non-steril |  | 917 | 1 | 1 | See Cope Price List PR064-34
9280941 | Dispenser tips,size 50.0 ml | pack of 25 sterile |  | 917 | 1 | 1 | See Cope Price List PR067-34
9280942 | Adapter,for PD tips 25 ml and 50 ml,non-sterile | pack of 10 |  | 916 | 1 | 1 | See Cope Price List PR068-50
9280943 | Adapter, PP | for PD tips BIO-CERT® 25 ml and 50 ml, | sterile, pack of 5 | 916 | 1 | 1 | See Cope Price List PR068-90
9280944 | Hand dispenser HandyStep® S | incl. rack holder, KB, IVD, | with PD tips 0.1 ml, 1 ml and 10 ml | 915 | 1 | 1 | See Cope Price List PR060-85
9280945 | Rack holder | for hand dispenser HandyStep® S |  | 915 | 1 | 1 | Refer to Cope
9281005 | Accessory for LLG-Electrical pipette pump | Membrane filter 0.45 µm | PTFE, non sterile, pack of 5 | 867 | 1 | 1 | 36.71
9281041 | LLG-Electrical pipette pump PLUS | efficiency variable adjustable, | incl. holder, 100-240VAC, 50/60Hz | 867 | 1 | 1 | 231.13
9281050 | LLG-Electronic Pipettor 1-channel | variable volume 0,2 - 10 µl, | incl.charger | 869 | 1 | 1 | 194.09
9281051 | LLG-Electronic Pipettor 1-channel | variable volume 5 - 100 µl, | incl.charger | 869 | 1 | 1 | 194.09
9281052 | LLG-Electronic Pipettor 1-channel | variable volume 10 - 200 µl, | incl.charger | 869 | 1 | 1 | 194.09
9281053 | LLG-Electronic Pipettor 1-channel | variable volume 50 - 1000 µl, | incl.charger | 869 | 1 | 1 | #N/A
9281054 | LLG-Electronic Pipettor 1-channel | variable volume 100 - 5000 µl, | incl.charger | 869 | 1 | 1 | #N/A
9281080 | Pipette controllers micro-classic | with 2 spare tubes |  | 865 | 1 | 1 | Refer to Cope
9281085 | Spare adapters with suction tube | pack of 3 |  | 865 | 1 | 1 | Refer to Cope
9281086 | Pipette controller accu-jet® pro | magenta, with charger and wall-support |  | 866 | 1 | 1 | Refer to Cope
9281087 | Pipette controller accu-jet® pro | green, with charger and wall-support |  | 866 | 1 | 1 | Refer to Cope
9281088 | Pipette controller accu-jet® pro | royal blue, with charger and wall-support |  | 866 | 1 | 1 | Refer to Cope
9281090 | Pipette controller accu-jet® pro | royal blue, with charger and wall-support |  | 866 | 1 | 1 | Refer to Cope
9281091 | Membrane filter, non sterile,pack of 10 | for all pipets from 0.1 to 100 ml |  | 866 | 1 | 1 | Refer to Cope
9281092 | Membrane filter, sterile | for all pipets from 0.1 to 100 ml |  | 866 | 1 | 1 | Refer to Cope
9281094 | Silicon adapter, with non return valve (PTFE) |  |  | 866 | 1 | 1 | Refer to Cope
9281095 | Membrane filter, 3 µm, in PE bag, | non sterile, pack of 10 |  | 866 | 1 | 1 | Refer to Cope
9281096 | NiMh-akku for controller |  |  | 866 | 1 | 1 | Refer to Cope
9282400 | Finnpipette F1, 1-channel | fixed volume 1µl | for Finntips Flex 10, 10, 50 Micro | 884 | 1 | 1 | #N/A
9282401 | Finnpipette F1, 1-channel | fixed volume 5µl | for Finntips Flex 10, 10, 50 Micro | 884 | 1 | 1 | #N/A
9282402 | Finnpipette F1, 1-channel | fixed volume 10µl, | for Finntips Flex 200, 250 Univ., 200 Ext. | 884 | 1 | 1 | #N/A
9282403 | Finnpipette F1, 1-channel | fixed volume 25µl, | for Finntips Flex 200, 250 Univ., 200 Ext. | 884 | 1 | 1 | #N/A
9282404 | Finnpipette F, 1-channel | fixed volume 50µl, | for Finntips Flex 200, 250 Univ., 200 Ext. | 884 | 1 | 1 | #N/A
9282405 | Finnpipette F1, 1-channel | fixed volume 100 µl, | for Finntips Flex 200, 250 Univ., 200 Ext. | 884 | 1 | 1 | #N/A
9282406 | Finnpipette F1, 1-channel | fixed volume 250µl, | for Finntips Flex 1000, 1000, 1000 Ext. | 884 | 1 | 1 | #N/A
9282407 | Finnpipette F1, 1-channel | fixed volume 500µl, | for Finntips Flex 1000, 1000, 1000 Ext. | 884 | 1 | 1 | #N/A
9282408 | Finnpipette F1, 1-channel | fixed volume 1000µl, | for Finntips Flex 1000, 1000, 1000 Ext. | 884 | 1 | 1 | #N/A
9282409 | Finnpipette F1, 1-channel | fixed volume 2000µl, | for Finntips 5ml | 884 | 1 | 1 | #N/A
9282410 | Finnpipette F1, 1-channel | fixed volume 3000µl, | for Finntips 5ml | 884 | 1 | 1 | #N/A
9282411 | Finnpipette F1, 1-channel | fixed volume 10000µl, | for Finntips 10ml | 884 | 1 | 1 | #N/A
9282412 | Finnpipette F1, 1-channel | variable volume 0,2-2µl micro tip, | for Finntips Flex 10, 10, 50 Micro | 885 | 1 | 1 | #N/A
9282413 | Finnpipette F1, 1-channel | variable volume 0,5-5µl micro tip | for Finntips Flex 10, 10, 50 Micro | 885 | 1 | 1 | #N/A
9282414 | Finnpipette F1, 1-channel | variable volume 1-10µl, | for Finntips Flex 200, 250 Univ. | 885 | 1 | 1 | #N/A
9282415 | Finnpipette F1, 1-channel | variable volume 2-20µl micro tip, | for Finntips 50 Mikro | 885 | 1 | 1 | #N/A
9282416 | Finnpipette F1, 1-channel | variable volume 2-20µl, | for Finntips Flex 200, 250 Univ. | 885 | 1 | 1 | #N/A
9282417 | Finnpipette F1, 1-channel | variable volume 10-100µl, | for Finntips Flex 200,250 Univ., | 885 | 1 | 1 | #N/A
9282418 | Finnpipette F1, 1-channel | variable volume 30-300µl, | for Finntips Flex 300,300 | 885 | 1 | 1 | #N/A
9282419 | Finnpipette F1, 1-channel | variable volume 100-1000µl, | for Finntips Flex 1000,1000,1000 Ext. | 885 | 1 | 1 | #N/A
9282420 | Finnpipette F1, 1-channel | variable volume 500-5000µl, | for Finntips 5ml | 885 | 1 | 1 | #N/A
9282421 | Finnpipette F1, 1-channel | variable volume 1000-10000µl, | for Finntips 10ml | 885 | 1 | 1 | #N/A
9282430 | Finnpipette F1, 8-channel | variable volume 1-10µl, | for Finntips Flex 10,10,50 Mikro | 886 | 1 | 1 | #N/A
9282431 | Finnpipette F1, 8-channel | variable volume 5-50µl, | for Finntips Flex 200,250 Univ.,200 Ext. | 886 | 1 | 1 | #N/A
9282432 | Finnpipette F1, 8-channel, | variable volume 10-100µl, | for Finntips Flex 200,250 Univ.,200 Ext. | 886 | 1 | 1 | #N/A
9282433 | Finnpipette F1, 8-channel | variable volume 30-300µl, | for Finntips Flex 300,300 | 886 | 1 | 1 | #N/A
9282434 | Finnpipette F1, 12-channel | variable volume 1-10µl, | for Finntips Flex 10,10,50 Mikro | 886 | 1 | 1 | #N/A
9282435 | Finnpipette F1, 12-channel | variable volume 5-50µl, | for Finntips Flex 200,200 Univ.,200 Ext. | 886 | 1 | 1 | #N/A
9282436 | Finnpipette F1, 12-channel | variable volume 10-100µl, | for Finntips Flex 200,250 Univ.,200 Ext. | 886 | 1 | 1 | #N/A
9282437 | Finnpipette F1, 12-channel | variable volume 30-300µl, | for Finntips Flex 300,300 | 886 | 1 | 1 | #N/A
9282438 | Finnpipette F1, 16-channel | variable volume 1-10µl, | for Finntips Flex 10 (384), 50 Mikro | 886 | 1 | 1 | #N/A
9282439 | Finnpipette F1, 16-channel | variable volume 5-50µl, | for Finntips 50 Mikro | 886 | 1 | 1 | #N/A
9282440 | Pipette stand F-Stand | 6 places |  | 887 | 1 | 1 | 80.35
9282441 | Pipette stand for multichannel pipette |  |  | 888 | 1 | 1 | 27.35
9282450 | Finnpipette F2, 1-channel | fixed volume 1µl, | for Finntips Flex 10,10,50 Mikro | 885 | 1 | 1 | 179.53
9282451 | Finnpipette F2, 1-channel | fixed volume 5µl, | for Finntips Flex 10,10,50 Mikro | 885 | 1 | 1 | 179.53
9282452 | Finnpipette F2, 1-channel | fixed volume 10µl, | for Finntips Flex 200,250 Univ.,200 Ext. | 885 | 1 | 1 | 179.53
9282453 | Finnpipette F2, 1-channel | fixed volume 25µl, | for Finntips Flex 200,250 Univ.,200 Ext. | 885 | 1 | 1 | 179.53
9282454 | Finnpipette F2, 1-channel | fixed volume 50µl, | for Finntips Flex 200,250 Univ.,200 Ext. | 885 | 1 | 1 | 179.53
9282455 | Finnpipette F2, 1-channel | fixed volume 100µl, | for Finntips Flex 200,250 Univ.,200 Ext. | 885 | 1 | 1 | 179.53
9282456 | Finnpipette F2, 1-channel | fixed volume 250µl, | for Finntips Flex 1000,1000,1000 Ext. | 885 | 1 | 1 | 179.53
9282457 | Finnpipette F2, 1-channel | fixed volume 500µl, | for Finntips Flex 1000,1000,1000 Ext. | 885 | 1 | 1 | 179.53
9282458 | Finnpipette F2, 1-channel | fixed volume 1000µl, | for Finntips Flex 1000,1000,1000 Ext. | 885 | 1 | 1 | 179.53
9282459 | Finnpipette F2, 1-channel | fixed volume 2000µl, | for Finntips 5ml | 885 | 1 | 1 | 179.53
9282460 | Finnpipette F2, 1-channel | fixed volume 3000µl, | for Finntips 5ml | 885 | 1 | 1 | 179.53
9282461 | Finnpipette F2, 1-channel | fixed volume 5000µl, | for Finntips 5ml | 885 | 1 | 1 | 179.53
9282462 | Finnpipette F2, 1-channel | fixed volume 10000µl, | for Finntips 10ml | 885 | 1 | 1 | 179.53
9282463 | Finnpipette F2, 1-channel | fixed volume 20µl, | for Finntips Flex 200,250 Univ.,200 Ext. | 885 | 1 | 1 | 179.53
9282464 | Finnpipette F2, 1-channel | fixed volume 200µl, | for Finntips Flex 200,250 Univ.,200 Ext. | 885 | 1 | 1 | 179.53
9282465 | Finnpipette F2, 1-channel | variable volume 1-10 µl micro tip, | for Finntips Flex10,10,50 Mikro | 885 | 1 | 1 | 277.02
9282466 | Finnpipette F2, 1-channel | variable volume 2-20 µl micro tip, | for Finntips 50 Mikro | 885 | 1 | 1 | 277.02
9282467 | Finnpipette F2, 1-channel | variable volume 10-100 µl | for Finntips Flex 200,250 Univ. | 885 | 1 | 1 | 277.02
9282470 | Finnpipette F2, 8-channel | variable volume 1-10 µl, | for Finntips Flex 10,10,50 Mikro | 887 | 1 | 1 | 729.25
9282471 | Finnpipette F2, 8-channel | variable volume 5-50 µl, | for Finntips Flex 200,250 Univ.,200 Ext. | 887 | 1 | 1 | 729.25
9282472 | Finnpipette F2, 8-channel | variable volume 10-100 µl, | for Finntips Flex 200,250 Univ.,200 Ext. | 887 | 1 | 1 | 729.25
9282473 | Finnpipette F2, 8-channel | variable volume 30-300 µl, | for Finntips Flex 300,300 | 887 | 1 | 1 | 729.25
9282474 | Finnpipette F2, 12-channel | variable volume 1-10 µl, | for Finntips Flex 10,10,50 Mikro | 887 | 1 | 1 | 828.46
9282475 | Finnpipette F2, 12-channel | variable volume 5-50 µl, | for Finntips Flex 200,250 Univ.,200 Ext. | 887 | 1 | 1 | 828.46
9282476 | Finnpipette F2, 12-channel | variable volume 10-100 µl, | for Finntips Flex 200,250 Univ.,200 Ext. | 887 | 1 | 1 | 828.46
9282477 | Finnpipette F2, 12-channel | variable volume 30-300 µl, | for Finntips Flex 300,300 | 887 | 1 | 1 | 828.46
9282478 | Finnpipette F2, 16-channel | variable volume 1-10 µl, | for Finntips Flex 10 (384), 50 Mikro | 887 | 1 | 1 | 889.98
9282479 | Finnpipette F2, 16-channel | variable volume 5-50 µl, | for Finntips 50 Mikro | 887 | 1 | 1 | 889.98
9282480 | Electr.Finnpipette Novus 1-channel | variable volume 1-10 µl, | incl. universal plug charger, | 886 | 1 | 1 | 593.32
9282481 | Electr.Finnpipette Novus 12-channel | variable volume 1-10 µl, | incl.universal plug charger, | 887 | 1 | 1 | 1036.78
9282482 | Electr.Finnpipette Novus 12-channel | variable volume 5-50 µl, | incl.Universal plug charger, | 887 | 1 | 1 | 1036.78
9282483 | Electr.Finnpipette Novus 12-channel | variable volume 30-300 µl, | incl.universal plug charger, | 887 | 1 | 1 | 1036.78
9282484 | Electr.Finnpipette Novus 16-channel | variable volume 5-50 µl, | incl.universal plug charger, | 887 | 1 | 1 | 1202.36
9282500 | Finntips FT 20-micro | 0,2-20 µl, sterile, | pack of 10x384 Rack | 904 | 1 | 1 | 519.9
9282501 | Finntips FT 50-micro | 0,5-50 µl, sterile, | pack of 10x384 rack | 905 | 1 | 1 | 571.49
9282510 | Finntips Flex 10 | 0,2-10 µl, pack of 1000 |  | 906 | 1 | 1 | 62.21
9282511 | Finntips Flex 10 | 0,2-10 µl, pack of 10x96 rack |  | 906 | 1 | 1 | 90.8
9282512 | Finntips Flex 10 | 0,2-10 µl, sterile, | pack of 10x96 rack | 906 | 1 | 1 | 112.46
9282513 | Finntips Flex 10 | 0,2-10 µl, Refill starter Kit, | pack of 1x96 Rack + 20x96 Refill | 906 | 1 | 1 | 138.62
9282514 | Finntips Flex 10 | 0,2-10 µl, Refill Kit, | pack of 20x96 Refill | 906 | 1 | 1 | 131.81
9282515 | Finntips Flex 200 | 1-200 µl, pack of 1000 |  | 906 | 1 | 1 | 62.21
9282516 | Finntips Flex 200 | 1-200 µl, pack of 10x96 rack |  | 906 | 1 | 1 | 82.61
9282517 | Finntips Flex 200 | 1-200 µl, sterile, | pack of 10x96 rack | 906 | 1 | 1 | 102.13
9282518 | Finntips Flex 200 | 1-200 µl, Refill Starter Kit, | pack of 1x96 Rack + 20x96 Refill | 906 | 1 | 1 | 138.62
9282519 | Finntips Flex 200 | 1-200 µl, Refill Kit, | pack of 20x96 Refill | 906 | 1 | 1 | 131.81
9282520 | Finntips Flex 1000 | 100-1000 µl, sterile, | pack of 10x96 rack | 906 | 1 | 1 | 107.17
9282521 | Finntips Flex 1000 | 100-1000 µl, Refill Starter Kit, | pack of 10x96 Rack + 16x96 Refill | 906 | 1 | 1 | 118.17
9282522 | Finntips Flex 1000 | 100-1000 µl, Refill Kit, | pack of 16x96 Refill | 906 | 1 | 1 | 112.03
9282523 | Finntips Flex 1200 | 50-1200 µl, Refill Starter Kit, | pack of 1x96 Rack + 16x96 Refill | 907 | 1 | 1 | 192.34
9282524 | Finntips Flex 1200 | 50-1200 µl, Refill Kit, | pack of 16x96 Refill | 907 | 1 | 1 | 203.39
9282525 | Finntips Flex 10 Extended | 1-10 ml, sterile, | pack of 50 | 907 | 1 | 1 | 38.28
9282526 | Finntips Flex Filter Sterile | 0,2-10 µl, sterile, | pack of 10x96 Rack | 907 | 1 | 1 | 153.39
9282527 | Finntips Flex Filter Sterile | 1-30 µl, sterile, | pack of 10x96 Rack | 907 | 1 | 1 | 152.26
9282528 | Finntips Flex Filter Steril | 1-100 µl, sterile, | pack of 10x96 Rack | 907 | 1 | 1 | 152.26
9282529 | Finntips Flex Filter Sterile | 1-200 µl, sterile, | pack of 10x96 Rack | 907 | 1 | 1 | 152.26
9282530 | Finntips Flex Filter Sterile | 5-300 µl, sterile, | pack of 10x96 Rack | 907 | 1 | 1 | 152.26
9282531 | Finntips Flex Filter Sterile | 100-1000 µl, sterile, | pack of 10x96 Rack | 907 | 1 | 1 | 173.85
9282532 | Finntips Flex Filter Sterile | 50-1200 µl, sterile, | pack of 10x96 Rack | 907 | 1 | 1 | 196.53
9282533 |  |  |  | 907 | 1 | 1 | 50.37
9282544 | Finntips Filter 20-micro | 0,2-20 µl, sterile, | pack of 10x384 Rack | 908 | 1 | 1 | 1016.08
9282552 | Finntips 250 Wide | 10-250 µl, pack of 1000 |  | 908 | 1 | 1 | 65.86
9282554 | Finntips 250 Wide | 10-250 µl, pack of 10x96 Rack |  | 908 | 1 | 1 | 107.67
9282555 | Finntips 250 Wide | 10-250 µl, sterile, | pack of 10x96 Rack | 908 | 1 | 1 | 121.58
9282556 | Finntips 1000 Wide | 100-1000 µl, sterile, | pack of 10x96 Rack | 908 | 1 | 1 | 137.49
9282570 | Finntips BioCon 250 | 0,5-250 µl, free of endotoxin, | DNA, RNA and RNase, sterile, pack of 100 | 908 | 1 | 1 | 40.05
9282614 | Finnpipette F1-ClipTip GLP Kit 1 | incl.1-10 µl/10-100 µl/100-1000 µl pipettes, | 1x Finn-Pipette stand, 3x Finntip rack | 881 | 1 | 1 | #N/A
9282615 | Finnpipette F1-ClipTip GLP Kit 1 | incl.2-20 µl/20-200 µl/100-1000 µl pipettes, | 30-300 µl 8-channel pipette, 1x pipette stand, | 881 | 1 | 1 | #N/A
9282631 | Finnpipette F1-ClipTip, 1 channel | variable volume 1-10 µl, | colour code pink | 880 | 1 | 1 | #N/A
9282632 | Finnpipette F1-ClipTip, 1-channel | variable volume 2-20 µl, | colour code pink | 880 | 1 | 1 | #N/A
9282633 | Finnpipette F1-ClipTip, 1-channel | variable volume 5-50 µl, | colour code violet | 880 | 1 | 1 | #N/A
9282634 | Finnpipette F1-ClipTip, 1-channel | variable volume 10-100 µl, | colour code yellow | 880 | 1 | 1 | #N/A
9282635 | Finnpipette F1-ClipTip, 1-channel | variable volume 20-200 µl, | colour code yellow | 880 | 1 | 1 | #N/A
9282636 | Finnpipette F1-ClipTip, 1-channel | variable volume 30-300 µl, | colour code orange | 880 | 1 | 1 | #N/A
9282637 | Finnpipette F1-ClipTip, 1-channel | variable volume 100-1000 µl, | colour code blue | 880 | 1 | 1 | #N/A
9282638 | Finnpipette F1-ClipTip, 1-channel | fix volume 1 µl |  | 880 | 1 | 1 | #N/A
9282639 | Finnpipette F1-ClipTip, 1-channel | fix volume 5 µl |  | 880 | 1 | 1 | #N/A
9282640 | Finnpipette F1-ClipTip, 1-channel | fix volume 10 µl |  | 880 | 1 | 1 | #N/A
9282641 | Finnpipette F1-ClipTip, 1-channel | fix volume 20 µl |  | 880 | 1 | 1 | #N/A
9282642 | Finnpipette F1-ClipTip, 1-chanel | fix volume 25 µl |  | 880 | 1 | 1 | #N/A
9282643 | Finnpipette F1-ClipTip, 1-channel | fix volume 50 µl |  | 880 | 1 | 1 | #N/A
9282644 | Finnpipette F1-ClipTip, 1-channel | fix volume 100 µl |  | 880 | 1 | 1 | #N/A
9282645 | Finnpipette F1-ClipTip, 1-channel | fix volume 200 µl |  | 880 | 1 | 1 | #N/A
9282646 | Finnpipette F1-ClipTip, 1-channel | fix volume 250 µl |  | 880 | 1 | 1 | #N/A
9282647 | Finnpipette F1-ClipTip, 1-channel | fix volume 500 µl |  | 880 | 1 | 1 | #N/A
9282648 | Finnpipette F1-ClipTip, 1-channel | fix volume 1000 µl |  | 880 | 1 | 1 | #N/A
9282651 | Finnpipette F1-ClipTip, 8-channel | variable volume 1-10 µl |  | 880 | 1 | 1 | #N/A
9282652 | Finnpipette F1-ClipTip, 8-channel | variable volume 5-50 µl |  | 880 | 1 | 1 | #N/A
9282653 | Finnpipette F1-ClipTip, 8-channel | variable volume 10-100 µl |  | 880 | 1 | 1 | #N/A
9282654 | Finnpipette F1-ClipTip, 8-channel | variable volume 30-300 µl |  | 880 | 1 | 1 | #N/A
9282655 | Finnpipette F1-ClipTip, 12-channel | variable volume 1-10 µl |  | 880 | 1 | 1 | #N/A
9282656 | Finnpipette F1-ClipTip, 12-channel | variable volume 5-50 µl |  | 880 | 1 | 1 | #N/A
9282657 | Finnpipette F1-ClipTip, 12-channel | variable volume 10-100 µl |  | 880 | 1 | 1 | #N/A
9282658 | Finnpipette F1-ClipTip, 12-channel | variable volume 30-300 µl |  | 880 | 1 | 1 | #N/A
9282661 | Pipette tips ClipTip 20 | 1-20µl, 46mm, in rack, pack of 10x96 |  | 883 | 1 | 1 | 60.57
9282662 | Pipette tips ClipTip 20 | 1-20µl, 46mm, sterile, in rack, pack of 10x96 |  | 883 | 1 | 1 | 78.44
9282663 | Pipette tips ClipTip 20 refill pack | 1-20µl, 46mm, pack of 10x96 |  | 883 | 1 | 1 | 56.21
9282664 | Pipette tips ClipTip 20 refill pack | 1-20µl, 46mm, sterile, pack of 10x96 |  | 883 | 1 | 1 | 72.43
9282665 | Filter tips ClipTip 20 | 1-20µl, 46mm, sterile, in rack, pack of 10x96 |  | 883 | 1 | 1 | 90.32
9282666 | Filter tips ClipTip 20 refill pack | 1-20µl, 46mm, sterile, pack of 10x96 |  | 883 | 1 | 1 | 87.17
9282667 | Pipette tips ClipTip 50 | 5-50µl, 51mm, in rack, pack of 10x96 |  | 883 | 1 | 1 | 60.57
9282668 | Pipette tips ClipTip 50 | 5-50µl, 51mm, sterile, in rack, pack of 10x96 |  | 883 | 1 | 1 | 78.44
9282669 | Pipette tips ClipTip 50 refill pack | 5-50µl, 51mm, pack of 10x96 |  | 883 | 1 | 1 | 56.21
9282670 | Pipette tips ClipTip 50 refill pack | 5-50µl, 51mm, sterile, pack of 10x96 |  | 883 | 1 | 1 | 72.43
9282671 | Filter tips ClipTip 50 | 5-50µl, 51mm, sterile, in rack, pack of 10x96 |  | 883 | 1 | 1 | 90.32
9282672 | Filtertips ClipTip 50 refill pack | 5-50µl, 51mm, sterile, pack of 10x96 |  | 883 | 1 | 1 | 87.17
9282673 | Pipette tips ClipTip 200 | 10-200µl, 56mm, in rack, pack of 10x96 |  | 883 | 1 | 1 | 60.57
9282674 | Pipette tips ClipTip 200 | 10-200µl, 56mm, sterile, in rack, pack of 10x96 |  | 883 | 1 | 1 | 78.44
9282675 | Pipette tips ClipTip 200 refill pack | 10-200µl, 56mm, pack of 10x96 |  | 883 | 1 | 1 | 56.21
9282676 | Pipette tips ClipTip 200 refill pack | 10-200µl, 56mm, sterile, pack of 10x96 |  | 883 | 1 | 1 | 72.43
9282677 | Filter tips ClipTip 200 | 10-200µl, 56mm, sterile, in rack, pack of 10x96 |  | 883 | 1 | 1 | 90.32
9282678 | Filter tips ClipTip 200 refill pack | 10-200µl, 56mm, sterile, pack of 10x96 |  | 883 | 1 | 1 | 87.17
9282679 | Pipette tips ClipTip 300 | 30-300µl, 63mm, in rack, pack of 10x96 |  | 883 | 1 | 1 | 60.57
9282680 | Pipette tips ClipTip 300 | 30-300µl, 63mm, sterile, in rack, pack of 10x96 |  | 883 | 1 | 1 | 78.44
9282681 | Pipette tips ClipTip 300 refill pack | 30-300µl, 63mm, pack of 10x96 |  | 883 | 1 | 1 | 56.21
9282682 | Pipette tips ClipTip 300 refill pack | 30-300µl, 63mm, sterile, pack of 10x96 |  | 883 | 1 | 1 | 72.43
9282683 | Filter tips ClipTip 300 | 30-300µl, 63mm, in rack, pack of 10x96 |  | 883 | 1 | 1 | 90.32
9282684 | Filter tips ClipTip 300 refill pack | 30-300µl, 63mm, sterile, pack of 10x96 |  | 883 | 1 | 1 | 87.17
9282685 | Pipette tips ClipTip 1000 | 100-1000µl, 63mm, in rack, pack of 8x96 |  | 884 | 1 | 1 | 66.58
9282686 | Pipette tips ClipTip 1000 | 100-1000µl, 63mm, sterile, in rack, pack of 8x96 |  | 884 | 1 | 1 | 85.8
9282687 | Pipette tips ClipTip 1000 refill pack | 100-1000µl, 63mm, pack of 8x96 |  | 884 | 1 | 1 | 62.06
9282688 | Pipette tips ClipTip 1000 refill pack | 100-1000µl, 63mm, sterile, pack of 8x96 |  | 884 | 1 | 1 | 78.44
9282689 | Filter tips ClipTip 1000 | 100-1000µl, 63mm, sterile, in rack, pack of 8x96 |  | 884 | 1 | 1 | 99.05
9282690 | Filter tips ClipTip 1000 refill pack | 100-1000µl, 63mm, sterile, pack of 8x96 |  | 884 | 1 | 1 | 96.17
9282691 | ClipTip Rack small | for ClipTip 20 and 50, empty | pack of 10 | 884 | 1 | 1 | 29.47
9282692 | ClipTip Rack medium | for ClipTip 200 and 300, empty | pack of 10 | 884 | 1 | 1 | 29.47
9282693 | ClipTip Rack big | for ClipTip 1000, empty | pack of 8 | 884 | 1 | 1 | 29.47
9282694 | Finnpipette E1-ClipTip, 1-channel | variable volume 0,5-12,5 µl |  | 881 | 1 | 1 | 744.3
9282695 | Finnpipette E1-ClipTip, 1-channel | variable volume 2-125 µl |  | 881 | 1 | 1 | 744.3
9282696 | Finnpipette E1-ClipTip, 1-channel | variable volume 10-300 µl |  | 881 | 1 | 1 | 744.3
9282697 | Finnpipette E1-ClipTip, 1-channel | variable volume 50-1250 µl |  | 881 | 1 | 1 | 744.3
9282698 | Finnpipette E1-ClipTip, 8-channel | variable volume 0,5-12,5 µl |  | 881 | 1 | 1 | 1178.84
9282699 | Finnpipette E1-ClipTip, 8-channel | variable volume 2-125 µl |  | 881 | 1 | 1 | 1178.84
9282700 | Finnpipette E1-ClipTip, 8-channel | variable volume 10-300 µl |  | 881 | 1 | 1 | 1178.84
9282701 | Finnpipette E1-ClipTip, 8-channel | variable volume 50-1250 µl |  | 881 | 1 | 1 | 1178.84
9282702 | Finnpipette E1-ClipTip, 12-channel | variable volume 0,5-12,5 µl |  | 881 | 1 | 1 | 1350.07
9282703 | Finnpipette E1-ClipTip, 12-channel | variable volume 2-125 µl |  | 881 | 1 | 1 | 1350.07
9282704 | Finnpipette E1-ClipTip, 12-channel | variable volume 10-300 µl |  | 881 | 1 | 1 | 1350.07
9282705 | Finnpipette E1-ClipTip, 12-channel | variable volume 30-850 µl |  | 881 | 1 | 1 | 1350.07
9282706 | Finnpipette E1-ClipTip, 16-channel | variable volume 0,5-12,5 µl |  | 881 | 1 | 1 | 1567.4
9282707 | Finnpipette E1-ClipTip, 16-channel | variable volume 1-30 µl |  | 881 | 1 | 1 | 1567.4
9282708 | Finnpipette E1-ClipTip, 16-channel | variable volume 2-125 µl |  | 881 | 1 | 1 | 1567.4
9282709 | Finnpipette E1-ClipTip Equalizer, 6-channel | variable volume 50-1250 µl |  | 882 | 1 | 1 | 1456.54
9282710 | Finnpipette E1-ClipTip Equalizer, 8-channel | variable volume 2-125 µl |  | 882 | 1 | 1 | 1580.57
9282711 | Finnpipette E1-ClipTip Equalizer, 8-channel | variable volume 10-300 µl |  | 882 | 1 | 1 | 1580.57
9282712 | Finnpipette E1-ClipTip Equalizer, 8-channel | variable volume 50-1250 µl |  | 882 | 1 | 1 | 1580.57
9282713 | Finnpipette E1-ClipTip Equalizer 384, 8-channel | 384, variable volume 0,5-12,5 µl |  | 882 | 1 | 1 | 1580.57
9282714 | Finnpipette E1-ClipTip Equalizer 384, 8-channel | 384, variable volume 1-30 µl |  | 882 | 1 | 1 | 1580.57
9282715 | Finnpipette E1-ClipTip Equalizer 384, 8-channel | variable volume 2-125 µl |  | 882 | 1 | 1 | 1580.57
9282716 | Finnpipette E1-ClipTip Equalizer 384, 12-channel | 384, variable volume 0,5-12,5 µl |  | 882 | 1 | 1 | 1701.31
9282717 | Finnpipette E1-ClipTip Equalizer 384, 12-channel | 384, variable volume 1-30 µl |  | 882 | 1 | 1 | 1701.31
9282718 | Finnpipette E1-ClipTip Equalizer 384, 12-channel | 384, variable volume 2-125 µl |  | 882 | 1 | 1 | 1701.31
9282719 | Single charging stand Finnpipette E1-ClipTip | incl. power supply |  | 882 | 1 | 1 | 241.48
9282720 | Pipette tips ClipTip 384 | 12,5 µl, in rack, pack of 10x384 |  | 882 | 1 | 1 | 331.81
9282721 | Pipette tips ClipTip 384 | 12,5 µl, sterile, in rack, pack of 10x384 |  | 882 | 1 | 1 | 391.83
9282722 | Pipette tips ClipTip 384 | 12,5 µl, filter, sterile, in rack, | pack of 10x384 | 882 | 1 | 1 | 501.96
9282723 | Pipette tips ClipTip 384 | 30 µl, in rack, pack of 10x384 |  | 883 | 1 | 1 | 331.81
9282724 | Pipette tips ClipTip 384 | 30 µl, sterile, in rack, pack of 10x384 |  | 883 | 1 | 1 | 391.83
9282725 | Pipette tips ClipTip 384 | 30 µl, filter, sterile, in rack, | pack of 10x384 | 883 | 1 | 1 | 501.96
9282726 | Pipette tips ClipTip 384 | 125 µl, in rack, pack of 10x384 |  | 883 | 1 | 1 | 331.81
9282727 | Pipette tips ClipTip 384 | 125 µl, sterile, in rack, pack of 10x384 |  | 883 | 1 | 1 | 391.83
9282728 | Pipette tips ClipTip 384 | 125 µl, filter, sterile, in rack, | pack of 10x384 | 883 | 1 | 1 | 501.96
9282729 | Pipette tips ClipTip | 12,5 µl, in rack, pack of 10x96 |  | 882 | 1 | 1 | 60.57
9282730 | Pipette tips ClipTip | 12,5 µl, sterile, in rack, pack of 10x96 |  | 882 | 1 | 1 | 78.44
9282731 | Pipette tips ClipTip | 12,5 µl, filter, sterile, in rack, | pack of 10x96 | 882 | 1 | 1 | 90.32
9282732 | Pipette tips ClipTip | 1250 µl, in rack, pack of 8x96 |  | 884 | 1 | 1 | 66.58
9282733 | Pipette tips ClipTip | 1250 µl, sterile, in rack, pack of 8x96 |  | 884 | 1 | 1 | 85.8
9282734 | Pipette tips ClipTip | 1250 µl, blister reload, pack of 8x96 |  | 884 | 1 | 1 | 62.06
9282735 | Pipette tips ClipTip | 1250 µl, sterile, blister reload, pack of 8x96 |  | 884 | 1 | 1 | 78.44
9282736 | Pipette tips ClipTip | 1250 µl, filter, sterile, in rack, | pack of 8x96 | 884 | 1 | 1 | 99.05
9282737 | Pipette tips ClipTip | 1250 µl, filter, sterile, reload, | pack of 8x96 | 884 | 1 | 1 | 96.17
9283135 | Combitips® advanced 0,1 ml | colour code white, pack of 100 |  | 919 | 1 | 1 | 128.62
9283136 | Combitips® advanced 0,2 ml | colour code light blue, pack of 100 |  | 919 | 1 | 1 | 128.62
9283137 | Combitips® advanced 0,5 ml | colour code violet, pack of 100 |  | 919 | 1 | 1 | 128.62
9283138 | Combitips® advanced 1,0 ml | colour code yellow, pack of 100 |  | 919 | 1 | 1 | 128.62
9283139 | Combitips® advanced 2,5 ml | colour code green, pack of 100 |  | 919 | 1 | 1 | 128.62
9283140 | Combitips® advanced 5,0 ml | colour code blue, pack of 100 |  | 919 | 1 | 1 | 128.62
9283141 | Combitips® advanced 10,0 ml | colour code orange, pack of 100 |  | 919 | 1 | 1 | 128.62
9283142 | Combitips® advanced 25,0 ml | colour code red, pack of 100 |  | 919 | 1 | 1 | 151.5
9283143 | Combitips® advanced 50,0 ml | colour code light grey, pack of 100 |  | 919 | 1 | 1 | 168.17
9283144 | Combitips® advanced 0,1 ml | PCR clean, colour code white, | pack of 100 | 919 | 1 | 1 | 162.11
9283145 | Combitips® advanced 0,2 ml | PCR clean, colour code light blue, | pack of 100 | 919 | 1 | 1 | 162.11
9283146 | Combitips® advanced 0,5 ml | PCR clean, colour code violet, | pack of 100 | 919 | 1 | 1 | 162.11
9283147 | Combitips® advanced 1,0 ml | PCR clean, colour code yellow, | pack of 100 | 919 | 1 | 1 | 162.11
9283148 | Combitips® advanced 2,5 ml | PCR clean, colour code green, | pack of 100 | 919 | 1 | 1 | 162.11
9283149 | Combitips® advanced 5,0 ml | PCR clean, colour code blue, | pack of 100 | 919 | 1 | 1 | 162.11
9283150 | Combitips® advanced 10,0 ml | PCR clean, colour code orange, | pack of 100 | 919 | 1 | 1 | 162.11
9283151 | Combitips® advanced 25,0 ml | PCR clean, colour code red, | pack of 100 | 919 | 1 | 1 | 189.38
9283152 | Combitips® advanced 50,0 ml | PCR clean, colour code light grey, | pack of 100 | 919 | 1 | 1 | 189.56
9283153 | Combitips® advanced 0,1 ml | biopur, colour code white, | pack of 100 | 919 | 1 | 1 | 218.83
9283154 | Combitips® advanced 0,2 ml | biopur, colour code light blue, | pack of 100 | 919 | 1 | 1 | 218.83
9283155 | Combitips® advanced 0,5 ml | biopur, colour code light blue, | pack of 100 | 919 | 1 | 1 | 218.83
9283156 | Combitips® advanced 1,0 ml | biopur, colour code yellow, | pack of 100 | 919 | 1 | 1 | 218.83
9283157 | Combitips® advanced 2,5 ml | biopur, colour code green, | pack of 100 | 919 | 1 | 1 | 218.83
9283158 | Combitips® advanced 5,0 ml | biopur, colour code blue, | pack of 100 | 919 | 1 | 1 | 218.83
9283159 | Combitips® advanced 10,0 ml | biopur, colour code orange, | pack of 100 | 919 | 1 | 1 | 218.83
9283160 | Combitips® advanced 25,0 ml | biopur, colour code orange, | pack of 100 | 919 | 1 | 1 | 253.67
9283161 | Combitips® advanced 50,0 ml | biopur, colour code light grey, | pack of 100 | 919 | 1 | 1 | 274.58
9283162 | Adapter, red | for 25ml Combitips® advanced |  | 919 | 1 | 1 | 18.94
9283163 | Adapter, light grey | for 50ml Combitips® advanced |  | 919 | 1 | 1 | 18.94
9283164 | Adapter, red | for 25ml Combitips® advanced | pack of 7 | 919 | 1 | 1 | 103.47
9283165 | Adapter, light grey | for 50ml Combitips® advanced biopur | pack of 7 | 919 | 1 | 1 | 103.47
9283166 | Rack for 8 Combitips® advanced | (0,1 - 10 ml) |  | 919 | 1 | 1 | 55.58
9283167 | Assortment pack Combitips® advanced | (1 pc. of each size | plus each 1 pc. 25 ml and 50 ml adapter) | 919 | 1 | 1 | 24.78
9283181 | Xplorer® plus 1-channel-pipet | 0,5 - 10 µl, multifunction rocker | medium grey | 891 | 1 | 1 | 863.04
9283182 | Xplorer® plus 1-channel pipette | 5 - 100 µl, multifunction rocker | yellow | 891 | 1 | 1 | 863.04
9283183 | Xplorer® plus 1-channel pipette | 15 - 300 µl, multifunction rocker | orange | 891 | 1 | 1 | 863.04
9283184 | Xplorer® plus 1-channel pipette | 50 - 1000 µl, multifunction rocker | blue | 891 | 1 | 1 | 863.04
9283185 | Xplorer® plus 1-channel pipette | 0,25 - 5 ml, multifunction rocker | violet | 891 | 1 | 1 | 863.04
9283186 | Xplorer® plus 1-channel pipette | 0,5 - 10 ml, multifunction rocker | turquoise | 891 | 1 | 1 | 863.04
9283187 | Xplorer® plus 8-channel pipette | 0,5 - 10 µl, multifunction rocker | medium grey | 893 | 1 | 1 | 1258.18
9283188 | Xplorer® plus 12-channel pipette | 0,5 - 10 µl, multifunction rocker | medium grey | 893 | 1 | 1 | 1476.45
9283189 | Xplorer® plus 8-channel pipette | 5 - 100 µl, multifunction rocker | yellow | 893 | 1 | 1 | 1258.18
9283190 | Xplorer® plus 12-channel pipette | 5 - 100 µl, multifunction rocker | yellow | 893 | 1 | 1 | 1476.45
9283191 | Xplorer® plus 8-channel pipette | 15 - 300 µl, multifunction rocker | orange | 893 | 1 | 1 | 1258.18
9283192 | Xplorer® plus 12-channel pipette | 15 - 300 µl, multifunction rocker | orange | 893 | 1 | 1 | 1476.45
9283193 | Xplorer® plus 8-channel pipette | 50 - 1200 µl, multifunction rocker | green | 893 | 1 | 1 | 1258.18
9283194 | Xplorer® plus 12-channel pipette | 50 - 1200 µl, multifunction rocker | green | 893 | 1 | 1 | 1476.45
9283200 | Research® plus, adjustable | 1-channel pipettor, 0.1 - 2.5 µl | dark grey | 889 | 1 | 1 | 337.3
9283201 | Research® plus, adjustable | 1-channel pipettor, 0.5 - 10 µl | mid grey | 889 | 1 | 1 | 337.3
9283202 | Research® plus, adjustable | 1-channel pipettor, 2 - 20 µl | yellow | 889 | 1 | 1 | 337.3
9283203 | Research® plus, adjustable | 1-channel pipettor, 10 - 100 µl | yellow | 889 | 1 | 1 | 337.3
9283204 | Research® plus, adjustable | 1-channel pipettor, 20 - 200 µl | yellow | 889 | 1 | 1 | 337.3
9283205 | Research® plus, adjustable | 1-channel pipettor, 100 - 1000 µl | blue | 889 | 1 | 1 | 337.3
9283206 | Research® plus, adjustable | 1-channel pipettor, 500 - 5000 µl | purple | 889 | 1 | 1 | 337.3
9283207 | Research® plus, adjustable | 1-channel pipettor, 1000 - 10000 µl | turquoise | 889 | 1 | 1 | 337.3
9283208 | Research® plus, adjustable | 1-channel pipettor, 2 - 20 µl | light grey | 889 | 1 | 1 | 337.3
9283209 | Research® plus, adjustable | 1-channel pipettor, 30 - 300 µl | orange | 889 | 1 | 1 | 337.3
9283210 | Research® plus, fixed | 1-channel pipettor, 10 µl | grey | 888 | 1 | 1 | 211.86
9283211 | Research® plus, fixed | 1-channel pipettor, 10 µl | yellow | 888 | 1 | 1 | 211.86
9283212 | Research® plus, fixed | 1-channel pipettor, 20 µl | grey | 888 | 1 | 1 | 211.86
9283213 | Research® plus, fixed | 1-channel pipettor, 20 µl | yellow | 888 | 1 | 1 | 211.86
9283214 | Research® plus, fixed | 1-channel pipettor, 25 µl |  | 888 | 1 | 1 | 211.86
9283215 | Research® plus, fixed | 1-channel pipettor, 50 µl |  | 888 | 1 | 1 | 211.86
9283216 | Research® plus, fixed | 1-channel pipettor, 100 µl |  | 888 | 1 | 1 | 211.86
9283217 | Research® plus, fixed | 1-channel pipettor, 200 µl | yellow | 888 | 1 | 1 | 211.86
9283218 | Research® plus, fixed | 1-channel pipettor, 200 µl | blue | 888 | 1 | 1 | 211.86
9283219 | Research® plus, fixed | 1-channel pipettor, 250 µl |  | 888 | 1 | 1 | 211.86
9283220 | Research® plus, fixed | 1-channel pipettor, 500 µl |  | 888 | 1 | 1 | 211.86
9283221 | Research® plus, fixed | 1-channel pipettor, 1000 µl |  | 888 | 1 | 1 | 211.86
9283222 | Research® plus, 8-channel pipettor | 0.5 - 10 µl | mid grey | 892 | 1 | 1 | 881.86
9283223 | Research® plus, 12-channel pipettor | 0.5 - 10 µl | mid grey | 892 | 1 | 1 | 964.65
9283224 | Research® plus, 8-channel pipettor | 10 - 100 µl | yellow | 892 | 1 | 1 | 881.86
9283225 | Research® plus, 12-channel pipettor | 10 - 100 µl | yellow | 892 | 1 | 1 | 964.65
9283226 | Research® plus, 8-channel pipettor | 30 - 300 µl | orange | 892 | 1 | 1 | 881.86
9283227 | Research® plus, 12-channel pipettor | 30 - 300 µl | orange | 892 | 1 | 1 | 964.65
9283228 | Research® plus 3-Pack Option 1 | 3 pipettes (0,5-10 µl, 10-100 µl, | 100-1000 µl), + 3 epT.I.P.S boxes à 96 tips | 889 | 1 | 1 | 787.12
9283229 | Research® plus 3-Pack Option 2 | 3 pipettes (2-20 µl, 20-200 µl, | 100-1000 µl), + 3 epT.I.P.S boxes à 96 tips | 889 | 1 | 1 | 787.12
9283230 | Research® plus 3-Pack Option 3 | 3 pipettes (100-1000 µl, 0,5-5 ml, | 1-10 ml), + samples of fitting tips | 889 | 1 | 1 | 787.12
9283240 | Xplorer® 1-channel pipettor | 0,5 - 10 µl, multifunctional rocker | middle grey | 891 | 1 | 1 | 738.18
9283241 | Xplorer® 1-channel pipettor | 5 - 100 µl, multifunctional rocker | yellow | 891 | 1 | 1 | 738.18
9283242 | Xplorer® 1-channel pipettor | 15 - 300 µl, multifunctional rocker | orange | 891 | 1 | 1 | 738.18
9283243 | Xplorer® 1-channel pipettor | 50 - 1000 µl, multifunctional rocker | blue | 891 | 1 | 1 | 738.18
9283244 | Xplorer® 1-channel pipettor | 0.25 - 5 ml, multifunctional rocker | purple | 891 | 1 | 1 | 738.18
9283245 | Xplorer® 1-channel pipettor | 0.5 - 10 ml, multifunctional rocker | turquoise | 891 | 1 | 1 | 738.18
9283246 | Xplorer® 8-channel pipettor | 5 - 10 µl, multifunctional rocker | middle grey | 893 | 1 | 1 | 1023.61
9283247 | Xplorer® 12-channel pipettor | 5 - 10 µl, multifunctional rocker | middle grey | 893 | 1 | 1 | 1199.23
9283248 | Xplorer® 8-channel pipettor | 5 - 100 µl, multifunctional rocker | yellow | 893 | 1 | 1 | 1023.61
9283249 | Xplorer® 12-channel pipettor | 5 - 100 µl, multifunctional rocker | yellow | 893 | 1 | 1 | 1199.23
9283250 | Xplorer® 8-channel pipettor | 15 - 300 µl, multifunctional rocker | orange | 893 | 1 | 1 | 1023.61
9283251 | Xplorer® 12-channel pipettor | 15 - 300 µl, multifunctional rocker | orange | 893 | 1 | 1 | 1199.23
9283252 | Xplorer® 8-channel pipettor | 50 - 1200 µl, multifunctional rocker | green | 893 | 1 | 1 | 1023.61
9283254 | Charge stand Xplorer® |  |  | 891 | 1 | 1 | 281.55
9283257 | Xplorer® 12-channel pipette | 50 - 1200 µl, multifunction rocker | green | 893 | 1 | 1 | 1199.23
9283502 | Combitips Biopur,sterile,cap.1,25 ml,pack of 100 |  |  | 919 | 1 | 1 | 256.46
9283505 | Combitips Biopur,sterile,cap.12,5 ml,pack of 100 |  |  | 919 | 1 | 1 | 256.46
9283516 | Biopur SAFE-LOCK reaction vessels | 0.5 ml, pack of 50 |  | 1283 | 1 | 1 | 47.69
9283517 | Biopur SAFE-LOCK reaction vessels | 1.5 ml, pack of 100 |  | 1283 | 1 | 1 | 48.86
9283518 | Biopur SAFE-LOCK reaction vessels | 2.0 ml, pack of 100 |  | 1283 | 1 | 1 | 64.98
9283576 | PCR-cooler starterset |  |  | 1186 | 1 | 1 | 141.96
9283577 | PCR-cooler 0,2ml pink |  |  | 1186 | 1 | 1 | 85.8
9283578 | PCR cooler, blue for 0,2ml |  |  | 1186 | 1 | 1 | 85.8
9283579 | PCR tubes 0,2ml | pack of 1000 |  | 1186 | 1 | 1 | 190.89
9283580 | Pipette holder for wall fixing |  |  | 893 | 1 | 1 | 32.24
9283581 | Carousel stand for 6 pipettors |  |  | 893 | 1 | 1 | 181.8
9283595 | twin.tec PCR plate 96 | semi-skirted, (wells colorless) | colorless, Pk. qty=25 | 1186 | 1 | 1 | 190.89
9283596 | twin.tec PCR plate 384 | (wells colorless) | colorless, Pk.qty=25 | 1186 | 1 | 1 | 271.79
9283604 | Multipette M4 | incl. holder |  | 918 | 1 | 1 | 451.11
9283615 | ***after clearance sale no longer available*** | ***replacement 9283687*** | Multipipette Stream, | 918 | 1 | 1 | #N/A
9283618 | Charge stand for Multipette® |  |  | 918 | 1 | 1 | 216.04
9283623 | Work tray for 96x0,2ml PCR tubes | pack of 10 |  | 1202 | 1 | 1 | 87.99
9283624 | Frame for work tray | pack of 5 |  | 1202 | 1 | 1 | 75.9
9283656 | Adapter for carousel stand |  |  | 893 | 1 | 1 | 25.86
9283657 | Adapter for pipette holder | for wall/rack fixing |  | 893 | 1 | 1 | 32.07
9283681 | Multipette® M4 Starter Kit | incl. 1 Combitip rack | and 1 Combitip assortmentpack | 918 | 1 | 1 | 464.34
9283800 | Plastic dispenser POLYFIX | 2 - 10 ml, w/o. bottle |  | 923 | 1 | 1 | 126.65
9283801 | Plastic dispenser POLYFIX | 2 - 10 ml, with PTFE-coated piston | and clear glass cylinder | 923 | 1 | 1 | 170.19
9283802 | Plastic dispenser POLYFIX | 10 - 50 ml, with PTFE-coated piston | and clear glass cylinder | 923 | 1 | 1 | 187.65
9283803 | Plastic dispenser POLYFIX | 2 - 10 ml, with glass piston | and amber dosing cylinder | 923 | 1 | 1 | 170.19
9283804 | Plastic dispenser POLYFIX | 10 - 50 ml, with glass piston | and amber dosing cylinder | 923 | 1 | 1 | 187.65
9283806 | LLG-uniTOPDISPENS 1 | 10 ml:0.5, dosing flask made of | glass, with cap | 921 | 1 | 1 | 111.75
9283808 | LLG-uniTOPDISPENS 1 | 50 ml:1.0, dosing flask made of | glass, with cap | 921 | 1 | 1 | 128.28
9283810 | Plastic dispenser POLYFIX | 10 - 50 ml, w/o. bottle |  | 923 | 1 | 1 | 144.15
9283958 | pipetus®-accu | 0.1 - 200 ml with charger unit | and charging stand for EURO | 867 | 1 | 1 | 438.21
9283961 | Silicone adapter |  |  | 867 | 1 | 1 | 13.05
9283962 | Spare safety valve |  |  | 867 | 1 | 1 | 41.77
9283965 | Round filter set,set of 5 pcs. | yellow |  | 867 | 1 | 1 | 46.18
9283966 | Battery charger,230 Volts | 9907503 |  | 867 | 1 | 1 | 112.26
9283967 | Wall owner for pipetus | (inc. peg and screws) |  | 867 | 1 | 1 | 24.68
9283968 | retainer ring, white |  |  | 867 | 1 | 1 | 18.84
9283969 | pipetholder case |  |  | 867 | 1 | 1 | 33.25
9283970 | pipetholder, complete |  |  | 867 | 1 | 1 | 81.1
9284020 | Bottle essay burettes 25 ml | WALU-CONTINUOUS E |  | 940 | 1 | 1 | 634.15
9284021 | Digital burettes "Continuos" 50ml | type RS |  | 940 | 1 | 1 | 634.15
9284022 | Dispenser GENIUS | 0,1...2,5:0,05ml |  | 922 | 1 | 1 | #N/A
9284023 | Dispenser GENIUS | 0,5...5,0:0,1ml |  | 922 | 1 | 1 | #N/A
9284024 | Dispenser GENIUS | 1...10:0,2 ml |  | 922 | 1 | 1 | #N/A
9284025 | Dispenser GENIUS | 2,5...25:0,5ml |  | 922 | 1 | 1 | #N/A
9284026 | Dispenser GENIUS | 5...50:1ml |  | 922 | 1 | 1 | #N/A
9284027 | Dispenser GENIUS | 10...100:2ml |  | 922 | 1 | 1 | #N/A
9284030 | Dispenser SIMPLEX | 0,25...2,5:0,05ml |  | 922 | 1 | 1 | #N/A
9284031 | Dispenser SIMPLEX | 0,5...5:0,1ml |  | 922 | 1 | 1 | #N/A
9284032 | Dispenser SIMPLEX | 1...10:0,2ml |  | 922 | 1 | 1 | #N/A
9284033 | Dispenser SIMPLEX | 2,5...25:0,05ml |  | 922 | 1 | 1 | #N/A
9284034 | Dispenser SIMPLEX | 5...50:1ml |  | 922 | 1 | 1 | #N/A
9284035 | Dispenser SIMPLEX | 10...100:2ml |  | 922 | 1 | 1 | #N/A
9284040 | Handy step electronic with Europa loading station |  |  | 916 | 1 | 1 | See Cope Price List PR070-30
9284041 | European plug for HandyStep 230V/50Hz |  |  | 916 | 1 | 1 | Refer to Cope
9284042 | Charging dock for HandyStep |  |  | 916 | 1 | 1 | Refer to Cope
9284043 | NiMH battery pack for HandyStep |  |  | 916 | 1 | 1 | See Cope Price List PR070-95
9284070 | Dispensette Organic 0,5-5:0,02ml | without safety prime valve |  | 930 | 1 | 1 | Refer to Cope
9284071 | Dispensette Organic, 1-10:0,02ml | without safety prime valve |  | 930 | 1 | 1 | Refer to Cope
9284072 | Dispensette Organic 2,5-25:0,1ml | without safety prime valve |  | 930 | 1 | 1 | Refer to Cope
9284073 | Dispensers "Organic" | 5-50:0,2 ml without valve |  | 930 | 1 | 1 | Refer to Cope
9284076 | Dispensette Organic 2,5-25:0,1 ml | with valve |  | 930 | 1 | 1 | Refer to Cope
9284077 | Dispenser DISPENSETTE organic | 5-50:0,2 ml with valve |  | 930 | 1 | 1 | Refer to Cope
9284079 | ***after clearance sale no longer available*** | ***replacement 9284428*** | Dispette "Organic" variable | 930 | 1 | 1 | See Cope Price List DK111-43
9284083 | ***after clearance sale no longer available*** | ***replacement 9284429*** | Dispensette Organic 1-10:0,2ml | 930 | 1 | 1 | See Cope Price List DK111-65
9284084 | ***after clearance sale no longer available*** | ***replacement 9284433*** | Dispensette Organic 2,5-25:0,5ml | 930 | 1 | 1 | See Cope Price List DK111-67
9284085 | ***after clearance sale no longer available*** | ***replacement 9284437*** | Dispenser "Dispensette Organic" | 930 | 1 | 1 | See Cope Price List DK111-71
9284087 | ***after clearance sale no longer available*** | ***replacement 9284439*** | Dispenser 10...100:1ml | 930 | 1 | 1 | Refer to Cope
9284161 | Piston head for Titrette® 10 ml |  |  | 941 | 1 | 1 | Refer to Cope
9284162 | Dispensing cylinder with valve head | for Titrette® 10 ml |  | 941 | 1 | 1 | Refer to Cope
9284163 | Titrating tube for 10 ml Titrette® | with screw cap | and integr.outlet-/recirculation valve | 941 | 1 | 1 | Refer to Cope
9284164 | Reaction vessel 0.5 ml, PP | screw cap with safety closure, | with ring stand, sterile, non grad., pack of 500 | 1280 | 1 | 1 | Refer to Cope
9284165 | Reaction vessel 2.0 ml, PP | screw cap with safety closure, | with ring stand, sterile, grad., pack of 500 | 1280 | 1 | 1 | Refer to Cope
9284166 | Reaction vessel 2.0 ml, PP | screw cap with safety closure, | w/o ring stand, sterile, grad., pack of 500 | 1280 | 1 | 1 | Refer to Cope
9284167 | Test tubes 0.5 ml, PP | w/o lid, ungrad., non sterile, | with standing ring, pack of 1000 | 1280 | 1 | 1 | Refer to Cope
9284168 | Test tubes 1.5 ml, PP | w/o lid, ungrad., non sterile, | with standing ring, pack of 1000 | 1280 | 1 | 1 | Refer to Cope
9284169 | Test tubes 1.5 ml, PP | w/o lid, ungrad., non sterile, | w/o standing ring, pack of 1000 | 1280 | 1 | 1 | Refer to Cope
9284170 | Test tubes 2.0 ml, PP | w/o lid, ungrad., non sterile, | w/o standing ring, pack of 1000 | 1280 | 1 | 1 | Refer to Cope
9284180 | LLG-Bottle-top Dispenser | variable, 0,3...2,5 ml |  | 921 | 1 | 1 | #N/A
9284181 | LLG-Bottle-top Dispenser | variable, 0,5...5 ml |  | 921 | 1 | 1 | #N/A
9284182 | LLG-Bottle-top Dispenser | variable, 1,0...10 ml |  | 921 | 1 | 1 | #N/A
9284183 | LLG-Bottle-top Dispenser | variable, 2,5...30 ml |  | 921 | 1 | 1 | #N/A
9284184 | LLG-Bottle-top Dispenser | variable, 5,0...60 ml |  | 921 | 1 | 1 | #N/A
9284185 | LLG-Bottle-top Dispenser | variable, 10...100 ml |  | 921 | 1 | 1 | #N/A
9284190 | Manual dispenser ripette® red | with 25/50 ml adapter |  | 914 | 1 | 1 | 207.33
9284209 | Capmat for riplate SW, 2 ml | pack of 100 |  | 1285 | 1 | 1 | 200.36
9284225 | Ritips 12.5 ml | standard, pack of 100 |  | 914 | 1 | 1 | 60.87
9284228 | Nep cover for riplate® SW, 5 ml | pack of 100 |  | 1285 | 1 | 1 | 214.3
9284238 | LLG-Dispenser uniDISPENS 2, mechanical | 10 stroke adjustments, 120 dosing programs, for | 12 tip sizes, incl.25ml adapter, 2 dispenser-tips | 914 | 1 | 1 | 217.69
9284250 | riplate® PS, 1 ml | pack of 20 |  | 1285 | 1 | 1 | 86.06
9284251 | riplate® PP, 1 ml | pack of 20 |  | 1285 | 1 | 1 | 86.06
9284252 | riplate® PP, 2 ml | pack of 20 |  | 1285 | 1 | 1 | 96.55
9284256 | 384 well plate PP | pack of 100 |  | 1285 | 1 | 1 | 187.48
9284257 | 384 well plate PS, clear | pack of 100 |  | 1285 | 1 | 1 | 187.48
9284258 | 384 well plate PS, white | pack of 100 |  | 1285 | 1 | 1 | 187.48
9284259 | 384 well plate PS, black | pack of 100 |  | 1285 | 1 | 1 | 187.48
9284260 | riplate® PP, 5 ml | pack of 20 |  | 1285 | 1 | 1 | 99.07
9284281 | Filterset | for polysteribox® S/SH |  | 1099 | 1 | 1 | #N/A
9284282 | Filterset | for polysteribox® M |  | 1099 | 1 | 1 | #N/A
9284283 | Filterset | for polysteribox® L/XL |  | 1099 | 1 | 1 | 18.44
9284285 |  |  |  | 1099 | 1 | 1 | 96.32
9284287 | Sterilisation seal | for polySteribox® SH, M, L, XL | pack of 1000 | 1099 | 1 | 1 | 54.45
9284288 | Silicone positoining mat | for polysetribox S, SH |  | 1099 | 1 | 1 | 29.32
9284292 | Silicone positoining mat | for polysteribox L |  | 1099 | 1 | 1 | 54.45
9284293 | Silicone positoining mat | for polysteribox M |  | 1099 | 1 | 1 | 37.7
9284294 | strainer | für Polysteribox L |  | 1099 | 1 | 1 | 102.85
9284295 | riplate® medio 96 wells | PP, 0,1 ml, pack of 32 |  | 1285 | 1 | 1 | 148.47
9284296 | riplate® medio 96 wells | PP, 0.5 ml, pack of 40 |  | 1285 | 1 | 1 | 205.69
9284297 | riplate® SW 96, from PP, 2 ml | sterile, pack of 10 |  | 1285 | 1 | 1 | 60.87
9284298 | riplate® SW 48, from PP, 5 ml | sterile, pack of 10 |  | 1285 | 1 | 1 | 69.26
9284299 | riplate® SW 24, from PP, 10 ml | sterile, pack of 10 |  | 1285 | 1 | 1 | 69.26
9284300 | riplate® RW | PP, 2,0 ml, pack of 20 |  | 1285 | 1 | 1 | 95.82
9284414 | ***after clearance sale no longer available*** | ***replacement 9284384*** | Dispenser Dispensette III,w/o.bottle | 929 | 1 | 1 | See Cope Price List DK105-22
9284415 | ***after clearance sale no longer available*** | ***replacement 9284385*** | Dispenser Dispensette III,with valve,w/o.bottle | 929 | 1 | 1 | See Cope Price List DK107-22
9284420 | ***after clearance sale no longer available*** | ***replacement 9284386*** | Dispenser Dispensette III,w/o.bottle | 929 | 1 | 1 | See Cope Price List DK105-27
9284421 | ***after clearance sale no longer available*** | ***replacement 9284387*** | Dispenser Dispensette III,with valve,w/o.bottle | 929 | 1 | 1 | See Cope Price List DK107-27
9284425 | ***after clearance sale no longer available*** | ***replacement 9284389*** | Dispenser Dispensette III,with valve,w/o.bottle | 929 | 1 | 1 | See Cope Price List DK107-32
9284430 | ***after clearance sale no longer available*** | ***replacement 9284390*** | Dispenser Dispensette III,w/o.bottle | 929 | 1 | 1 | See Cope Price List DK105-37
9284435 | ***after clearance sale no longer available*** | ***replacement 9284393*** | Dispenser Dispensette III,with valve,w/o.bottle | 929 | 1 | 1 | See Cope Price List DK107-42
9284471 | ***after clearance sale no longer available*** | ***replacement 9284416*** | Dispenser Dispensette III,with valve,w/o.bottle | 930 | 1 | 1 | See Cope Price List DK110-25
9284475 | ***after clearance sale no longer available*** | ***replacement 9284419*** | Dispenser Dispensette III,with valve,w/o.bottle | 930 | 1 | 1 | See Cope Price List DK110-31
9284480 | ***after clearance sale no longer available*** | ***replacement 9284422*** | Dispenser Dispensette III,w/o.bottle | 930 | 1 | 1 | See Cope Price List DK108-37
9284481 | ***after clearance sale no longer available*** | ***replacement 9284423*** | Dispenser Dispensette III,with valve,w/o.bottle | 930 | 1 | 1 | See Cope Price List DK110-37
9284482 | Inlet valve with nozzle (PEEK) | for Titrette® 25 and 50 ml |  | 941 | 1 | 1 | Refer to Cope
9284503 | Syphon L 170..330mm f.Disp. 25, 50, 100ml |  |  | 941 | 1 | 1 | See Cope Price List BW902-24
9284504 | Intake tubes length 250-480mm | for Dispensette 25, 50, 100ml |  | 941 | 1 | 1 | See Cope Price List BW902-25
9284510 | thread bottle 500 ml, wide neck | with GLS 80 thread DURAN complete |  | 65 | 1 | 1 | 18.26
9284511 | thread bottle 1.000 ml, wide neck | with GLS 80 thread DURAN complete |  | 65 | 1 | 1 | 24.1
9284512 | thread bottle 2.000 ml, wide neck | with GLS 80 thread DURAN complete |  | 65 | 1 | 1 | 40.11
9284513 | thread bottle 5.000 ml, wide neck | with GLS 80 thread DURAN complete |  | 65 | 1 | 1 | 144.95
9284514 | thread bottle 10.000 ml, wide neck | with GLS 80 thread DURAN complete |  | 65 | 1 | 1 | 221.46
9284515 | thread bottle 20.000 ml, wide neck | with GLS 80 thread DURAN complete |  | 65 | 1 | 1 | 471.47
9284516 | thread bottle 500 ml, wide neck | amber, with GLS 80 thread DURAN complete |  | 66 | 1 | 1 | 51.55
9284517 | thread bottle 1000 ml, wide neck | amber, with GLS 80 thread DURAN complete |  | 66 | 1 | 1 | 62.25
9284518 | thread bottle 2000 ml, wide neck | amber, with GLS 80 thread DURAN complete |  | 66 | 1 | 1 | 89.77
9284519 | thread bottle 5000 ml, wide neck | amber, with GLS 80 thread DURAN complete |  | 66 | 1 | 1 | 231.48
9284520 | thread bottle 10000 ml, wide neck | amber, with GLS 80 thread DURAN complete |  | 66 | 1 | 1 | 316.44
9284521 | thread bottle 20000 ml, wide neck | amber, with GLS 80 thread DURAN complete |  | 66 | 1 | 1 | 491.66
9284522 | Wide mouth bottle 500ml, plastic coated | with cap and pouring ring | GLS 80, DURAN® Protect | 66 | 1 | 1 | 26.53
9284523 | Wide mouth bottle 1000ml, plastic coated | with cap and pouring ring | GLS 80, DURAN® Protect | 66 | 1 | 1 | 34.97
9284524 | Wide mouth bottle 2000ml, plastic coated | with cap and pouring ring | GLS 80, DURAN® Protect | 66 | 1 | 1 | 58.43
9284525 | Wide mouth bottle 5000ml, plastic coated | with cap and pouring ring | GLS 80, DURAN® Protect | 66 | 1 | 1 | 240.66
9284530 | pouring ring for GLS 80 | blue, PP |  | 67 | 1 | 1 | 2.19
9284531 | Membrane screw cap | blue, GLS 80 |  | 65 | 1 | 1 | 11.54
9284532 | Screw cap GLS 80 | 4 port, GL 18, PP |  | 67 | 1 | 1 | #N/A
9284533 | Insert for screw cap | GL 18, 3.2 mm inner dia. |  | 67 | 1 | 1 | 17.35
9284534 | Insert for screw cap | GL 18, 6.0 mm inner dia. |  | 67 | 1 | 1 | 17.35
9284535 | Insert for screw cap | GL 18, 8.0 mm inner dia. |  | 67 | 1 | 1 | 17.35
9284536 | Insert for screw cap | GL 18, 10.0 mm inner dia. |  | 67 | 1 | 1 | 17.35
9284537 | Insert for screw cap | GL 18, 12.0 mm inner dia. |  | 67 | 1 | 1 | 17.35
9284538 | Screw Cap GL 18 | for hose connection, blue |  | 67 | 1 | 1 | 7.13
9284539 | Set for pressure compensation | 4 port, screw cap GL 18 |  | 67 | 1 | 1 | 24.45
9284540 | Screw cap GL 18, red | 4 port, screw cap GL 18 |  | 67 | 1 | 1 | 2.92
9284541 | Bottle 100ml, amber | with screw cap |  | 80 | 1 | 1 | Refer to Cope
9284542 | Bottle 250ml amber | with screw cap |  | 80 | 1 | 1 | Refer to Cope
9284543 | Dispensers, bottle-top,with amber soda lime glass | 500ml with crew-cap |  | 80 | 1 | 1 | Refer to Cope
9284544 | Dispensers, bottle-top 1000ml | amber soda-lime-glass with PP screw cap |  | 80 | 1 | 1 | Refer to Cope
9284545 | Dispenser bottle top 2500ml | amber with screw cap |  | 80 | 1 | 1 | Refer to Cope
9284567 | Membrane screw cap GL 25 | blue, PP |  | 65 | 1 | 1 | 6.88
9284568 | Membrane screw cap GL 32 | blue, PP |  | 65 | 1 | 1 | 7
9284849 | Bottle-top dispenser, Seripettor | cap. 0.2 - 2 ml, w/o. bottle |  | 928 | 1 | 1 | Refer to Cope
9284850 | Bottle-top dispenser, Seripettor | cap. 1 - 10 ml, w/o. bottle |  | 928 | 1 | 1 | Refer to Cope
9284851 | Bottle-top dispenser, Seripettor | cap. 2.5 - 25 ml, w/o. bottle |  | 928 | 1 | 1 | Refer to Cope
9284852 | Seripettor pro, 1.0-10 ml | Bottle-top dispenser | w.SafetyPrime valve | 928 | 1 | 1 | Refer to Cope
9284853 | Seripettor® pro, 2.5-25 ml | bottle-top-dispenser | without SafetyPrime valve | 928 | 1 | 1 | Refer to Cope
9284854 | Seripettor pro, 0.2-2 ml | Bottle-top dispenser | w.SafetyPrime valve | 928 | 1 | 1 | Refer to Cope
9284897 | Reference®2, 3-Pack | option 1 |  | 890 | 1 | 1 | 987.23
9284898 | Reference®2, 3-Pack | option 2 |  | 890 | 1 | 1 | 987.23
9284899 | Reference®2, 3-Pack | option 3 |  | 890 | 1 | 1 | 987.23
9284900 | Single channel pipette,Reference®2,variable | cap. 0,1 - 2,5 µl, darkgrey | incl. epT.I.P.S. Box | 890 | 1 | 1 | 435.23
9284901 | Single channel pipette,Reference®2, variable | cap. 0.5 - 10 µl, middle grey, | incl. epT.I.P.S. Box | 890 | 1 | 1 | 435.23
9284902 | Single channel pipette,Reference®2, variable | cap. 2 - 20 µl, light grey, | incl. epT.I.P.S. Box | 890 | 1 | 1 | 435.23
9284903 | Single channel pipette,Reference®2,variable | cap. 2 - 20 µl, yellow, | incl. epT.I.P.S. Box | 890 | 1 | 1 | 435.23
9284904 | Single channel pipette,Reference®2,variable | cap. 10 - 100 µl, yellow, | incl. epT.I.P.S. Box | 890 | 1 | 1 | 435.23
9284905 | Single channel pipette,Reference®2,variable | cap. 20 - 200 µl, yellow, | incl. epT.I.P.S. Box | 890 | 1 | 1 | 435.23
9284906 | Single channel pipette,Reference®2,variable | cap. 30 - 300 µl, orange, | incl. epT.I.P.S. Box | 890 | 1 | 1 | 435.23
9284907 | Single channel pipette,Reference®2,variable | cap. 100 - 1000 µl, blue, | incl. epT.I.P.S. Box | 890 | 1 | 1 | 435.23
9284908 | Single channel pipette,Reference®2,variable | cap. 0.25 - 2.5 ml, red, |  | 890 | 1 | 1 | 435.23
9284909 | Single channel pipette,Reference®2,variable | cap. 0.50 - 5.0 ml, purple, | incl. epT.I.P.S. Box | 890 | 1 | 1 | 435.23
9284910 | Single channel pipette,Reference®2,variable | cap. 1 - 10 ml, turquoise, | incl. epT.I.P.S. Box | 890 | 1 | 1 | 435.23
9284920 | Single channel pipette,Reference®2,fix | cap. 1 µl, control button, darkgrey |  | 890 | 1 | 1 | 252.28
9284921 | Single channel pipette,Reference®2,fix | cap. 2 µl, control button, darkgrey |  | 890 | 1 | 1 | 252.28
9284922 | Single channel pipette,Reference®2,fix | cap. 5 µl, control button, middle grey |  | 890 | 1 | 1 | 252.28
9284923 | Single channel pipette,Reference®2,fix | cap. 10 µl, control button, middle grey |  | 890 | 1 | 1 | 252.28
9284924 | Single channel pipette,Reference®2,fix | cap. 10 µl, control button, yellow |  | 890 | 1 | 1 | 252.28
9284925 | Single channel pipette,Reference®2,fix | cap. 20 µl, control button, light grey |  | 890 | 1 | 1 | 252.28
9284926 | Single channel pipette,Reference®2,fix | cap. 20 µl, control button, yellow |  | 890 | 1 | 1 | 252.28
9284927 | Single channel pipette,Reference®2,fix | cap. 25 µl, control button, yellow |  | 890 | 1 | 1 | 252.28
9284928 | Single channel pipette,Reference®2,fix | cap. 50 µl, control button, yellow |  | 890 | 1 | 1 | 252.28
9284929 | Single channel pipette,Reference®2,fix | cap. 100 µl, control button, yellow |  | 890 | 1 | 1 | 252.28
9284930 | Single channel pipette,Reference®2,fix | cap. 200 µl, control button, yellow |  | 890 | 1 | 1 | 252.28
9284931 | Single channel pipette,Reference®2,fix | cap. 200 µl, control button, blue |  | 890 | 1 | 1 | 252.28
9284932 | Single channel pipette,Reference®2,fix | cap. 250 µl, control button, blue |  | 890 | 1 | 1 | 252.28
9284933 | Single channel pipette,Reference®2,fix | cap. 500 µl, control button, blue |  | 890 | 1 | 1 | 252.28
9284934 | Single channel pipette,Reference®2,fix | cap. 1000 µl, control button, blue |  | 890 | 1 | 1 | 252.28
9284935 | Single channel pipette,Reference®2,fix | cap. 2 ml, control button, red |  | 890 | 1 | 1 | 252.28
9284936 | Single channel pipette,Reference®2,fix | cap. 2.5 ml, control button, red |  | 890 | 1 | 1 | 252.28
9284940 | 8-channel pipette,Reference®2, variable | cap. 0.5 - 10 µl, middle grey |  | 892 | 1 | 1 | 1160.34
9284941 | 12-channel pipette,Reference®2, variable | cap. 0.5 - 10 µl, middle grey |  | 892 | 1 | 1 | 1269.47
9284942 | 8-channel pipette,Reference®2, variable | cap. 10 - 100 µl, yellow |  | 892 | 1 | 1 | 1160.34
9284943 | 12-channel pipette,Reference®2, variable | cap. 10 - 100 µl, yellow |  | 892 | 1 | 1 | 1269.47
9284944 | 8-channel pipette,Reference®2, variable | cap. 30 - 300 µl, orange |  | 892 | 1 | 1 | 1160.34
9284945 | 12-channel pipette,Reference®2, variable | cap. 30 - 300 µl, orange |  | 892 | 1 | 1 | 1269.47
9284947 | Pipette carousel Reference® 2 |  |  | 893 | 1 | 1 | 181.8
9287756 | Interface cable RS 232 |  |  | 940 | 1 | 1 | 106.96
9287779 | "Solarus" digital burettes | 10ml |  | 940 | 1 | 1 | 798.7
9287780 | "Solarus" digital burettes | 20ml |  | 940 | 1 | 1 | 798.7
9287781 | "Solarus" digital burettes | 50ml |  | 940 | 1 | 1 | 798.7
9287800 | CERAMUS dispenser | vol. 0,2-1,0ml, grad. 0,05ml |  | 926 | 1 | 1 | 344.97
9287801 | CERAMUS dispenser | vol. 0,4-2,0ml, grad. 0,05ml |  | 926 | 1 | 1 | 344.97
9287802 | CERAMUS dispenser | vol. 1,0-5,0ml, grad. 0,1ml |  | 926 | 1 | 1 | 344.97
9287803 | CERAMUS dispenser | vol. 2,0-10,0ml, grad. 0,25ml |  | 926 | 1 | 1 | 344.97
9287804 | CERAMUS dispenser | Vol. 5-30ml, grad. 0,5ml |  | 926 | 1 | 1 | 461.7
9287805 | CERAMUS dispenser | vol. 10-60ml, grad 1,0ml |  | 926 | 1 | 1 | 461.36
9287806 | CERAMUS dispenser 1ml |  |  | 926 | 1 | 1 | 322.32
9287807 | CERAMUS dispenser 2ml |  |  | 926 | 1 | 1 | 322.32
9287808 | Dispensers "Ceramus" | 5,0ml fixed |  | 926 | 1 | 1 | 322.32
9287809 | CERAMUS dispenser 10ml |  |  | 926 | 1 | 1 | 322.32
9287815 | CERAMUS dispenser 25ml |  |  | 926 | 1 | 1 | 426.85
9287816 | Ceramus Dispenser Fix 50 |  |  | 926 | 1 | 1 | 461.7
9287820 | Bottle holder, grey | for dispensers ceramus® | for bottles up to dia. approx. 75 up to 120 mm | 927 | 1 | 1 | 135.14
9287831 | Dispensers,without bottle,cap. 0.2-1 ml |  |  | 926 | 1 | 1 | 273.53
9287832 | Dispensers,without bottle,cap. 0.4-2 ml |  |  | 926 | 1 | 1 | 273.53
9287833 | Dispensers,without bottle,cap. 1-5 ml |  |  | 926 | 1 | 1 | 273.53
9287834 | Dispensers,without bottle,cap. 2-10 ml |  |  | 926 | 1 | 1 | 273.53
9287835 | Dispensers,without bottle,cap. 5-30 ml |  |  | 926 | 1 | 1 | 379.81
9287836 | Dispensers,without bottle,cap. 10-60 ml |  |  | 926 | 1 | 1 | 419.88
9287859 | table stand for pipetus |  |  | 867 | 1 | 1 | 36.1
9287870 | Dispenser opus® titration | Vol. 20 ml, | power supply with euro-plug 230 V | 942 | 1 | 1 | 1361.05
9287871 | Dispenser opus® titration | Vol. 50 ml, | power supply with euro-plug 230 V | 942 | 1 | 1 | 1361.05
9287875 | Dispenser opus® titration | Vol. 10 ml, | main supply with european plug 230 V | 942 | 1 | 1 | 1361.05
9287881 | Ejection unit fine |  |  | 940 | 1 | 1 | 40.47
9287882 | Ejection unit titration, variable |  |  | 940 | 1 | 1 | 58.18
9287883 | Adapter with A 45 filler |  |  | 940 | 1 | 1 | 211.86
9287884 | Ground adapter silicone A 45 | NS 29/32 |  | 940 | 1 | 1 | 32.07
9287902 | Dispensers FORTUNA®OPTIFIX® Basic-27, | without bottle, cap. 0,4-2 ml |  | 923 | 1 | 1 | 223.06
9287903 | Dispensers FORTUNA®OPTIFIX® Basic-33, | w/o bottle, cap. 1-5 ml |  | 923 | 1 | 1 | 223.06
9287904 | Dispensers FORTUNA®OPTIFIX® Basic-38, | w/o bottle, cap. 2-10 ml |  | 923 | 1 | 1 | 223.06
9287905 | Dispensers FORTUNA®OPTIFIX® Basic-44, | w/o bottle, cap. 6-30 ml |  | 923 | 1 | 1 | 307.54
9287906 | Dispensers FORTUNA®OPTIFIX® Basic-48, | w/o bottle, cap. 10-50 ml |  | 923 | 1 | 1 | 336.64
9287907 | Dispensers FORTUNA®OPTIFIX® Basic-51, | w/o bottle, cap. 20-100 ml |  | 923 | 1 | 1 | 537.72
9287908 | Dispenser FORTUNA®OPTIFIX® BASIC | 40-20ml, PTFE sleeved piston |  | 923 | 1 | 1 | 901.79
9287909 | Dispenser FORTUNA®OPTIFIX® BASIC | 60-300ml, PTFE sleeved piston |  | 923 | 1 | 1 | 1273.64
9287951 | Dispenser FORTUNA®OPTIFIX® BASIC | 100-500ml, PTFE sleeved piston |  | 923 | 1 | 1 | 1427.77
9287953 | Dispensers FORTUNA®OPTIFIX® Solvents-27, | w/o bottle, cap. 0.4-2 ml |  | 923 | 1 | 1 | 223.06
9287954 | Dispensers FORTUNA®OPTIFIX® Solvents-33, | w/o bottle, cap. 1-5 ml |  | 923 | 1 | 1 | 223.06
9287955 | Dispensers FORTUNA®OPTIFIX® Solvents-38, | w/o bottle, cap. 2-10 ml |  | 923 | 1 | 1 | 223.06
9287956 | Dispensers FORTUNA®OPTIFIX® Solvents-44, | w/o bottle, cap. 6-30 ml |  | 923 | 1 | 1 | 307.54
9287957 | Dispensers FORTUNA®OPTIFIX® Solvents-48, | w/o bottle, cap. 10-50 ml |  | 923 | 1 | 1 | 336.64
9287958 | Dispensers FORTUNA®OPTIFIX® Solvents-51, | w/o bottle, cap. 20-100 ml |  | 923 | 1 | 1 | 537.72
9287959 | Dispenser FORTUNA®OPTIFIX® SOLVENT | 40-200ml, glass piston |  | 923 | 1 | 1 | 901.79
9287960 | Dispenser FORTUNA®OPTIFIX® SOLVENT | 60-300ml, glass piston |  | 923 | 1 | 1 | 1273.64
9287961 | Dispenser FORTUNA®OPTIFIX® SOLVENT | 100-500ml, glass piston |  | 923 | 1 | 1 | 1427.77
9287962 | Dispensers FORTUNA®OPTIFIX® Safety-27, | w/o bottle, cap. 0.4-2 ml |  | 924 | 1 | 1 | 290.68
9287963 | Dispensers FORTUNA®OPTIFIX® Safety-33, | w/o bottle, cap. 1-5 ml |  | 924 | 1 | 1 | 290.68
9287964 | Dispensers FORTUNA®OPTIFIX® Safety-38, | w/o bottle, cap. 2-10 ml |  | 924 | 1 | 1 | 290.68
9287965 | Dispensers FORTUNA®OPTIFIX® Safety-44, | w/o bottle, cap. 6-30 ml |  | 924 | 1 | 1 | 399.55
9287966 | Dispensers FORTUNA®OPTIFIX® SAFETY | cap. 10-50 ml |  | 924 | 1 | 1 | 414.46
9287967 | Dispenser FORTUNA®OPTIFIX® SAFETY | 20-100ml |  | 924 | 1 | 1 | 588.13
9287968 | Dispenser FORTUNA®OPTIFIX® HF | 2 - 10 ml, for hydrofluoric acid | without bottle | 924 | 1 | 1 | 588.92
9287969 | Dispenser FORTUNA®OPTIFIX® HF | 6 - 30 ml, for hydrofluoric acid | without bottle | 924 | 1 | 1 | 874.25
9287970 | Dispenser FORTUNA®OPTIFIX® HF | 1 - 5 ml, for hydrofluoric acid | without bottle | 924 | 1 | 1 | 588.92
9287995 | Dispenser FORTUNA®OPTIFIX® SAFETY S | 2 - 10 ml, safety cock, | plugner PTFE coated | 924 | 1 | 1 | 425.65
9287996 | Dispenser FORTUNA®OPTIFIX® SAFETY S | 6 - 30 ml, safetz cock, | plunger PTFE coated | 924 | 1 | 1 | 545.86
9287997 | Dispenser FORTUNA®OPTIFIX® SAFETY S | 10 - 50 ml, safety cock, | plunger PTFE coated | 924 | 1 | 1 | 587.78
9287998 | Dispenser FORTUNA®OPTIFIX® SAFETY S | 20 - 100 ml, safety cock, | plunger PTFE coated | 924 | 1 | 1 | 794.25
9288200 | Micro pipetting aid |  |  | 865 | 1 | 1 | See Cope Price List PP815-10
9288201 | Spare suction system,pack of 3 |  |  | 865 | 1 | 1 | Refer to Cope
9300021 | Weighing bottles,DURAN®,low form,cap. 15 ml | 40x25 mm |  | 366 | 1 | 1 | 11.84
9300022 | Weighing bottles,DURAN®,low form,cap. 6 ml | 25x25 mm |  | 366 | 1 | 1 | 11.08
9300023 | Weighing bottles,DURAN®,low form,cap. 15 ml | 35x30 mm |  | 366 | 1 | 1 | 11.84
9300032 | Weighing bottles,DURAN®,low form,cap. 30 ml | 50x30 mm |  | 366 | 1 | 1 | 12.59
9300037 | Weighing bottles,DURAN®,low form,cap. 45 ml | 60x30 mm |  | 366 | 1 | 1 | 17.63
9300041 | Weighing bottles,DURAN®,low form,cap. 80 ml | 80x30 mm |  | 366 | 1 | 1 | 23.93
9300113 | Weighing bottles,DURAN®,tall form,cap. 10 ml | 25x40 mm |  | 366 | 1 | 1 | 11.08
9300123 | Weighing bottles,DURAN®,tall form,cap. 45 ml | 35x70 mm |  | 366 | 1 | 1 | 12.59
9300124 | Weighing bottles,DURAN®,tall form,cap. 70 ml | 40x80 mm |  | 366 | 1 | 1 | 13.85
9300127 | Weighing bottles,DURAN®,tall form,cap. 110 ml | 50x80 mm |  | 366 | 1 | 1 | 17.63
9300150 | LLG-Weighing bottle Ø 40x25mm, NS 34,5/12 | low form, with NS stopper |  | 366 | 1 | 1 | 10.43
9300151 | LLG-Weighing bottle Ø 25x25mm, NS 19/12 | low form, with NS stopper |  | 366 | 1 | 1 | 9.7
9300152 | LLG-Weighing bottle Ø 35x30mm, NS 29/12 | low form, with NS stopper |  | 366 | 1 | 1 | 9.95
9300153 | LLG-Weighing bottle Ø 50x30mm, NS 45/12 | low form, with NS stopper |  | 366 | 1 | 1 | 10.38
9300154 | LLG-Weighing bottle Ø 60x30mm, NS 50/12 | low form, with NS stopper |  | 366 | 1 | 1 | 12.17
9300155 | LLG-Weighing bottle Ø 80x30mm, NS 80/12 | low form, with NS stopper |  | 366 | 1 | 1 | 25.39
9300160 | LLG-Weighing bottle Ø 25x40mm, NS 19/12 | high form, with NS stopper |  | 366 | 1 | 1 | 9.65
9300161 | LLG-Weighing bottle Ø 30x50mm, NS 24/12 | high form, with NS stopper |  | 366 | 1 | 1 | 10.02
9300162 | LLG-Weighing bottle Ø 35x70mm, NS 29/12 | high form, with NS stopper |  | 366 | 1 | 1 | 10.3
9300163 | LLG-Weighing bottle Ø 40x80mm, NS 34,5/12 | high form, with NS stopper |  | 366 | 1 | 1 | 10.6
9300164 | LLG-Weighing bottle Ø 50x80mm, NS 45/12 | high form, with NS stopper |  | 366 | 1 | 1 | 10.38
9300500 | Plane weighing glass |  |  | 367 | 1 | 1 | 71.36
9300805 | Weighing bottles 50 x 30 mm, | 30 ml, PP, with push-on-lid |  | 367 | 1 | 1 | 3
9300810 | Weighing bottles 30 x 40 mm, | 25 ml, PP, with push-on-lid |  | 367 | 1 | 1 | 3.2
9300815 | Weighing bottles 60 x 40 mm, | 65 ml, PP, with push-on-lid |  | 367 | 1 | 1 | 3.25
9300820 | Weighing bottles 35 x 60 mm, | 65 ml, PP, with push-on-lid |  | 367 | 1 | 1 | 3.35
9300825 | Weighing bottles 30 x 50 mm, | 50 ml, PP, with push-on-lid |  | 367 | 1 | 1 | 3.27
9300830 | Weighing bottles 90 x 60 mm | 200 ml, PP, with push-on-lid |  | 367 | 1 | 1 | 4.33
9300835 | Weighing bottles 120 x 70 mm | 400 ml, PP, with push-on-lid |  | 367 | 1 | 1 | 4.94
9301006 | Weighing scoop, aluminium | length 70 mm |  | 364 | 1 | 1 | 7.38
9301008 | Weighing scoop, aluminium | length 90 mm |  | 364 | 1 | 1 | 7.76
9301010 | Weighing scoop, aluminium | length 105 mm |  | 364 | 1 | 1 | 8.11
9301026 | Weighing scoops,glass,length 60 mm |  |  | 364 | 1 | 1 | 17.71
9301028 | Weighing scoops,glass,length 80 mm |  |  | 364 | 1 | 1 | 19.7
9301030 | Weighing scoops,glass,length 100 mm |  |  | 364 | 1 | 1 | 22.64
9301065 | Rack for NMR tubes |  |  | 1350 | 1 | 1 | 56.15
9301066 | Weighing scoops,glass,3ml |  |  | 365 | 1 | 1 | 10.33
9301067 | Weighing scoops,glass,length 70 mm |  |  | 365 | 1 | 1 | 11.41
9301068 | Weighing scoops,glass,length 80 mm |  |  | 365 | 1 | 1 | 15.87
9301069 | Weighing boats 58x10x10 mm | pack of 100 |  | 365 | 1 | 1 | 94.26
9301216 | Basins,PP, 1 ltr.,o.d. 160 mm,h. 70 mm |  |  | 102 | 1 | 1 | 2.32
9301220 | Basins,PP,cap. 2 ltr.,o.d. 200 mm,h. 80 mm |  |  | 102 | 1 | 1 | 3.32
9301224 | Basins,PP,cap. 3 ltr.,o.d. 240 mm,h. 100 mm |  |  | 102 | 1 | 1 | 4.86
9301228 | Basins,PP,cap. 4 ltr.,o.d. 280 mm,h. 120 mm |  |  | 102 | 1 | 1 | 6.88
9301232 | Basins,PP,cap. 7 ltr.,o.d. 320 mm,h. 130 mm |  |  | 102 | 1 | 1 | 9.6
9301236 | Basins,PP,cap. 9 ltr.,o.d. 360 mm,h. 150 mm |  |  | 102 | 1 | 1 | 10.58
9301240 | Basins,PP,cap. 13 ltr.,o.d. 400 mm,h. 180 mm |  |  | 102 | 1 | 1 | 15.31
9301356 | Eurobox 27l, stackable | corrosion resistand aluminium alloy |  | 51 | 1 | 1 | 155.76
9301357 | Euro-boxes 42l, stackable | corrosion resistand aluminium alloy |  | 51 | 1 | 1 | 194.2
9301358 | Eurobox 60l, stackable | corrosion resistand aluminium alloy |  | 51 | 1 | 1 | 193.91
9301359 | Euroboy 70l, stackable | corrosion resistand aluminium alloy |  | 51 | 1 | 1 | 195.74
9301360 | Eurobox 81l, stackable | corrosion resistand aluminium alloy |  | 51 | 1 | 1 | 265.87
9301361 | Eurobox 155l, stackable | corrosion resistand aluminium alloy |  | 51 | 1 | 1 | 296.36
9301362 | Eurobox 240l, stackable | corrosion resistand aluminium alloy |  | 51 | 1 | 1 | 339.04
9301469 | Shop-Box 30 ltr., black | 475x345x240 mm |  | 49 | 1 | 1 | 13.85
9301480 | Foldable box MINI, 4 L, black | 265x171x105mm, PP |  | 49 | 1 | 1 | 2.32
9301481 | Foldable box MINI, 4 L, white | 265x171x105mm, PP |  | 49 | 1 | 1 | 2.32
9301482 | Foldable box MINI, 4 L, blue | 265x171x105mm, PP |  | 49 | 1 | 1 | #N/A
9301483 | Foldable box MINI, 4 L, yellow | 265x171x105mm, PP |  | 49 | 1 | 1 | #N/A
9301484 | Foldable box MINI, 4 L, red | 265x171x105mm, PP |  | 49 | 1 | 1 | 2.32
9301485 | Foldable box MIDI, 14.5 L, black | 400x300x145mm, PP |  | 49 | 1 | 1 | 5.09
9301486 | Foldable box MIDI, 14.5 L, white | 400x300x145mm, PP |  | 49 | 1 | 1 | 5.09
9301487 | Foldable box MIDI, 14.5 L, blue | 400x300x145mm, PP |  | 49 | 1 | 1 | #N/A
9301488 | Foldable box MIDI, 14.5 L, yellow | 400x300x145mm, PP |  | 49 | 1 | 1 | #N/A
9301489 | Foldable box MIDI, 14.5 L, red | 400x300x145mm, PP |  | 49 | 1 | 1 | 5.09
9301490 | Foldable box MAXI, Active Lock 11, black | 23 L, 600x400x115 mm |  | 50 | 1 | 1 | #N/A
9301491 | Foldable box MAXI, Active Lock 11, grey | 23 L, 600x400x115 mm |  | 50 | 1 | 1 | #N/A
9301492 | Foldable box MAXI, Active Lock 11, blue | 23 L, 600x400x115 mm |  | 50 | 1 | 1 | #N/A
9301493 | Foldable box MAXI, Active Lock 15, black | 31 L, 600x400x150mm |  | 50 | 1 | 1 | 16.32
9301494 | Foldable box MAXI, Active Lock 15, grey | 31 L, 600x400x150mm |  | 50 | 1 | 1 | 16.32
9301495 | Foldable box MAXI, Active Lock 15, blue | 31 L, 600x400x150mm |  | 50 | 1 | 1 | 16.32
9301496 | Foldable box MAXI, Active Lock 18, black | 36 L, 600x400x185mm |  | 50 | 1 | 1 | 16.95
9301497 | Foldable box MAXI, Active Lock 18, grey | 36 L, 600x400x185mm |  | 50 | 1 | 1 | 16.95
9301498 | Foldable box MAXI, Active Lock 18, blue | 36 L, 600x400x185mm |  | 50 | 1 | 1 | 16.95
9301499 | Foldable box MAXI, Active Lock 22, black | 44 L, 600x400x219mm |  | 50 | 1 | 1 | 18.36
9301500 | Foldable box MAXI, Active Lock 22, grau | 44 L, 600x400x219mm |  | 50 | 1 | 1 | 18.36
9301501 | Foldable box MAXI, Active Lock 22, blue | 44 L, 600x400x219mm |  | 50 | 1 | 1 | #N/A
9301502 | Trolley, blue, PP | 607x407x170 mm | Capacity 200kg | 255 | 1 | 1 | 44.77
9301503 | Euronormbox TRANSPARENT, 20 L | 400x300x220mm, full wall |  | 50 | 1 | 1 | 11.21
9301504 | Euronormbox TRANSPARENT, 46 L | 600x400x120mm, full wall |  | 50 | 1 | 1 | 20.15
9301505 | Euronormbox TRANSPARENT, 66 L | 600x400x320mm, full wall |  | 50 | 1 | 1 | 18.46
9301506 | Lid for Euronormbox TRANSPARENT | 400x300mm, full wall |  | 50 | 1 | 1 | 6.52
9301507 | Lid for Euronormbox TRANSPARENT | 600x400mm, full wall |  | 50 | 1 | 1 | 7.88
9301508 | Insert Box, grey, 1.7 L | subdivision 1/8, 176x137x80mm |  | 50 | 1 | 1 | #N/A
9301509 | Insert Box, grey, 2.0 L | subdivision 1/4, 280x178x80mm |  | 50 | 1 | 1 | #N/A
9301510 | Insert Box, grey, 4.0 L | subdivision 1/2, 560x178x80mm |  | 50 | 1 | 1 | 8.11
9301511 | Insert Box, grey, 6.5 L | subdivision 1/2, 352x276x80mm |  | 50 | 1 | 1 | #N/A
9301538 | Transport containers, 20 L | HDPE, 415x315x200 mm |  | 50 | 1 | 1 | 24.83
9301553 | Storage system MultiStore 4 | white, plastic, | 171,5x601x206 mm | 913 | 1 | 1 | 40.42
9301554 | Storage system MultiStore 3 | white, plastic, | 198x601x238 mm | 913 | 1 | 1 | 49.18
9301555 | Storage system MultiStore 2 | white, plastic, | 310,5x601x353 mm | 913 | 1 | 1 | 105.2
9301556 | Transport container 46 L | HDPE, 595x365x255 mm |  | 50 | 1 | 1 | 46.34
9301566 | Transport container 72 L | HDPE, 695x438x306 mm |  | 50 | 1 | 1 | 68.32
9301567 | Safety box PMMA | 330x175x180mm |  | 249 | 1 | 1 | 82.53
9301568 | Safety box rack, stainless steel | for box 9.301.567 |  | 249 | 1 | 1 | 24.66
9301569 | Silicone gasket | for safety box 9.301 567 |  | 249 | 1 | 1 | 14.13
9301641 | Transport and storage containers,thermoplastic | cap. 10 ltrs,PP |  | 49 | 1 | 1 | 16.52
9301643 | Transport and storage containers,thermoplastic | cap. 9 ltrs,PP |  | 49 | 1 | 1 | 16.14
9301645 | Transport and storage containers,thermoplastic | cap. 31 ltrs,PP-HD |  | 49 | 1 | 1 | 25.9
9301647 | Transport and storage containers,thermoplastic | cap. 28 ltrs,PP-HD |  | 49 | 1 | 1 | 26.59
9301649 | Transport and storage containers,thermoplastic | cap. 50 ltrs,PP-HD |  | 49 | 1 | 1 | 37.91
9301651 | Transport and storage containers,thermoplastic | cap. 96 ltrs,PP |  | 49 | 1 | 1 | 57.01
9301655 | Cover 66x45 cm | 91D238000 |  | 49 | 1 | 1 | 20.98
9301661 | Transport and storage containers,thermoplastic | cap. 35 ltrs,PP-HD |  | 49 | 1 | 1 | 27.96
9301663 | Transport and storage containers,thermoplastic | cap. 23 ltrs,PP-HD |  | 49 | 1 | 1 | 21.35
9301664 | Cover 46x33 cm | 91D201000 |  | 49 | 1 | 1 | 13.3
9303000 | Water-jet pump | G 1/2, nickel plated brass, | non-return valve, connector plug | 970 | 1 | 1 | 71.24
9303001 | Rapid action hose for water jet pump | G 1/2, chromium plated brass |  | 970 | 1 | 1 | 25.44
9303005 | Water estimator to Dean Stark | flask 500 ml + Liebig condenser 400 mm, | measuring tube 10:0.1 ml,with PTFE stopcock | 598 | 1 | 1 | 111.93
9303028 | Non return valve PP | tube ID 8-10 mm |  | 151 | 1 | 1 | 1.94
9303029 | Non return valve PP | tube ID 10-15 mm |  | 151 | 1 | 1 | 3.55
9303031 | Water jet vacuum pump, PP |  |  | 970 | 1 | 1 | 14.63
9303032 | Adapters PP for water jet pump |  |  | 970 | 1 | 1 | 1.01
9303039 | Non-return valve,PE-HD,for tubing 6-9 mm |  |  | 150 | 1 | 1 | Refer to Cope
9303043 | Magnetic stirrer PP-ABS | with air or water pressure | Ø 129 mm, height 61 mm | 426 | 1 | 1 | 55.64
9303125 | Water-jet pump,PP,ultimate pressure : 16 mbar |  |  | 970 | 1 | 1 | See Cope Price List PX180-10
9303720 | Disposable Sampler 100 ml | "LiquiDispo" HDPE, | 500 mm long, pack of 20 | 500 | 1 | 1 | 129.99
9303722 | Disposable Sampler 190 ml | "LiquiDispo" HDPE, | 1000 mm long, pack of 20 | 500 | 1 | 1 | 146.77
9303728 | Disposable Sampler 10 ml | "MicroDispo" HDPE, | 500 mm long, pack of 20 | 500 | 1 | 1 | 132.72
9303732 | Disposable Sampler 100 ml | "ViscoDispo" HDPE, | 500 mm long, pack of 20 | 500 | 1 | 1 | 129.99
9303734 | Disposable Sampler 190 ml | "ViscoDispo" HDPE, | 1000 mm long, pack of 20 | 500 | 1 | 1 | 146.77
9303736 | Disposable sampler 100 ml | "PowderDispo" HDPE, | 620 mm long, pack of 20 | 500 | 1 | 1 | 116.87
9303775 | Tubing clamp Stop-it | up to 10 mm, red |  | 152 | 1 | 1 | 3.5
9303776 | Tubing clamp Stop-it | up to 15 mm, red |  | 152 | 1 | 1 | 5.84
9303777 | Tubing clamp Stop-it | up to 20 mm, red |  | 152 | 1 | 1 | 7.35
9303778 | Tubing clamp Stop-it | up to 10 mm, yellow |  | 152 | 1 | 1 | 3.5
9303779 | Tubing clamp Stop-it | up to 15 mm, yellow |  | 152 | 1 | 1 | 5.84
9303780 | Tubing clamp Stop-it | up to 20 mm, yellow |  | 152 | 1 | 1 | 7.35
9303781 | Tubing clamp Stop-it | up to 10 mm, blue |  | 152 | 1 | 1 | See Cope Price List CP109-10
9303782 | Tubing clamp Stop-it | up to 15 mm, blue |  | 152 | 1 | 1 | See Cope Price List CP109-15
9303783 | Tubing clamp Stop-it | up to 20 mm, blue |  | 152 | 1 | 1 | See Cope Price List CP109-20
9303784 | Tubing clamp Stop-it | up to 10 mm, green |  | 152 | 1 | 1 | 3.5
9303785 | Tubing clamp Stop-it | up to 15 mm, green |  | 152 | 1 | 1 | 5.84
9303786 | Tubing clamp Stop-it | up to 20 mm, green |  | 152 | 1 | 1 | 7.35
9303787 | Tubing clamp Stop-it | up to 10 mm, Metal |  | 152 | 1 | 1 | 4.41
9303788 | Tubing clamp Stop-it | up to 15 mm, Metal |  | 152 | 1 | 1 | 7.03
9303789 | Tubing clamp Stop-it | up to 20 mm, Metal |  | 152 | 1 | 1 | 7.66
9303790 | Tubing clamp Stop-it | up to 30 mm, Metal |  | 152 | 1 | 1 | 11.71
9303800 | "Industry" sampler,aluminium telescopic rods | length 65-120 cm |  | 507 | 1 | 1 | See Cope Price List SD065-10
9303801 | "Industry" sampler,aluminium telescopic rods | length 95-280 cm |  | 507 | 1 | 1 | See Cope Price List SD065-20
9303802 | "Industry" sampler,aluminium telescopic rods | length 125-250 mm |  | 507 | 1 | 1 | See Cope Price List SD065-30
9303804 | "Industry" sampler,aluminium telescopic rods | lenght 115-300 cm |  | 507 | 1 | 1 | See Cope Price List SD065-25
9303806 | "Industry" sampler,aluminium telescopic rods | length 165-450 cm |  | 507 | 1 | 1 | See Cope Price List SD065-40
9303807 | "Industry" sampler,aluminium telescopic rods | length 174-600 cm |  | 507 | 1 | 1 | See Cope Price List SD065-50
9303810 | Angled beaker 600 ml | PP, for TeleScoop |  | 507 | 1 | 1 | See Cope Price List SD065-53
9303812 | Angled beaker 1000 ml | PP, for TeleScoop |  | 507 | 1 | 1 | See Cope Price List SD065-56
9303814 | Angled beaker 2000 ml | PP, for TeleScoop |  | 507 | 1 | 1 | See Cope Price List SD065-59
9303820 | Pendulum beaker 600 ml | PP, for TeleScoop |  | 507 | 1 | 1 | See Cope Price List SD065-72
9303822 | Pendulum beaker 1000 ml | PP, for TeleScoop |  | 507 | 1 | 1 | See Cope Price List SD065-75
9303824 | Pendulum beaker 2000 ml | for TeleScoop |  | 507 | 1 | 1 | See Cope Price List SD065-78
9303828 | Surface brailer |  |  | 508 | 1 | 1 | See Cope Price List SD065-90
9303829 | Depth brailer |  |  | 508 | 1 | 1 | See Cope Price List SD065-95
9303830 | Bottle holder 750 ml | PP/Alu, for TeleScoop |  | 507 | 1 | 1 | See Cope Price List SD065-84
9303831 | Uni-sampler for class A1 | flammable liquids |  | 509 | 1 | 1 | 355.14
9303839 | Extension tubing, PE | id=6 mm, ed=8 mm, wd=1 mm | small roll à 5 mtr | 509 | 1 | 1 | #N/A
9303840 | "Chemistry" sampler,with PP holding rod | cap. 250 ml,shaft length : 1000 mm |  | 505 | 1 | 1 | 77.43
9303842 | "Chemistry" sampler,with PP holding rod | cap. 600 ml,shaft length : 1000 mm |  | 505 | 1 | 1 | 72.03
9303844 | "Chemistry" sampler,with PP holding rod | cap. 1000 ml,shaft length : 1000 mm |  | 505 | 1 | 1 | 73.61
9303845 | Bottle holder V2A | for 500 ml bottle # 0302-0500 |  | 509 | 1 | 1 | #N/A
9303846 | Dip sampler 1000 ml | stainless steel V2A | for TeleScoop | 507 | 1 | 1 | See Cope Price List SD065-87
9303850 | Quick-sampler,total length 500 mm,cap. 75 ml |  |  | 498 | 1 | 1 | 227.22
9303851 | Vampire sampler, complete |  |  | 509 | 1 | 1 | 976.19
9303854 | Wide mouth sampling bottle | 250ml, LDPE, with closure |  | 509 | 1 | 1 | 2.85
9303855 | Wide mouth sampling bottle | 500ml, LDPE, with closure |  | 509 | 1 | 1 | 4.66
9303858 | Silo drill | lenght 1500 mm |  | 497 | 1 | 1 | See Cope Price List SD068-15
9303859 | Extension rods | lenght 1000 mm V2A | for 9.303 858 | 497 | 1 | 1 | See Cope Price List SD068-20
9303860 | Multi-sampler V4A/PTFE | 550 mm, 3 chambers of 14 ml | dia. 25 mm | 497 | 1 | 1 | See Cope Price List SD078-15
9303862 | Multi-sampler V4A/PTFE | 850 mm, 3 chambers of 17 ml | dia. 25 mm | 497 | 1 | 1 | See Cope Price List SD078-20
9303864 | Multi-sampler V4A/PTFE | 1500 mm, 5 chambers of 17 ml | dia. 25 mm | 497 | 1 | 1 | See Cope Price List SD078-25
9303865 | All coat sampler V4A | 1500 mm length |  | 497 | 1 | 1 | 798.07
9303866 | Multi sampler V4A | 1500 mm length |  | 497 | 1 | 1 | See Cope Price List SD077-25
9303868 | Silo drill, length 1500 mm | V2A |  | 497 | 1 | 1 | 2663.1
9303870 | Zone collectors,anodized aluminium,length 550 mm | chambers 3 |  | 497 | 1 | 1 | See Cope Price List SD075-15
9303872 | Zone collectors,anodized aluminium,length 850 mm | chambers 3 |  | 497 | 1 | 1 | See Cope Price List SD075-20
9303874 | Zone collectors,anodized aluminium,length 1500 mm | chambers 5 |  | 497 | 1 | 1 | See Cope Price List SD075-25
9303875 | Cross-section sampler, aluminium | 550mm, chambers 3x70ml |  | 497 | 1 | 1 | See Cope Price List SD075-30
9303876 | Cross-section sampler | length 850mm, aluminium |  | 497 | 1 | 1 | See Cope Price List SD075-35
9303877 | Cross-section sampler, aluminium | 1500mm, chambers 5x260ml |  | 497 | 1 | 1 | See Cope Price List SD075-40
9303878 | Jumbo sampler, aluminium | 850mm, chambers 3x880ml |  | 497 | 1 | 1 | See Cope Price List SD075-45
9303879 | Jumbo sampler, aluminium | 1500mm, chambers 5x1700ml |  | 497 | 1 | 1 | See Cope Price List SD075-50
9303880 | Cleaning brush for zone sampler | 600 mm lenght, dia. 25 mm |  | 498 | 1 | 1 | See Cope Price List SD079-65
9303882 | Cleaning brush for zone sampler | 800 mm lenght, dia. 25 mm |  | 498 | 1 | 1 | 53
9303883 | Jumbo sampler, aluminium | 2500mm, chambers 7x2900ml |  | 497 | 1 | 1 | See Cope Price List SD075-55
9303884 | Cleaning brush for zone sampler | 1000 mm lenght, dia. 25 mm |  | 498 | 1 | 1 | 53
9303885 | Cleaning brush for zone sampler | 1000 mm lenght, dia. 50 mm |  | 498 | 1 | 1 | See Cope Price List SD079-67
9303886 | Uno-sampler V4A/PTFE | 550 mm, 1 chamber of 17 ml | dia. 25 mm | 497 | 1 | 1 | See Cope Price List SD079-10
9303887 | Uno-sampler V4A/PTFE | 850 mm, 1 chamber of 17 ml | dia. 25 mm | 497 | 1 | 1 | See Cope Price List SD079-12
9303888 | Uno-sampler V4A/PTFE | 1500 mm, 1 chamber of 17 ml | dia. 25 mm | 497 | 1 | 1 | See Cope Price List SD079-14
9303910 | Control seals close-it, printed, red | pack of 500 |  | 501 | 1 | 1 | See Cope Price List LA290-04
9303911 | Control seals close-it, printed, green | pack of 500 |  | 501 | 1 | 1 | See Cope Price List LA290-08
9303912 | Control seals close-it, printed, yellow | pack of 500 |  | 501 | 1 | 1 | See Cope Price List LA290-12
9303913 | Cotrol seals close-it, printed, blue | pack of 500 |  | 501 | 1 | 1 | See Cope Price List LA290-16
9303914 | Control seals clos-it, printed, black | pack of 500 |  | 501 | 1 | 1 | See Cope Price List LA290-20
9303915 | Control seals close-it, plain, white | pack of 500 |  | 501 | 1 | 1 | 69.58
9303919 | Label dispenser for close-it 95x95mm |  |  | 501 | 1 | 1 | 101.73
9303933 | Mini immersion cylinger 100 ml | stainless steel, without lowering cable |  | 510 | 1 | 1 | 290.69
9303935 | Dipping vessel to DIN 3651 | 1l, nickel-plated brass |  | 510 | 1 | 1 | 500.4
9303936 | Dipping vessels 1l stainless steel |  |  | 510 | 1 | 1 | 933.24
9303937 | Dipping bottle to DIN 51750 | EX 1000ml |  | 510 | 1 | 1 | 459.87
9303938 | Dipping bottle to DIN 51750 | 1000ml |  | 510 | 1 | 1 | 450.2
9303939 | Immersion bomb to DIN 51750 | 1l, nickel-plated brass | without cable | 510 | 1 | 1 | 574.88
9303943 | Cable, V2A steel, 10m |  |  | 510 | 1 | 1 | 36.02
9303950 | Liqui-Samplers,for liquids,PTFE/FEP,length 1000 mm | diam. 25 mm |  | 509 | 1 | 1 | See Cope Price List SD056-30
9303951 | Liqui-Samplers,for liquids,PTFE/FEP,length 2000 mm | daim. 25 mm |  | 509 | 1 | 1 | See Cope Price List SD056-34
9303955 | Liqui-Samplers,for liquids,PP,transparent | length 1000 mm,diam. 25 mm |  | 509 | 1 | 1 | See Cope Price List SD056-45
9303956 | Liqui-Samplers,for liquids,PP,transparent | length 2000 mm,diam. 25 mm |  | 509 | 1 | 1 | See Cope Price List SD056-50
9303960 | Sample collector for viscous substances | PTFE/FEP transparent,length 1000 mm,diam 25 mm |  | 510 | 1 | 1 | 395.68
9303961 | Sample collector for viscous substances | PTFE/FEP transparent,length 2000 mm,diam 25 mm |  | 510 | 1 | 1 | 531.03
9303965 | Sample collector for viscous substances | PP transparent,length 1000 mm,diam 25 mm |  | 510 | 1 | 1 | 306.85
9303966 | Sample collector for viscous substances | PP transparent,length 2000 mm,diam 25 mm |  | 510 | 1 | 1 | 432.31
9303970 | Mini-Sampler PE,complete with 7 bottles in case |  |  | 508 | 1 | 1 | See Cope Price List SD057-15
9303975 | Mini-Sampler PTFE | complete with one PFA bottle 180 ml in case | and accessories | 508 | 1 | 1 | See Cope Price List SD058-20
9303980 | Control seals, red, Maxi 150x150mm | pack of 250, printed |  | 501 | 1 | 1 | See Cope Price List LA290-50
9303981 | Control seals, green, Maxi 150x150mm | pack of 250, printed |  | 501 | 1 | 1 | See Cope Price List LA290-54
9303982 | Control seals, yellow, Maxi 150x150mm | pack of 250, printed |  | 501 | 1 | 1 | See Cope Price List LA290-58
9303983 | Control seals, blue, Maxi 150x150mm | pack of 250, printed |  | 501 | 1 | 1 | See Cope Price List LA290-16
9303984 | Control seals, black, Maxi 150x150mm | pack of 250, printed |  | 501 | 1 | 1 | See Cope Price List LA290-66
9303985 | Control seals, white | roll 250 pieces |  | 501 | 1 | 1 | 98.42
9303986 | Control seals close-it food | white, 95x95 mm, plain, | roll 500 pieces | 501 | 1 | 1 | 69.58
9303989 | Roller "Close-it" 120x120 mm |  |  | 501 | 1 | 1 | 142.66
9303990 | close-it controll closure seal | Food, red, printed, 150x150 mm | roll of 250 pieces | 501 | 1 | 1 | 98.42
9303991 | close-it closure seal | Food, white, plain, 150x150 mm | roll of 250 pieces | 501 | 1 | 1 | 98.42
9303992 | close-it control seals | tape, white, 95 mm | roll of 50 meter | 501 | 1 | 1 | 77.83
9303993 | close-it control seals | tape, white, 150 mm | roll of 50 meter | 501 | 1 | 1 | 98.42
9303994 | Control seals close-it food | white, 95 mm, non printed | roll 50 meter | 501 | 1 | 1 | 77.83
9303995 | close-it tape | Food, white, 150 mm | roll of 50 meter | 501 | 1 | 1 | 98.42
9303996 | Control seals close-it food | yellow, 95x95 mm, printed | roll 500 pieces | 501 | 1 | 1 | 77.83
9303997 | Control seals close-it food | blue, 95x95 mm, printed | roll 500 pieces | 501 | 1 | 1 | 77.83
9303998 | Control seals close-it food | green, 95x95 mm, printed | roll 500 pieces | 501 | 1 | 1 | 77.83
9303999 | Control seals close-it food | black, 95x95 mm, printed | roll 500 pieces | 501 | 1 | 1 | 77.83
9304000 | Control seals close-it Kontroll-Verschlußsiegel | Food, yellow, printed, 150x150 mm | roll of 250 pcs. | 501 | 1 | 1 | Refer to Cope
9304001 | Control seals close-it | Food, blue, printed, 150x150 mm | roll of 250 pcs. | 501 | 1 | 1 | Refer to Cope
9304002 | Control seals close-it | Food, green, printed, 150x150 mm | roll of 250 pcs. | 501 | 1 | 1 | Refer to Cope
9304003 | Control seals close-it | Food, black, printed, 150x150 mm | roll of 250 pcs. | 501 | 1 | 1 | Refer to Cope
9304038 | Oxygen bottle,cap. 100-150 ml | Winkler type,with glass stopper |  | 1144 | 1 | 1 | 20.55
9304048 | Oxygen bottle,cap. 250-300 ml | Winkler type,with glass stopper |  | 1144 | 1 | 1 | 23.05
9304050 | Spring clips |  |  | 1144 | 1 | 1 | Refer to Cope
9304051 | Spring clips |  |  | 1144 | 1 | 1 | Refer to Cope
9304170 | Karlsruher BOD bottle KF 12, 250 ml | with NS19 conical ground joint, | without plug 9304171 or 9304172 | 1144 | 1 | 1 | 35.93
9304262 | Sedimentation cones,DURAN®,Imhoff | without stopcock,graduated up to 100 ml |  | 1145 | 1 | 1 | 75.71
9304272 | Sedimentation cones,DURAN®,Imhoff | with stopcock,graduated up to 100 ml |  | 1145 | 1 | 1 | 113.57
9304273 | Sedimentation cones,DURAN®,Imhoff | without stopcock,graduated up to 1000 ml |  | 1145 | 1 | 1 | 78.48
9304280 | Sedimentation cone,SAN,glass-clear | graduated up to 1000 ml |  | 1145 | 1 | 1 | 27.22
9304281 | Sedimentation cone rack,SAN | for two plastic Imhoff cones |  | 1145 | 1 | 1 | 56.04
9304565 | VISOCOLOR ECO Nitrate Test kit | (no dan. goods) |  | 1125 | 1 | 1 | 56.71
9304569 | VISOCOLOR Oxygen SA 10 Test kit |  |  | 1125 | 1 | 1 | 102.47
9304570 | VISOCOLOR alpha pH 5-9 |  |  | 1125 | 1 | 1 | 34.67
9304581 | VISOCOLOR HE Test kit Ammonium | 0,02 - 0,5 mg/l |  | 1125 | 1 | 1 | 111.09
9304582 | VISOCOLOR ECO Nitrit Test kit | no dan. goods |  | 1125 | 1 | 1 | 57.74
9304583 | VISOCOLOR HE Phosphate Test kit | 0.05 - 1.0 mg/l | UN 3316, 9, II, (E) | 1125 | 1 | 1 | 111.09
9304585 | VISOCOLOR Carbonate alkalinity C 20 Test kit | UN 3316, 9, II, (E) |  | 1125 | 1 | 1 | 59.8
9304586 | VISOCOLOR alpha total hardness | UN 3316, 9, II, (E) |  | 1125 | 1 | 1 | 27.03
9304587 | VISOCOLOR® ECO analysing kit | for appointment of carbonate hardness, total hardn | UN 3266, 8, II, (E) | 1126 | 1 | 1 | 245.13
9304588 | VISOCOLOR® bottom case complete | with user manual |  | 1126 | 1 | 1 | 636.64
9304591 | Photometer PF-12 Plus | incl. software DVD, quick reference guide, | manual "VISOCOLOR ECO Test instructions | 1126 | 1 | 1 | 1046.66
9305319 | Woulff bottles,DURAN®,cap. 500 ml | neck 3xNS19/26 |  | 985 | 1 | 1 | 107.34
9305324 | Woulff bottles,DURAN®,cap. 1000 ml | neck 3xNS24/29 |  | 985 | 1 | 1 | 103.89
9305329 | Woulff bottles,DURAN®,cap. 2000 ml | neck 3xNS29/32 |  | 985 | 1 | 1 | 151.27
9305336 | Woulff bottles,DURAN®,cap. 5000 ml | neck 3xNS34/35 |  | 985 | 1 | 1 | 211.51
9305340 | Woulff bottle 500ml, Erlenmeyer pattern | with analogue pressure gange |  | 985 | 1 | 1 | 292.19
9305341 | Woulff bottles 1000ml, Erlenmeyer pattern | with analogue pressure gange |  | 985 | 1 | 1 | 324.98
9305342 | Woulff bottle 2000ml, Erlenmeyer pattern | with analogue pressure gange |  | 985 | 1 | 1 | 387.58
9305343 | Woulff bottles with pressure gange | 5000ml, bottle shape |  | 985 | 1 | 1 | 571.62
9305344 | Woulff bottles with pressure gauge | 10000 ml, bottle-shape |  | 985 | 1 | 1 | 723.01
9305345 | Woulff bottles with pressure gange | 15.000ml, bottle-shape |  | 985 | 1 | 1 | 752.67
9305346 | Woulff bottles with pressure gange | 20.000ml, bottle-shape |  | 985 | 1 | 1 | 1062.6
9305349 | Cold trap DURAN | 250ml GL 45/2xGL 14 |  | 984 | 1 | 1 | 169.07
9305350 | Condensation traps, two-piece, NS 29 | DURAN 100ml, tubing connections |  | 984 | 1 | 1 | 109.65
9305351 | Condensation traps, two-piece, NS 45 | DURAN 250ml, tubing connections |  | 984 | 1 | 1 | 131.01
9305352 | Condensation traps, two-piece, NS 29 | DURAN 100ml, cone/socket |  | 984 | 1 | 1 | 147.13
9305353 | Condensation traps 250ml, DURAN | cone/socket NS 29 |  | 984 | 1 | 1 | 166.04
9305367 | Vacuum sublimation apparatus | 1-2g |  | 587 | 1 | 1 | 460.51
9305368 | Vacuum sublimation apparatus | 5-7g |  | 587 | 1 | 1 | 499.03
9305369 | Vacuum sublimation apparatus | 10-25g |  | 587 | 1 | 1 | 609.19
9306000 | Tube and tubing cutter |  |  | 145 | 1 | 1 | 78.08
9306001 | Spare blade for tube and tubing cutter | pack of 10 |  | 145 | 1 | 1 | 48.48
9306021 | Double open-ended wrench set Elora 2S-8M | chrome-plated, 8-piece, 6-22 mm | chrome-vanadium steel | 121 | 1 | 1 | 38.47
9306105 | Open end/ring wrench set Elora 3S-8M | format 57260005,chrome-plated, shape AK, 8-pieces, | 8,9,10,11,13,14,17,19 mm, chrome-vanadium steel | 121 | 1 | 1 | 50.92
9306107 | Slot-head screwdriver set Wera 160I/7 | chrome-vanadium-molybdenum steel | EN60900, set of 7 pieces | 121 | 1 | 1 | 57.49
9306111 | Side cutter,180 mm |  |  | 122 | 1 | 1 | 23.47
9306115 | Water pump pliers Belzer 2619LS | Format 240 CV-rot, 240 mm, | chrome-vanadium steel | 122 | 1 | 1 | 20.85
9306117 | Combination pliers,special tool steel,180 mm |  |  | 122 | 1 | 1 | 21.53
9306121 | Mechanics set Proxxon 23080 | socket wrench set, 35-pieces |  | 121 | 1 | 1 | 63.76
9306125 | Laboratory Tool box Proxxon 1/2" | with 43 high-quality branded tools | for universal use | 121 | 1 | 1 | 230.33
9306127 | Hammer Promat | with rounded shaft |  | 120 | 1 | 1 | 12.57
9309409 | Flame photometer PFP7 | 420 x 360 x 300 mm | incl. Na, K, Li, Ca & Ba filters | 1045 | 1 | 1 | See Cope Price List FH200-15
9309410 | Air compressor 8515 | 230V, 50/60Hz |  | 1045 | 1 | 1 | See Cope Price List FH207-10
9309411 | Butane regulator |  |  | 1045 | 1 | 1 | See Cope Price List FH214-14
9309412 | Propane regulator |  |  | 1045 | 1 | 1 | See Cope Price List FH214-12
9309413 | Propane regulator |  |  | 1045 | 1 | 1 | See Cope Price List FH214-10
9309414 | Calcium filter |  |  | 1045 | 1 | 1 | See Cope Price List FH205-15
9309415 | Lithium filter |  |  | 1045 | 1 | 1 | See Cope Price List FH205-20
9309416 | Barium filter |  |  | 1045 | 1 | 1 | See Cope Price List FH205-25
9309419 | Water seperator (small) |  |  | 1045 | 1 | 1 | See Cope Price List FH220-10
9309420 | Water seperator (large) |  |  | 1045 | 1 | 1 | Refer to Cope
9309421 | Dust cover |  |  | 1045 | 1 | 1 | Refer to Cope
9309423 | Minor spare kit (small) |  |  | 1045 | 1 | 1 | See Cope Price List FH218-10
9309424 | Major spare kit (large) |  |  | 1045 | 1 | 1 | See Cope Price List FH218-12
9309425 | Calibration standard 500 ml | 1000ppm potassic |  | 1045 | 1 | 1 | See Cope Price List FH216-64
9309426 | Calibration standard 500 ml | 1000ppm lithium |  | 1045 | 1 | 1 | See Cope Price List FH216-68
9309427 | Calibration standard 500 ml | 3000ppm barium |  | 1045 | 1 | 1 | See Cope Price List FH216-72
9309428 | Calibration standard 5000 ml | 1000ppm sodium |  | 1045 | 1 | 1 | See Cope Price List FH216-60
9309429 | Calibration standard 500 ml | 1000ppm calcium |  | 1045 | 1 | 1 | See Cope Price List FH216-76
9310010 | Beaker tongs UNIFIX,with rubber jaws | clamping range 50-100 mm,length 160 mm |  | 136 | 1 | 1 | 168.79
9310016 | Beaker tongs,18/10 steel,ceramic-lined jaws | clamping range 60-150 mm,length 300 mm |  | 136 | 1 | 1 | 23.25
9310025 | Flask tong, 18/10 steel, points polyamid coated | clamping range 15-60 mm, length 230 mm |  | 137 | 1 | 1 | 23.85
9310116 | Crucible tongs,18/10 steel,length 160 mm |  |  | 137 | 1 | 1 | 6.55
9310120 | Crucible tongs,18/10 steel,length 200 mm |  |  | 137 | 1 | 1 | 6.37
9310122 | Crucible tongs,18/10 steel,length 220 mm |  |  | 137 | 1 | 1 | 6.52
9310125 | Crucible tongs,18/10 steel,length 250 mm |  |  | 137 | 1 | 1 | 7.05
9310130 | Crucible tongs,18/10 steel,length 300 mm |  |  | 137 | 1 | 1 | 7.91
9310140 | Crucible tongs,18/10 steel,length 400 mm |  |  | 137 | 1 | 1 | 16.52
9310150 | Crucible tongs,18/10 steel,length 500 mm |  |  | 137 | 1 | 1 | 17.68
9310160 | Crucible tongs,18/10 steel,length 600 mm |  |  | 137 | 1 | 1 | 19.29
9310285 | Tongs, length 200 mm | stainless steel with PTFE coating |  | 137 | 1 | 1 | 30.81
9310290 | Tongs, length 240 mm | stainless steel with PTFE coating |  | 137 | 1 | 1 | 30.81
9314490 | Micro pestles 0,5ml, PP | pack of 100, with micro tubes |  | 1261 | 1 | 1 | 104.25
9314491 | Micro pestle PP for 1,5ml | pack of 100 with tubes |  | 1261 | 1 | 1 | 104.25
9314492 | Micro pestles 0,5ml, PP | pack of 100 |  | 1261 | 1 | 1 | 85.94
9314493 | Micro pestles 1,5ml, PP | pack of 100 |  | 1261 | 1 | 1 | 95.25
9314494 | Micro pestles CTFE | stainless steel 0,5ml |  | 1261 | 1 | 1 | 73.84
9314495 | Micro pestles CTFE | stainless steel 1,0ml |  | 1261 | 1 | 1 | 79.74
9314496 | Accessory drive motor | for micro pesle |  | 1262 | 1 | 1 | 121.24
9314497 | Spare adapters |  |  | 1262 | 1 | 1 | 11.36
9314498 | Micro pestles 0,5ml, PP | with micro tubes, pack of 100 |  | 1261 | 1 | 1 | 139.55
9314499 | Micro pestles 1,5ml, PP | with micro tubes, pack of 100 |  | 1261 | 1 | 1 | 139.55
9314500 | LLG-micro-pestle | stainless steel, for 0,5 ml vials |  | 1261 | 1 | 1 | 31.15
9314501 | LLG-micro-pestle | stainless steel, for 1,5 ml vials |  | 1261 | 1 | 1 | 35.49
9314502 | LLG-micro-pestle | stainless steel, for 2,0 ml vials |  | 1261 | 1 | 1 | 39.35
9314503 | LLG-micro-pestle | stainless steel, for 13 ml vials |  | 1261 | 1 | 1 | 43.45
9315000 | Micropestle, PTFE, with st.steel shaft | total length 143 mm, flat |  | 1262 | 1 | 1 | 82.82
9315001 | Micropestle, PTFE, with st.steel shaft | total length 143 mm, round |  | 1262 | 1 | 1 | 82.82
9315010 | Centrifuge tubes,round bottom,DURAN®,cap. 6 ml | 12x100 mm |  | 644 | 1 | 1 | 4.86
9315011 | Centrifuge tubes,round bottom,DURAN®,cap. 12 ml | 16x100 mm |  | 644 | 1 | 1 | 4.94
9315014 | Centrifuge tubes,round bottom,DURAN®,cap. 25 ml | 24x100 mm |  | 644 | 1 | 1 | 7.23
9315017 | Centrifuge tubes,round bottom,DURAN®,cap. 50 ml | 34x100 mm |  | 644 | 1 | 1 | 13.2
9315024 | Centrifuge tubes,round bottom,DURAN®,cap. 80 ml | 40x115 mm |  | 644 | 1 | 1 | 16.98
9315026 | Centrifuge tubes,round bottom,DURAN®,cap. 80 ml | 44x100 mm |  | 644 | 1 | 1 | 16.98
9315036 | Centrifuge tubes,round bottom,DURAN®,cap. 250 ml | 56x147 mm |  | 644 | 1 | 1 | 24.58
9315201 | Centrifuge tubes,round bottom,soda glass | cap. 15 ml,17x98 mm |  | 644 | 1 | 1 | 0.23
9315203 | Centrifuge tubes,round bottom,soda glass | cap. 15 ml,17x107 mm |  | 644 | 1 | 1 | 0.25
9315207 | Centrifuge tubes,round bottom,soda glass | cap. 50 ml,35x98 mm |  | 644 | 1 | 1 | 4.63
9315210 | Centrifuge tubes,round bottom,soda glass | cap. 100 ml,41x115 mm |  | 644 | 1 | 1 | 9.29
9315217 | Centrifuge tubes,round bottom,soda glass | cap. 15 ml,17x98 mm,graduated |  | 644 | 1 | 1 | 1.89
9315220 | Centrifuge tubes,round bottom,soda glass | cap. 15 ml,17x107 mm,graduated |  | 644 | 1 | 1 | 2.34
9315225 | Centrifuge tubes,round bottom,soda glass | cap. 25 ml,25x100 mm,graduated |  | 644 | 1 | 1 | 3.02
9315237 | Centrifuge tubes,round bottom,DURAN®,graduated | cap. 15 ml,17x98 mm |  | 644 | 1 | 1 | 2.54
9315240 | Centrifuge tubes,round bottom,DURAN®,graduated | cap. 15 ml,17x107 mm |  | 644 | 1 | 1 | 2.67
9315245 | Centrifuge tubes,round bottom,DURAN®,graduated | cap. 25 ml,25x100 mm |  | 644 | 1 | 1 | 4.66
9315329 | Centrifuge tube 50 ml | 35x99 mm, PC, stright rim, round bottom, | graduated, division 1 ml, clear | 648 | 1 | 1 | Refer to Cope
9315339 | Centrifuge tube 100 ml | 41x115 mm, PC, stright rim, round bottom, | graduated, division 2 ml, clear | 648 | 1 | 1 | Refer to Cope
9315340 | Centrifuge tube 100 ml | 45x98 mm, PC, stright rim, round bottom, | graduated, division 2 ml, clear | 648 | 1 | 1 | Refer to Cope
9315343 | Sample tube 12 ml, PFA | 110 mm high, 16 mm diam., | without ring mark, with stopper | 1110 | 1 | 1 | 29.55
9315344 | Sample tube 12 ml, PFA | 110 mm high, 16 mm diam., | without ring mark, without stopper | 1110 | 1 | 1 | 38.62
9315345 | Sample tube 15 ml, PFA | height 110 mm, 22 mm diam., | with ring mark, with screw cap GL 25 | 1110 | 1 | 1 | 57.3
9315346 | Sample tube 15 ml, PFA | height 110 mm, 22 mm diam., | with ring mark, with screw cap GL 25 | 1110 | 1 | 1 | 47.23
9315412 | Centrifuge tube 15 ml, AR glass | conical, 17x113 mm, conical base | pack of 100 | 645 | 1 | 1 | Refer to Cope
9315416 | Centrifuge tube 15 ml, AR glass | conical, graduated, 17x113 mm |  | 645 | 1 | 1 | Refer to Cope
9315420 | ***after clearance sale see item 9315423*** | Centrifuge tube 15 ml, AR glass | conical, 17x98 mm, pointed base | 645 | 1 | 1 | Refer to Cope
9315421 | Centrifuge tube 15 ml, AR glass | wall thickness ca. 1,0 mm resilient up to RZB 3500 | pack of 100 | 645 | 1 | 1 | Refer to Cope
9315423 | Centrifuge tube 15 ml, AR glass | conical, 17x98 mm, pointed base, | pack of 100 | 645 | 1 | 1 | Refer to Cope
9315509 | Centrifuge tubes,conical,cap. 12 ml,16x100 mm |  |  | 644 | 1 | 1 | 5.26
9315514 | Centrifuge tubes,conical,cap. 25 ml,24x100 mm |  |  | 644 | 1 | 1 | 9.32
9315517 | Centrifuge tubes,conical,cap. 50 ml,34x100 mm |  |  | 644 | 1 | 1 | 14.86
9315691 | Centrifuge tubes,PC with screw cap | cap. 10 ml,16x80 mm |  | 650 | 1 | 1 | See Cope Price List CF900-10
9315692 | Centrifuge tubes,PC with screw cap | cap. 28 ml,25,4x101,8 mm |  | 650 | 1 | 1 | Refer to Cope
9315693 | Centrifuge tubes,PC with screw cap | cap. 30 ml,25.5x95 mm |  | 650 | 1 | 1 | See Cope Price List CF900-30
9315694 | Centrifuge tubes,PC with screw cap | cap. 50 ml,28.5x107 mm |  | 650 | 1 | 1 | See Cope Price List CF900-45
9315695 | Centrifuge tubes,PC with screw cap | cap. 85 ml,38x106 mm |  | 650 | 1 | 1 | Refer to Cope
9315701 | Centrifuge tubes, FEP with screw cap | cap. 10 ml,16x80 mm |  | 649 | 1 | 1 | See Cope Price List CF935-10
9315702 | Centrifuge tubes, PTFE with screw cap | cap. 30 ml,25.5x92 mm |  | 649 | 1 | 1 | See Cope Price List CF935-18
9315703 | Centrifuge tubes, PTFE with screw cap | cap. 50 ml,28.5x107 mm |  | 649 | 1 | 1 | See Cope Price List CF935-25
9315708 | Centrifuge tubes,polysulfone with screw cap | cap. 30 ml,25.5x95 mm |  | 650 | 1 | 1 | Refer to Cope
9315709 | Centrifuge tubes,polysulfone with screw cap | cap. 50 ml,28.5x107 mm |  | 650 | 1 | 1 | Refer to Cope
9315711 | Centrifuge tubes,PP-copolymer with screw cap | cap. 10 ml,16x80 mm |  | 650 | 1 | 1 | See Cope Price List CF915-10
9315712 | Oak-Ridge-centr.tubes | 28 ml, PPCO |  | 650 | 1 | 1 | Refer to Cope
9315713 | Centrifuge tubes,PP-copolymer with screw cap | cap. 30 ml,25.5x94 mm |  | 650 | 1 | 1 | See Cope Price List CF915-30
9315714 | Centrifuge tubes,PP-copolymer with screw cap | cap. 50 ml,28.5x104 mm |  | 650 | 1 | 1 | See Cope Price List CF915-45
9315716 | Centrifuge bottles,PP-copolymer with screw cap | cap. 250 ml,61.7x125 mm. |  | 650 | 1 | 1 | Refer to Cope
9315717 | Centrifuge bottles,PP-copolymer with screw cap | cap. 500 ml,70x168 mm |  | 650 | 1 | 1 | Refer to Cope
9315718 | Centrifuge bottles,PP-copolymer with screw cap | cap. 1000 ml,96x168 mm, |  | 650 | 1 | 1 | Refer to Cope
9315719 | Centrifuge bottles,PP-copolymer with screw cap | cap. 1000 ml,96x169 mm, |  | 650 | 1 | 1 | Refer to Cope
9315720 | Centrifuge bottles,PP-copolymer with screw cap | cap. 500 ml,73.4x168 mm,pack of 4 |  | 650 | 1 | 1 | Refer to Cope
9315721 | Centrifuge bottles,PP with screw cap,cap. 250 ml |  |  | 651 | 1 | 1 | See Cope Price List CF830-20
9315723 | Centrifuge bottles,PP with screw cap,cap. 500 ml |  |  | 651 | 1 | 1 | See Cope Price List CF830-30
9315724 | Centrifuge bottles,PP with screw cap,cap. 1000 ml |  |  | 651 | 1 | 1 | 25.4
9315725 | Centrif.bottle 1 Ltr. PC IEC |  |  | 651 | 1 | 1 | 26.11
9315729 | Centrifuge bottle SuperSpeed 1000ml | PC, with screw-cap |  | 651 | 1 | 1 | 97.05
9315732 | Sealing cap assemblies,PP,diam. 20 mm |  |  | 651 | 1 | 1 | Refer to Cope
9315733 | Sealing cap assemblies,PP,diam. 24 mm |  |  | 651 | 1 | 1 | Refer to Cope
9315734 | Sealing cap assemblies,PP,diam. 38 mm |  |  | 651 | 1 | 1 | Refer to Cope
9315738 | Sealing cap assemblies,PP,diam. 20 mm | pack of 2 |  | 651 | 1 | 1 | Refer to Cope
9315739 | Sealing cap assemblies,PP,diam. 24 mm | pack of 2 |  | 651 | 1 | 1 | Refer to Cope
9315740 | Sealing cap assemblies,PP,diam. 58 mm | pack of 2 |  | 651 | 1 | 1 | Refer to Cope
9315741 | Sealing cap assemblies,PP,diam. 63 mm,pack of 2 |  |  | 651 | 1 | 1 | Refer to Cope
9315763 | Centrifuge bottles,PP-copolymer,with screw cap, | cap. 250 ml, |  | 651 | 1 | 1 | Refer to Cope
9315764 | Centrifuge bottles,PP-copolymer,with screw cap, | cap. 500 ml |  | 651 | 1 | 1 | Refer to Cope
9315810 | ASTM centrifuge tube, | cap. 100 ml |  | 645 | 1 | 1 | 28.1
9315815 | ASTM centrifuge tube, | cap. 100 ml, Blaubrand, 7200 |  | 645 | 1 | 1 | 29.64
9315820 | ASTM centrifuge tube 100 ml | Boro 3.3,resilient till RZB 700, | diam. 44 mm,cylindric,cone-shaped bottom ASTM D96 | 645 | 1 | 1 | 29.43
9315830 | Centrifuge tubes 12x100 mm | 7 ml, PP, cylindrical | pack of 100 | 647 | 1 | 1 | 39.61
9315831 | Centrifuge tubes 35x99,5 mm | 70 ml, PP, cylindrical | pack of 20 | 647 | 1 | 1 | 28.48
9315832 | Centrifuge tubes 16x108 mm | 10 ml, PP, cylindrical | pack of 500 | 647 | 1 | 1 | 77.87
9315833 | Centrifuge tubes 18x120 mm | 15 ml, PP, cylindrical | pack of 500 | 647 | 1 | 1 | 77.87
9315834 | Centrifuge tubes 18x118 mm | 15 ml, PP, graduated 0.2 ml, | conical, pack of 100 | 647 | 1 | 1 | 47.16
9316062 | LLG-Centrifuge tubes 15 ml | PP, graduated, sterile, conical, | single packed, pack of 50 | 646 | 1 | 1 | 16.37
9316063 | LLG-Centrifuge tubes 15 ml | PP, graduated, non sterile, conical | pack of 500 | 646 | 1 | 1 | See Cope Price List CF328-25
9316064 | LLG-Centrifuge tubes 50 ml | PP, graduated, sterile, conical, | single packed, pack of 50 | 646 | 1 | 1 | 23.07
9316065 | LLG-Centrifuge tubes 50 ml | PP, graduated, non sterile, conical | pack of 500 | 646 | 1 | 1 | See Cope Price List CF366-27
9316067 | LLG-Centrifuge tubes 50 ml | PP, graduated, sterile, with rim, | single packed, pack of 50 | 646 | 1 | 1 | 24.94
9318021 | Cylinders,DURAN,cap. 300 ml, 50x150 mm |  |  | 98 | 1 | 1 | 20.17
9318034 | Cylinders,DURAN,cap. 250 ml, 40x200 mm |  |  | 98 | 1 | 1 | 16.55
9318036 | Cylinders,DURAN,cap. 570 ml, 60x200 mm |  |  | 98 | 1 | 1 | 25.31
9318046 | Cylinders,DURAN,cap. 700 ml, 60x250 mm |  |  | 98 | 1 | 1 | 23.17
9318052 | Cylinders,DURAN,cap. 380 ml, 40x300 mm |  |  | 98 | 1 | 1 | 19.85
9318053 | Cylinders,DURAN,cap. 600 ml, 50x300 mm |  |  | 98 | 1 | 1 | 23.85
9318068 | Cylinders,DURAN,cap. 500 ml, 40x400 mm |  |  | 98 | 1 | 1 | 24.86
9318074 | Cylinders,DURAN,cap. 2000 ml, 80x400 mm |  |  | 98 | 1 | 1 | 62.42
9318077 | Cylinders,DURAN,cap. 1500 ml, 65x450 mm |  |  | 98 | 1 | 1 | 32.07
9318080 | Cylinders,DURAN,cap. 1000 ml, 50x500 mm |  |  | 98 | 1 | 1 | 34.4
9318107 | Cylinders,DURAN,plane ground rim,cap.130 ml, | 40 x 100 mm |  | 98 | 1 | 1 | 23.55
9318134 | Cylinders,DURAN,plane ground rim,cap.250 ml, | 40 x 200 mm |  | 98 | 1 | 1 | 24.23
9318136 | Cylinders,DURAN,plane ground rim,cap.570 ml, | 60 x 200 mm |  | 98 | 1 | 1 | 26.64
9318146 | Cylinders,DURAN,plane ground rim,cap.700 ml, | 60 x 250 mm |  | 98 | 1 | 1 | 29.26
9318168 | Cylinders,DURAN,plane ground rim,cap.500 ml, | 40 x 400 mm |  | 98 | 1 | 1 | 28
9318201 | Cylinders,DURAN,with knob lid,80 x 80 mm |  |  | 98 | 1 | 1 | 49.91
9318203 | Cylinders,DURAN,with knob lid,100 x 100 mm |  |  | 98 | 1 | 1 | 62.61
9318205 | Cylinders,DURAN,with knob lid,120 x 120 mm |  |  | 98 | 1 | 1 | 67.02
9318210 | Cylinders,DURAN,with knob lid,150 x 150 mm |  |  | 98 | 1 | 1 | 92.08
9318221 | Cylinders,DURAN,with knob lid,210 x 210 mm |  |  | 98 | 1 | 1 | 161.12
9318232 | Cylinders,DURAN,with knob lid,260 x 260 mm |  |  | 98 | 1 | 1 | 246.3
9318407 | Cover plates,glass,for cylinders,diam. 50 mm |  |  | 98 | 1 | 1 | 11.46
9318408 | Cover plates,glass,for cylinders,diam. 60 mm |  |  | 98 | 1 | 1 | 11.61
9318409 | Cover plates,glass,for cylinders,diam. 70 mm |  |  | 98 | 1 | 1 | 11.79
9318411 | Cover plates,glass,for cylinders,diam. 90 mm |  |  | 98 | 1 | 1 | 11.99
9380421 | Centrifuge tubes 50ml, PP | conical, 30x115mm, sterile, | blue grad., in bag, pack of 20 | 648 | 1 | 1 | 4.66
9380422 | Centrifuge tubes 50ml, PP | conical, with rim, 30x115mm, sterile, | blue grad., pack of 25 | 648 | 1 | 1 | 15.49
9380423 | Centrifuge tubes 15ml, PP | conical, 17.0x120mm, sterile, | blue grad., pack of 50 | 648 | 1 | 1 | 22.89
9380440 | LLG-Serological pipettes type 1, 1ml | PS, 1/100ml, yellow code, | sterile, single wrapped, pack of 500 | 857 | 1 | 1 | 69.12
9380441 | LLG-Serological pipettes type 1, 2 ml | PS, 1/50ml, green code, | sterile, single wrapped, pack of 500 | 857 | 1 | 1 | 82.93
9380442 | LLG-Serological pipettes type 1, 10ml | PS, 1/10ml, orange code, wide mouth, | sterile, single wrapped, pack of 200 | 857 | 1 | 1 | 55.29
9380443 | LLG-Serological Pipettes type 1, 50ml | PS, 5/10ml, purple code, | sterile, single wrapped, pack of 100 | 857 | 1 | 1 | 69.12
9380453 | Serological pipettes 1ml | PS, graduated, sterile, indiv.wrapped, | pack of 1000 | 858 | 1 | 1 | 138.53
9380454 | Serological pipettes 2ml | PS, graduated, sterile, indiv.wrapped, | pack of 500 | 858 | 1 | 1 | 86.81
9380455 | Serological pipettes 5ml | PS, graduated, sterile, single packed, | pack of 200 | 858 | 1 | 1 | 48.02
9380456 | Serological pipettes 10ml | PS, graduated, sterile, indiv.wrapped, | pack of 200 | 858 | 1 | 1 | 61.41
9380457 | Serological pipettes 25ml | PS, graduated, sterile, indiv.wrapped, | pack of 200 | 858 | 1 | 1 | 101.36
9380458 | Serological pipettes 50ml | PS, graduated, sterile, indiv.wrapped, | pack of 100 | 858 | 1 | 1 | 132.28
9380471 | Serological pipettes 1ml | PS, graduated, sterile, bulk, | pack of 1000 | 858 | 1 | 1 | 114.57
9380472 | Serological pipettes 2ml | PS, graduated, sterile, bulk, | pack of 500 | 858 | 1 | 1 | 63.37
9380473 | Serological pipettes 5ml | PS, graduated, sterile, bulk, | pack of 500 | 858 | 1 | 1 | 108.62
9380474 | Serological pipettes 10ml | PS, graduated, sterile, bulk, | pack of 500 | 858 | 1 | 1 | 117.7
9380475 | Serological pipettes 25ml | PS, graduated, sterile, bulk, | pack of 200 | 858 | 1 | 1 | 99.51
9380476 | Serological pipettes 50ml | PS, graduated, sterile, bulk, | pack of 100 | 858 | 1 | 1 | 126.03
9390013 | Protective hood Tyvek® | white, PE-Spunbond nonwoven, | pack of 100 | 233 | 1 | 1 | 153.39
9390021 | Disposable Overshoe Tyvek® POSA | size 36-42, anti-slip, white, | PE-Spunbond nonwoven, pack of 200 | 233 | 1 | 1 | 198.62
9390022 | Disposable Overshoe Tyvek® POSA | size 36-42, anti-slip, white, | PE-Spunbond nonwoven, pack of 200 | 233 | 1 | 1 | 198.62
9390049 | Protective coat Tyvek® PL309 | size S, 2 pockets, white, with zipper, | PE-Spunbond nonwoven, pack of 50 | 230 | 1 | 1 | 272.66
9390050 | Protective coat Tyvek® PL309 | size M, 2 pockets, white, with zipper, | PE-Spunbond nonwoven, pack of 50 | 230 | 1 | 1 | 272.66
9390051 | Protective coat Tyvek® PL309 | size L, 2 pockets, white, with zipper, | PE-Spunbond nonwoven, pack of 50 | 230 | 1 | 1 | 272.66
9390052 | Protective coat Tyvek® PL309 | size XL, 2 pockets, white, with zipper, | PE-Spunbond nonwoven, pack of 50 | 230 | 1 | 1 | 272.66
9390053 | Protective coat Tyvek® PL309 | size XXL, 2 pockets, white, with zipper, | PE-Spunbond nonwoven, pack of 50 | 230 | 1 | 1 | 272.66
9390054 | Disposable overall Tyvek® Classic Xpert | type 5/6, size XXXL, white, | PE-Spunbond nonwoven, Cat. III | 232 | 1 | 1 | 11.99
9390055 | Disposable overall Tyvek® Classic Xpert | type 5/6, size S, white, | PE-Spunbond nonwoven, Cat. III | 232 | 1 | 1 | 11.99
9390056 | Disposable overall Tyvek® Classic Xpert | type 5/6, size M, white, | PE-Spunbond nonwoven, Cat. III | 232 | 1 | 1 | 11.99
9390057 | Disposable overall Tyvek® Classic Xpert | type 5/6, size L, white, | PE-Spunbond nonwoven, Cat. III | 232 | 1 | 1 | 11.99
9390058 | Disposable overall Tyvek® Classic Xpert | type 5/6, size XL, white, | PE-Spunbond nonwoven, Cat. III | 232 | 1 | 1 | 11.99
9390059 | Disposable overall Tyvek® Classic Xpert | type 5/6, size XXL, white, | PE-Spunbond nonwoven, Cat. III | 232 | 1 | 1 | 11.99
9390061 | Coverall Tyvek® IsoClean® with hood, | size M, anti-slip over-shoes, | thumb loop, clean processed and sterile | 1053 | 1 | 1 | 25.79
9390062 | Coverall Tyvek® IsoClean® with hood, | size L, anti-slip over-shoes, | thumb loops, clear processed and sterile | 1053 | 1 | 1 | 25.79
9390063 | Coverall Tyvek® IsoClean® with hood, | size XL, anti-slip over-shoes, | thumb loops, clear processed and sterile | 1053 | 1 | 1 | 25.79
9390064 | Coverall Tyvek® IsoClean® with hood, | size XXL, anti-slip over-shoes, | thumb loops, clear processed and sterile | 1053 | 1 | 1 | 25.79
9390065 | Coverall Tyvek® IsoClean® with hood | size XXXL, anti-slip over-shoes, | thumb loops, clear processed and sterile | 1053 | 1 | 1 | 25.79
9390066 | Coverall Tyvek® IsoClean® with collar, | size M, clear processed and sterile |  | 1053 | 1 | 1 | 18.13
9390067 | Coverall Tyvek® IsoClean® with collar | size L, clear processed and sterile |  | 1053 | 1 | 1 | 18.13
9390068 | Coverall Tyvek® IsoClean® with collar | size XL, clear processed and sterile |  | 1053 | 1 | 1 | 18.13
9390069 | Coverall Tyvek® IsoClean® with collar | size XXL, clear proceddes and sterile |  | 1053 | 1 | 1 | 18.13
9390070 | Coverall Tyvek® IsoClean® with collar | size XXXL, clear processed and sterile |  | 1053 | 1 | 1 | 18.13
9390071 | Hood Tyvek® IsoClean®, white | clear processed and sterile | pack of 100 | 1053 | 1 | 1 | 332.77
9390072 | Arm cover Tyvek® IsoClean®, white | sterile, pack of 100 |  | 1054 | 1 | 1 | 181.8
9390073 | Over boot Tyvek® IsoClean®, size S | white, anti-slip sole, clear | processed and sterile, pack of 100 | 1054 | 1 | 1 | 243.92
9390074 | Over boot Tyvek® IsoClean®, size M | white, anti-slip sole, clear | processed and sterile, pack of 100 | 1054 | 1 | 1 | 243.92
9390075 | Over boot Tyvek® IsoClean®, size XL | white, anti-slip sole, clear | processed and sterile, pack of 100 | 1054 | 1 | 1 | 243.92
9390076 | Over boot Tyvek® IsoClean®, size M | white, anti-slip sole, non sterile, | pack of 100 | 1054 | 1 | 1 | 210.81
9390077 | Over boot Tyvek® IsoClean®, size L | white, anti-slip sole, non sterile, | pack of 100 | 1054 | 1 | 1 | 141.12
9390078 | Over-shoes Tyvek® IsoClean®, size M | white, anti-slip sole, | non sterile, pack of 100 | 1055 | 1 | 1 | 153.39
9390079 | Over-shoes Tyvek® IsoClean®, size L | white, anti-slip sole, | non sterile, pack of 100 | 1055 | 1 | 1 | 153.39
9390090 | Laboratory mat, red | 250x250 silicon |  | 179 | 1 | 1 | 15.67
9390091 | Laboratory mat, black | 250x250 silicon |  | 179 | 1 | 1 | 15.67
9390092 | Laboratory mat, rot | 350x350 silicon |  | 179 | 1 | 1 | 22.14
9390093 | Laboratory mat, black | 350x350 silicon |  | 179 | 1 | 1 | 22.14
9390185 | Cleanroom tissues MicroPure Typ MP 100 | fleece, 305 x 305mm, class 100, | pack of 150 | 1056 | 1 | 1 | 31.48
9390186 | Cleanroom tissues MicroPure Typ MP 100 | fleece, 224 x 224mm, class 100, | pack of 300 | 1056 | 1 | 1 | 31.23
9390187 | Cleanroom tissues MicroPure AP | fleece, 305 x 305mm, class 1000, | pack of 150 | 1056 | 1 | 1 | 32.28
9390188 | Cleanroom tissues MicroPure AP | fleece, 224 x 224mm, class 1000, | pack of 300 | 1056 | 1 | 1 | 27.24
9390189 | Cleanroom tissues MicroPure MP SV | fleece, 305 x 305mm, class 1000-10000, | pack of 250 | 1056 | 1 | 1 | 33.06
9390190 | Cleanroom tissues MicroPure MP SV | fleece, 224 x 224mm, class 1000-10000, | pack of 500 | 1056 | 1 | 1 | 40.89
9390330 | Cell culture flasks EasYFlask | PS, 7 ml, 25 cm², vent/close caps, | sterile, pack of 200 | 1218 | 1 | 1 | 199.98
9390331 | Cell culture flasks EasYFlask | PS, 7ml, 25 cm², filter caps, | sterile, pack of 200 | 1218 | 1 | 1 | 202.25
9390332 | Cell culture flasks EasYFlask | PS, 25 ml, 75 cm², vent/close caps, | sterile, pack of 100 | 1218 | 1 | 1 | 163.62
9390333 | Cell culture flasks EasYFlask | PS, 25 ml, 75 cm², filter caps, | sterile, pack of 100 | 1218 | 1 | 1 | 169.3
9390337 | Cell culture flaskn 300 cm² | 1900 ml, treated, vented cap | pack of 12 | 1218 | 1 | 1 | 92.46
9390338 | Cell culture flask 300 cm² | 1900 ml, treated, filter cap, | pack of 12 | 1218 | 1 | 1 | 104
9390345 | Filter-cap bottle,Nunclon,PS,cap. 7 ml, | pack of 160 |  | 1217 | 1 | 1 | 202.25
9390346 | Filter-cap bottle,Nunclon,PS,cap. 30 ml, | pack of 50 |  | 1217 | 1 | 1 | 95.33
9390348 | Filter-cap bottle,Nunclon,PS,cap. 68 ml | pack of 32 |  | 1217 | 1 | 1 | 110.44
9390350 | TripleFlasks Nunclon,PS,cap. 200 ml,pack of 32 |  |  | 1219 | 1 | 1 | 299.67
9390351 | TripleFlasks Nunclon D,PS,cap. 200 ml,pack of 32 |  |  | 1219 | 1 | 1 | 303.15
9390356 | Cell scraper Nunclon,sterile,length 320 mm | pack of 250 |  | 1226 | 1 | 1 | 867.33
9390401 | Multiplates Nunclon,sterile,6 wells,pack of 75 |  |  | 1220 | 1 | 1 | 175.17
9390402 | Multiplates Nunclon,sterile,6 wells,pack of 85 |  |  | 1220 | 1 | 1 | 189.38
9390403 | Multiplates Nunclon,sterile,12 wells,pack of 75 |  |  | 1220 | 1 | 1 | 72.04
9390410 | Multiplates Nunclon,sterile,24 wells,pack of 75 |  |  | 1220 | 1 | 1 | 182.75
9390411 | Multiplates Nunclon,sterile,48 wells,pack of 75 |  |  | 1220 | 1 | 1 | 192.52
9390510 | MicroWell plates,96 wells,round, | pack of 140 |  | 1207 | 1 | 1 | 194.3
9390511 | MicroWell plates,96 wells,round,sterile | pack of 50 |  | 1207 | 1 | 1 | 85.01
9390512 | MicroWell plates,96 wells,conical,pack of 140 |  |  | 1207 | 1 | 1 | 209.07
9390513 | MicroWell plates,96 wells,conical,sterile | pack of 50 |  | 1207 | 1 | 1 | 92.44
9390514 | MicroWell plates,96 wells,flat,pack of 60 |  |  | 1207 | 1 | 1 | 84.12
9390515 | MicroWell plates,96 wells,flat,sterile | pack of 50 |  | 1221 | 1 | 1 | 103.52
9390550 | Immuno plates,PS,96 wells,MaxiSorp F96, | with certificate, pack of 60 |  | 1207 | 1 | 1 | 164.57
9390551 | Immuno plates,PS,96 wells,MaxiSorp F96, | pack of 60 |  | 1207 | 1 | 1 | 120.82
9390552 | Immuno plates,PS,96 wells,MaxiSorp U96, | pack of 60 |  | 1207 | 1 | 1 | 111.45
9390553 | Immuno plates,PS,96 wells,MaxiSorp C96, | pack of 60 |  | 1207 | 1 | 1 | 165.61
9390554 | Immuno plates,PS,96 wells,MaxiSorp C96, | pack of 60 |  | 1207 | 1 | 1 | 112.49
9390555 | Immuno plates,PS,96 wells,PolySorp F96, | pack of 60 |  | 1207 | 1 | 1 | 119.78
9390556 | Immuno plates,PS,96 wells,PolySorp U96, | pack of 60 |  | 1207 | 1 | 1 | 114.57
9390557 | Immuno plates,PS,96 wells,PolySorp C96, | pack of 60 |  | 1207 | 1 | 1 | 112.49
9390600 | Ampoule boxes,for 5 ml,pack of 350 |  |  | 704 | 1 | 1 | 307.51
9390601 | Ampoule boxes,for 10 ml,pack of 200 |  |  | 704 | 1 | 1 | 196.87
9390710 | EasyFill CF Universal Adapter cap | HDPE, sterile, pack of 12 |  | 1225 | 1 | 1 | 97.6
9390711 | EasyFill CF Closure | HDPE, 1/4", sterile, pack of 12 |  | 1225 | 1 | 1 | #N/A
9390712 | EasyFill CF Closure | HDPE, 3/8", sterile, pack of 12 |  | 1225 | 1 | 1 | #N/A
9390713 | EasyFill CF Filter assembly | HDPE, 37 mm², 1.0 µm, | sterile, pack of 2 | 1225 | 1 | 1 | 159.08
9390714 | EasyFill CF filter units | HDPE, 200 cm², 0.22 µm, | sterile, pack of 2 | 1225 | 1 | 1 | 551.65
9390715 | EasyFill CF Tubing set | sterile, pack of 2 |  | 1225 | 1 | 1 | 152.26
9400004 | Test tubes,soda-glass,40 x 8 mm,pack of 200 |  |  | 24 | 1 | 1 | 16.57
9400007 | Test tubes,soda-glass,70 x 10 mm,pack of 100 |  |  | 24 | 1 | 1 | 8.31
9400009 | Test tubes,soda-glass,75 x 12 mm,pack of 100 |  |  | 24 | 1 | 1 | 6.98
9400011 | Test tubes,soda-glass,85 x 15 mm,pack of 100 |  |  | 24 | 1 | 1 | 11.06
9400015 |  |  |  | 24 | 1 | 1 | 8.31
9400017 | Test tubes,soda-glass,100 x 12 mm,pack of 100 |  |  | 24 | 1 | 1 | 9.39
9400020 | Test tubes,soda-glass,100 x 14 mm,pack of 100 |  |  | 24 | 1 | 1 | 9.95
9400022 | Test tubes,soda-glass,100 x 16 mm,pack of 100 |  |  | 24 | 1 | 1 | 10.83
9400030 | Test tubes,soda-glass,130 x 14 mm,pack of 100 |  |  | 24 | 1 | 1 | 12.44
9400040 | Test tubes,soda-glass,160 x 16 mm,pack of 100 |  |  | 24 | 1 | 1 | 13.55
9400050 | Test tubes,soda-glass,180 x 18 mm,pack of 100 |  |  | 24 | 1 | 1 | 18.97
9400211 | Test tubes with snap-on lid,30 x 19 mm | pack of 200 |  | 43 | 1 | 1 | 33.33
9400215 | Test tubes with PE-snap-on lid,40 x 19 mm | pack of 200 |  | 43 | 1 | 1 | 33.33
9400220 | Test tubes with snap-on lid,50 x 21 mm | pack of 200 |  | 43 | 1 | 1 | 35.56
9400225 | Test tubes with snap-on lid,45 x 23 mm | pack of 200 |  | 43 | 1 | 1 | 35.56
9400230 | Test tubes with snap-on lid,50 x 30 mm | pack of 250 |  | 43 | 1 | 1 | 62.23
9400235 | Test tubes with snap-on lid,54 x 24 mm | pack of 200 |  | 43 | 1 | 1 | 40.01
9400240 | Test tubes with snap-on lid,55 x 27 mm | pack of 200 |  | 43 | 1 | 1 | 44.45
9400250 | Test tubes with snap-on lid,70 x 25 mm | pack of 200 |  | 43 | 1 | 1 | 46.68
9400260 | Test tubes with snap-on lid,75 x 27 mm | pack of 200 |  | 43 | 1 | 1 | 50.71
9400270 | Test tubes with snap-on lid,80 x 30 mm | pack of 200 |  | 43 | 1 | 1 | 59.13
9400280 | Test tubes with snap-on lid,100 x 30 mm | pack of 200 |  | 43 | 1 | 1 | 66.68
9400290 | Test tubes with snap-on lid,145 x 34 mm | pack of 100 |  | 43 | 1 | 1 | 82.21
9400310 | Standard NMR tubes 5mm | "Economy" quality, length 178mm | pack of 2x50 | 1349 | 1 | 1 | 141.99
9400311 | Standard NMR tubes 5mm | "Economy" quality, length 203mm | pack of 2x50 | 1349 | 1 | 1 | 151.37
9400312 | Closing caps red, | for NMR tubes 5mm | pack of 2x50 | 1349 | 1 | 1 | 8.82
9400313 | Closing caps green | for NMR tubes 5mm | pack of 2x50 | 1349 | 1 | 1 | 8.82
9400314 | Closing caps yellow | for NMR tubes 5mm | pack of 2x50 | 1349 | 1 | 1 | 8.82
9400315 | Closing caps black | for NMR tubes 5mm | pack of 2x50 | 1349 | 1 | 1 | 8.82
9400316 | Closing caps blue | for NMR tubes 5mm | pack of 2x50 | 1349 | 1 | 1 | 8.82
9400317 | NMR tube 5mm, 600-700MHz 7" | pack of 5 |  | 1350 | 1 | 1 | 102.36
9400318 | NMR tube 5mm, 600-700MHz 8" | pack of 5 |  | 1350 | 1 | 1 | 111.45
9400319 | NMR tube 5mm, 900MHz 7" | pack of 5 |  | 1350 | 1 | 1 | 186.95
9400320 | NMR tube 5mm, 900MHz 8" | pack of 5 |  | 1350 | 1 | 1 | 192.33
9400321 | NMR tube 3mm, 100MHz 7" | pack of 5 |  | 1350 | 1 | 1 | 72.35
9400322 | NMR tube 3mm, 300MHz 8" | pack of 5 |  | 1350 | 1 | 1 | 77.76
9400323 | NMR tube 3mm, 200MHz 7" | pack of 5 |  | 1350 | 1 | 1 | 77.76
9400324 | NMR tube 3mm, 400MHz 7" | pack of 5 |  | 1350 | 1 | 1 | 77.76
9400325 | NMR tube 3mm, 500MHz 7" | pack of 5 |  | 1350 | 1 | 1 | 86.41
9400326 | NMR tube 3mm, 500MHz 8" | pack of 5 |  | 1350 | 1 | 1 | 95.69
9400327 | NMR tube 3mm, 600-800MHz 7" | pack of 5 |  | 1350 | 1 | 1 | 100.03
9400328 | NMR tube 3mm, 600-800MHz 8" | pack of 5 |  | 1350 | 1 | 1 | 100.37
9400505 | PS-tubes 40x10,5mm | glass clear, pack of 3000 |  | 26 | 1 | 1 | 168.22
9400520 | Tubes, 63x11 mm, PS | pack of 3000, clear |  | 26 | 1 | 1 | 126.81
9400530 | Tubes 70x11 mm, PS, clear | pack of 2880 |  | 26 | 1 | 1 | 129.1
9400532 | PS-tubes 75x12mm | 5 ml, glass clear, pack of 2000 |  | 26 | 1 | 1 | 103.14
9400562 | Test tubes,PS,round,100 x 14 mm | 10 ml, claer, pack of 1400 |  | 26 | 1 | 1 | 106.31
9400564 | Test tubes,PS,round,100 x 16 mm | 12 ml, clear, pack of 1600 |  | 26 | 1 | 1 | 93.4
9400565 | Test tubes,PS,round,100 x 17 mm | 14 ml, clear, pack of 1500 |  | 26 | 1 | 1 | 98.04
9400590 | PS-tubes 152x16mm | pack of 1500 |  | 26 | 1 | 1 | 203.22
9400615 | PP-tubes 55x12mm | 4 ml, nature, pack of 3600 |  | 647 | 1 | 1 | 195.11
9400632 | PP-tubes 75x12mm | 5 ml, nature, pack of 2000 |  | 647 | 1 | 1 | 113.51
9400664 | PP-tubes 100x16mm | 12 mm, pack of 1600 |  | 647 | 1 | 1 | 129.27
9400665 | PP-tubes 100x17mm | 14 ml, pack of 1500 |  | 647 | 1 | 1 | 127.32
9400908 | Centrif.-tubes 103x16,5mm | long conical, pack of 1500 |  | 26 | 1 | 1 | 99.19
9400912 | Cryotubes, 1.0 ml, PP, Syst. 100 | external thread, with stand foot, | writ.area, sterile, pack of 25 | 703 | 1 | 1 | See Cope Price List TP453-24
9400913 | Cryotubes, 1.5 ml, PP, Syst. 100 | external thread, with stand foot, | writ.area, sterile, pack of 25 | 703 | 1 | 1 | See Cope Price List TP453-27
9400927 | Cryobox,PC,133x133x52 mm |  |  | 708 | 1 | 1 | See Cope Price List TP453-50
9400929 | Labtop cooler,12 places |  |  | 731 | 1 | 1 | Refer to Cope
9400930 | Labtop cooler,12 places |  |  | 731 | 1 | 1 | Refer to Cope
9400932 | Labtop cooler,with gel,32 places |  |  | 731 | 1 | 1 | Refer to Cope
9400933 | Labtop cooler,with gel,32 places |  |  | 731 | 1 | 1 | Refer to Cope
9400935 | Aluminium holder | for 6 vials, pack of 12 |  | 715 | 1 | 1 | Refer to Cope
9400941 | Cryovials 1,2 ml, PP, clear | external thread, with stand foot, | with writ.area, sterile, pack of 25 | 703 | 1 | 1 | See Cope Price List TP453-09
9400942 | Cryortubes, 2,0 ml, PP, natural, with cap | external thread, with stand foot, | writ.area, sterile, pack of 25 | 703 | 1 | 1 | See Cope Price List TP453-12
9400943 | Cryovials,PP,with screw cap,cap. 5 ml,13.5 mm |  |  | 703 | 1 | 1 | See Cope Price List TP453-14
9400944 | Cryovial rack,PC,197x102x28 |  |  | 711 | 1 | 1 | See Cope Price List TP453-20
9400945 | Freezing box Mr.Frosty | PC box,with screw cap,117x86 mm |  | 730 | 1 | 1 | See Cope Price List TP453-37
9400946 | Cryobox,PC,76x76x51 mm |  |  | 708 | 1 | 1 | See Cope Price List TP453-40
9400947 | Cryobox,PC,133x133x51 mm |  |  | 708 | 1 | 1 | See Cope Price List TP453-45
9400948 | Cryobox,PC,133x133x95 mm |  |  | 708 | 1 | 1 | See Cope Price List TP453-47
9400949 | Cryobox,PC,133x133x51 mm |  |  | 708 | 1 | 1 | 14.03
9400950 | Cyro-jars 15ml, 33x47mm | pack of 75 |  | 703 | 1 | 1 | Refer to Cope
9400953 | CryoBox racks,st.steel,4 shelves |  |  | 709 | 1 | 1 | 148.68
9400954 | CryoBox racks,st.steel,9 shelves |  |  | 709 | 1 | 1 | 182.5
9400956 | Aluminium holder,for 5 vials, |  |  | 715 | 1 | 1 | See Cope Price List TP453-60
9400957 | Protective sleeve,PVC,length 273 mm | pack of 100 |  | 715 | 1 | 1 | Refer to Cope
9400958 | Cryovial rack,PC,197x102x22 mm |  |  | 711 | 1 | 1 | Refer to Cope
9400967 | Colored PS inserts,white,pack of 100 |  |  | 703 | 1 | 1 | Refer to Cope
9400968 | Colored PS inserts,yellow,pack of 100 |  |  | 703 | 1 | 1 | Refer to Cope
9400969 | Colored PS inserts,blue,pack of 100 |  |  | 703 | 1 | 1 | Refer to Cope
9400970 | Colored PS inserts,green,pack of 100 |  |  | 703 | 1 | 1 | Refer to Cope
9400971 | Colored PS inserts,red,pack of 100 |  |  | 703 | 1 | 1 | Refer to Cope
9400976 | Cryoware labels,50x25 mm | pack of 200 |  | 157 | 1 | 1 | See Cope Price List TP455-26
9400978 | Cryoware marker set,set of 1 each red,green,blue | pack of 4 |  | 710 | 1 | 1 | See Cope Price List TP455-30
9400979 | Cryoware marker,black,pack of 4 |  |  | 710 | 1 | 1 | Refer to Cope
9400982 | Floating rack for cryovials,rectangular | 103x103x65 mm, |  | 711 | 1 | 1 | See Cope Price List SM588-17
9400983 | Floating rack for cryovials,round | diam. 66 mm,pack of 4 |  | 711 | 1 | 1 | 23.34
9400984 | Floating rack for cryovials,round | diam. 96 mm,pack of 4 |  | 711 | 1 | 1 | See Cope Price List SM588-25
9400990 | Freezing box Mr.Frosty | for cryo tubes 3,6 ml, PC |  | 730 | 1 | 1 | Refer to Cope
9400991 | Freezing box Mr.Frosty | for cryo tubes 4,5-5,0 ml, PC |  | 730 | 1 | 1 | Refer to Cope
9400995 | Bel-Art-Mini floating racks PrepSafe | for 12x1,5/2ml micro tubes | natural | 712 | 1 | 1 | 24.68
9400996 | BEL-ART Mini floating racks PrepSafe | for 12x1,5/2ml micro tubes | turquoise | 712 | 1 | 1 | 24.68
9400997 | BEL-ART Mini floating racks PrepSafe | for 12x1,5/2ml micro tubes | pink | 712 | 1 | 1 | 24.68
9400998 | BEL-ART Mini floating racks PrepSafe | for 12x1,5/2ml micro tubes | neon yellow | 712 | 1 | 1 | 25.54
9401000 | ***after clearance sale see item 6080130*** | LLG-Cryobox,freezing cassettes,136x136 mm | Heigth 50 mm, white | 705 | 1 | 1 | #N/A
9401002 | ***after clearance sale see item 6077876*** | LLG-Cryobox,freezing cassettes,136x136 mm | Heigth 50 mm,yellow | 705 | 1 | 1 | #N/A
9401004 | ***after clearance sale see item 6077875*** | LLG-Cryobox,freezing cassettes,136x136 mm | Height 50 mm,blue | 705 | 1 | 1 | #N/A
9401013 | ***after clearance sale see item 6081021*** | LLG-Cryobox,freezing cassettes,136x136 mm | Height 50 mm,green | 705 | 1 | 1 | #N/A
9401015 | ***after clearance sale see item 6081022*** | LLG-Cryobox,freezing cassettes,136x136 mm | Height 50 mm,red | 705 | 1 | 1 | #N/A
9401030 | ***after clearance sale see item 6802726*** | LLG-Cryobox,freezing cassettes,136x136 mm | Height 75 mm,white | 705 | 1 | 1 | #N/A
9401040 | ***after clearance see item 9405863*** | LLG-Cryobox,freezing cassettes,136x136 mm | Height 100 mm,white | 705 | 1 | 1 | #N/A
9401050 | Grid divider 12x12 for LLG-Cryobox | H=30mm, from cardboard, | for tubes up to ca.10 mm Ø | 705 | 1 | 1 | 1.89
9401051 | ***after clearance sale see item 9405875*** | Grid divider 10x10 for LLG-Cryobox | H=30mm, from cardboard, | 705 | 1 | 1 | #N/A
9401052 | ***after clearance sale see item 9405871*** | Grid divider 9x9 for LLG-Cryobox | H=30mm, from cardboard, | 705 | 1 | 1 | #N/A
9401053 | ***after clearance sale see item 6243752*** | Grid divider 8x8 for LLG-Cryobox | H=30mm, from cardboard, | 705 | 1 | 1 | #N/A
9401054 | ***after clearance sale see item 7617877*** | Grid divider 7x7 for LLG-Cryobox | H=30mm, from cardboard, | 705 | 1 | 1 | #N/A
9401055 | Grid divider 5x5 for LLG-Cryobox | H=30mm, from cardboard, | for tubes up to ca.24mm Ø | 705 | 1 | 1 | 1.59
9401080 | LLG-Transfer pipettes, 3 ml, macro | graduated, 150 mm, non-sterile, PE, | pack of 500 | 852 | 1 | 1 | 12.22
9401081 | LLG-Transfer pipettes, 1 ml, macro | graduated, 150 mm, non-sterile, PE, | pack of 500 | 852 | 1 | 1 | 13.17
9401084 | LLG-Transfer pipettes, 3 ml, macro | graduated, 150 mm, sterile, | single wrapped, pack of 1000 | 852 | 1 | 1 | 65.84
9401085 | LLG-Transfer pipettes, 1 ml, macro | graduated, 150 mm, sterile, | single wrapped, pack of 1000 | 852 | 1 | 1 | 65.84
9401090 | BEL-ART-Mini Cooler Cryo-Safe | 0°C, for 0.5 or 1.5 ml tubes |  | 731 | 1 | 1 | 161.5
9401091 | BEL-ART-Mini Cooler Cryo-Safe | 0°C, for 0.5, 1.5 or 2.0 ml tubes |  | 731 | 1 | 1 | 123.98
9401092 | BEL-ART-Junior Cooler Cryo-Safe | 0°C, for 15 ml tubes |  | 731 | 1 | 1 | 156.9
9401093 | BEL-ART-Maxi Cooler Cryo-Safe | 0°C, for 0.5 or 1.5 ml tubes |  | 731 | 1 | 1 | 262.26
9401094 | BEL-ART-Maxi Cooler Cryo-Safe | 0°C, for 0.5, 1.5 or 2.0 ml tubes |  | 731 | 1 | 1 | 226.68
9401095 | BEL-ART-PCR-Tube freezer storage box | 144x0,2 ml tubes, pack of 5 |  | 1186 | 1 | 1 | 60.45
9401160 | LLG-Cryotubes 1,2 ml, PP, clear | external thread, with standing ring, | with writing label, sterile, pack of 2x50 | 702 | 1 | 1 | 21.68
9401161 | LLG-Cryotubes 1.2 ml, PP, natural | internal thread, with stand foot, | writ. area, steril, pack of 2x50 | 702 | 1 | 1 | 21.68
9401162 | LLG-Cryotubes 2.0 ml, PP, natural | external thread, with stand foot, | writ. area, steril, pack of 2x50 | 702 | 1 | 1 | 21.68
9401163 | LLG-Cryotubes 2.0 ml, PP, natural | internal thread, with stand foot, | writ. area, steril, pack of 2x50 | 702 | 1 | 1 | 21.83
9401164 | LLG-Cryotubes 2.0 ml, PP, natural | external thread, w/o stand foot, | writ. area, steril, pack of 2x50 | 702 | 1 | 1 | 21.68
9401165 | LLG-Cryotubes 2.0 ml, PP, natural | internal thread, w/o stand foot, | writ. area, steril, pack of 2x50 | 702 | 1 | 1 | 21.68
9401166 | LLG-Cryotubes 5.0 ml, PP, natural | external thread, with stand foot, | writ. area, steril, pack of 2x50 | 702 | 1 | 1 | 21.68
9401167 | LLG-Cryotubes 5.0 ml, PP, natural | internal thread, w/o stand foot, | writ. area, steril, pack of 2x50 | 702 | 1 | 1 | 21.68
9401168 | LLG-Cryotubes 5.0 ml, PP, natural | internal thread, with stand foot, | writ. area, steril, pack of 2x50 | 702 | 1 | 1 | 21.68
9401170 | LLG-Insert cap disks for cryotubes | blue, star-shaped, pack of 1000 |  | 702 | 1 | 1 | 10.98
9401171 | LLG-Insert cap disks for cryotubes | white, star-shaped, pack of 1000 |  | 702 | 1 | 1 | 10.98
9401172 | LLG-Insert cap disks for cryotubes | yellow, star-shaped, pack of 1000 |  | 702 | 1 | 1 | 10.98
9401173 | LLG-Insert cap disks for cryotubes | purple, star-shaped, pack of 1000 |  | 702 | 1 | 1 | 20.28
9401174 | LLG-Insert cap disks for cryotubes | red, star-shaped, pack of 1000 |  | 702 | 1 | 1 | 10.98
9401175 | LLG-Insert cap disks for cryotubes | green, star-shaped, pack of 1000 |  | 702 | 1 | 1 | 10.98
9401223 | Cryotubes 4.0 ml, PP, natural | internal thread, w/o stand foot, | writ.area, sterile, pack of 1000 | 702 | 1 | 1 | Refer to Cope
9401224 | Cryotubes 4.0 ml, PP, natural | internal thread, with stand foot, | writ.area, sterile, pack of 1000 | 702 | 1 | 1 | Refer to Cope
9401272 | Cryo-Color-Code orange,PS | pack of 2000 |  | 704 | 1 | 1 | 72.2
9401274 | Cryo-Color-Code white,PS | pack of 2000 |  | 704 | 1 | 1 | 72.2
9401275 | Cryo-Color-Code blue,PS | pack of 2000 |  | 704 | 1 | 1 | 72.2
9401276 | Cryo-Color-Code green,PS | pack of 2000 |  | 704 | 1 | 1 | 72.2
9401278 | Cryo-Color-Code yellow,PS | pack of 2000 |  | 704 | 1 | 1 | 72.2
9401430 | Centrifuge tubes 15 ml, PP, clear | with big writing area, HDPE cap, | sterile, pack of 10x50 | 648 | 1 | 1 | 197.71
9401431 | Centrifuge tubes 15 ml, PP, clear | with big writing area, HDPE cap, | sterile, racked, pack of 20x25 | 648 | 1 | 1 | 211.16
9401432 | Centrifuge tubes 50 ml, PP, clear | with bnig writing area, HDPE cap, | sterile, pack of 20x25 | 648 | 1 | 1 | 197.71
9401433 | Centrifuge tubes 50 ml, PP, clear | with big writing area, HDPE cap, | sterile, racked, pack of 12x25 | 648 | 1 | 1 | 138.62
9401805 | Jars 1,0 ml, PE-LD, with lid | 9x32 mm, pack of 100 |  | 42 | 1 | 1 | 16.57
9401810 | Sample container 30 ml, PFA | with screw cap |  | 1117 | 1 | 1 | 37.55
9401812 | Sample container 60 ml, PFA | with screw cap |  | 1117 | 1 | 1 | 45.74
9401814 | Sample container 90 ml, PFA | with screw cap |  | 1117 | 1 | 1 | 50.33
9401816 | Sample container 180 ml, PFA | with screw cap |  | 1117 | 1 | 1 | 63.22
9401820 | Jar 2,5 ml, PE-LD, with lid | 14x32 mm |  | 42 | 1 | 1 | 0.15
9401822 | Jar 5,0 ml, PE-LD, with lid | 15x50 mm |  | 42 | 1 | 1 | 0.23
9401825 | Jar 8,0 ml, PE-LD, with lid | 56x17 mm |  | 42 | 1 | 1 | 0.28
9401830 | Jar 7,0 ml, PE-LD, with lid | 32x22 mm |  | 42 | 1 | 1 | 0.33
9401835 | Jar 20,0 ml, PE-LD, with lid | 73x25 mm |  | 42 | 1 | 1 | 0.3
9401838 | Jar 25,0 ml, PE-LD, with lid | 32x52 mm |  | 42 | 1 | 1 | 0.45
9401840 | Jar 35,0 ml, PE-LD, with lid | 31x74,5 mm |  | 42 | 1 | 1 | 0.48
9401850 | Jar 5,0 ml, PE-HD, with screw cap | 21x35,7 mm |  | 44 | 1 | 1 | 1.74
9401851 | Jar 10,0 ml, PE-HD, with screw cap | 21x58,4 mm |  | 44 | 1 | 1 | 2.07
9401852 | Jar 30 ml, PE-HD, with screw cap | 37x53 mm |  | 44 | 1 | 1 | 2.39
9401853 | Jar 60 ml, PE-HD, with screw cap | 35x94,2 mm |  | 44 | 1 | 1 | 2.95
9401854 | Jar 90 ml, PE-HD, with screw cap | 55x63,4 mm |  | 44 | 1 | 1 | 3.6
9401855 | Jar 180 ml, PE-HD, with screw cap | 55x109,6 mm |  | 44 | 1 | 1 | 4.31
9401860 | Multipurpose beakers 30 ml, PP with red screw lid, | non-graduated, non-sterile, pack of 1000 |  | 43 | 1 | 1 | 98.1
9402310 | LLG-Round sample containers 30ml | PP, white, with screw-lid, | pack of 10 | 42 | 1 | 1 | 8.03
9402313 | LLG-Round sample containers 75ml | PP, white, with screw-lid, | pack of 10 | 42 | 1 | 1 | 8.16
9402318 | LLG-Round sample containers 310ml | PP, white, with screw-lid, | pack of 10 | 42 | 1 | 1 | 13.2
9402321 | LLG-Round sample contianers 600ml | PP, white, with screw-lid, | pack of 10 | 42 | 1 | 1 | 21.89
9402324 | LLG-Round sample containers 1250ml | PP, white, with screw-lid, | pack of 5 | 42 | 1 | 1 | 15.77
9402350 | LLG-Containers 40ml | PS, white, with LDPE tear-off lid, | pack of 10 | 41 | 1 | 1 | 8.03
9402353 | LLG-Containers 100ml | PP, white, with PP tear-off lid, | pack of 10 | 41 | 1 | 1 | 9.65
9402356 | LLG-Containers 250ml | PS, white, with LDPE tear-off lid, | pack of 10 | 41 | 1 | 1 | 12.52
9402359 | LLG-Containers 1000ml | PP, white, with PP tear-off lid, | pack of 5 | 41 | 1 | 1 | 14.56
9402415 | Jars,PP,with push-on lid,cap. 40 ml,56 x 25 mm |  |  | 42 | 1 | 1 | Refer to Cope
9402420 | Jars,PP,with push-on lid,cap. 80 ml,75 x 30 mm |  |  | 42 | 1 | 1 | Refer to Cope
9402770 | Sample vial 5 ml, PP | conical, with snap-on lid |  | 43 | 1 | 1 | 1.16
9402776 | Sample vial 18 ml, PP | conical, with snap-on lid |  | 43 | 1 | 1 | 1.51
9402782 | Sample vial 50 ml, PP | conical, with snap-on lid |  | 43 | 1 | 1 | 2.01
9402784 | Sample vial 160 ml, PP | conical, with snap-on lid |  | 43 | 1 | 1 | 2.34
9404001 | Cotton swab 150 mm | on wooden stick, sterile | pack of 300 | 1244 | 1 | 1 | 66.18
9404002 | LLG-Dry swab with cotton tip | and wooden stick, in PP test tube Ø 12 x 150 mm, | sterile, pack of 400 | 1244 | 1 | 1 | #N/A
9404003 | LLG-Dry swab with Rayon tip | and plastic stick, in PP test tube Ø 12 x 150 mm, | sterile, pack of 400 | 1244 | 1 | 1 | 49.41
9404004 | LLG-Dry swab with cotton tip | and wooden stick, length 150 mm, | sterile, individually wrapped, pack of 1000 | 1244 | 1 | 1 | 58.31
9404005 | LLG-Dry swab with Rayon tip | and plastic stick, in PP test tube Ø 12 x 150 mm, | sterile, individually wrapped, pack of 150 | 1244 | 1 | 1 | 32.39
9404006 | LLG-Dry swab with Rayon tip | and plastic stick, length x 150 mm, | sterile, individually wrapped, pack of 1000 | 1244 | 1 | 1 | 63.95
9404007 | LLG-Dry swab with clear Amies medium | with Rayon tip and plastic stick, | in PP test tube Ø 12 x 150 mm,sterile, pack of 150 | 1244 | 1 | 1 | 48.76
9404008 | LLG-Dry swab with clear Amies medium with charcoal | with Rayon tip and plastic stick, | in PP test tube Ø 12 x 150 mm,sterile, pack of 150 | 1244 | 1 | 1 | 48.76
9404010 | BEL-ART-waste bags 480x580 mm | Biohazard, orange-red, | pack of 200 | 244 | 1 | 1 | 221.74
9404011 | Bel-Art-waste bags 970x1220 mm | orange-red, pack of 100 |  | 244 | 1 | 1 | 368.97
9404012 | BEL-ART-waste bags 360x480 mm | Biohazard, orange-red, extra strong, | pack of 200 | 244 | 1 | 1 | 232.1
9404013 | BEL-ART-waste bags 480x580 mm | Biohazard, orange-red, extra strong, | pack of 200 | 244 | 1 | 1 | 311.32
9404014 | BEL-ART-waste bags 940x1220 mm | Biohazard, orange-red, extra strong, | pack of 100 | 244 | 1 | 1 | 540.11
9404020 | LLG-Disposable bags 300x200mm highly transparent, | PP, 50 µm, pack of 100 |  | 243 | 1 | 1 | 8.44
9404030 | Waste sack holder | with 100 PP waste bags |  | 243 | 1 | 1 | Refer to Cope
9404050 | LLG-Autoclavable bags 310x660 mm | PP, pack of 50 |  | 243 | 1 | 1 | 11.91
9404051 | LLG-Autoclavable bags 415x600 mm | PP, pack of 50 |  | 243 | 1 | 1 | 14.96
9404052 | LLG-autoclavable bags 610x810 mm | PP, pack of 50 |  | 243 | 1 | 1 | 23.93
9404065 | Trash sacks,PE-HD,with adhesive strip,203x254 mm | pack of 50 |  | 245 | 1 | 1 | 32.09
9404066 | Trash sacks,PE-HD,with adhesive strip,305x406 mm | pack of 50 |  | 245 | 1 | 1 | 44.27
9404070 | Biohazard disposal bags 220x280 mm | PE-HD, pack of 100 |  | 243 | 1 | 1 | 27.41
9404071 | BEL-ART-Poxygrid® Desk Model Bag Holder | 85x127x216 mm, | for disposal bags 22x28 cm | 243 | 1 | 1 | 38.66
9404099 | LLG-Disposable bags 300x200 mm standard, PP, 50 | µm, pack of 100 |  | 243 | 1 | 1 | 8.16
9404100 | LLG-Disposable bags 300x500 mm highly tranparent, | PP, 50 µm, pack of 500 |  | 243 | 1 | 1 | 120.76
9404101 | LLG-Disposable bags 400x780 mm | high tranparent, PP, 50 µm, | pack of 500 | 243 | 1 | 1 | 143.77
9404102 | LLG-Disposable bags 600x800 mm | high tranparent, PP, 50 µm, | pack of 500 | 243 | 1 | 1 | 171.19
9404103 | LLG-Disposable bags 600x800 mm | standard, PP, 50 µm, | pack of 100 | 243 | 1 | 1 | 35.01
9404104 | LLG-Disposal bags 700x1100 mm high tranparent, PP, | 50 µm, pack of 350 |  | 243 | 1 | 1 | 164.38
9404105 | LLG-Disposable bags 700x1100 mm standard, PP, 50 | µm, pack of 75 |  | 243 | 1 | 1 | 45.34
9404114 | SteriBag sample bags 60 ml, 76x127 mm | without write-on panel, | sterile, pack of 500 | 511 | 1 | 1 | 144.76
9404115 | SteriBag sample bags 150 ml, 76x178 mm | without write-on panel, | sterile, pack of 500 | 511 | 1 | 1 | 149.49
9404116 | SteriBag sample bags 450 ml, 114x229 mm | without write-on panel, | sterile, pack of 500 | 511 | 1 | 1 | 168.17
9404117 | SteriBag sample bags 650 ml, 140x229 mm | without write-on panel, | sterile, pack of 500 | 511 | 1 | 1 | 196.14
9404118 | SteriBag sample bags 900 ml, 114x305 mm | without write-on panel, | sterile, pack of 500 | 511 | 1 | 1 | 187.66
9404119 | SteriBag sample bags 60 ml, 76x127 mm | with write-on panel, | sterile, pack of 500 | 511 | 1 | 1 | 157.26
9404120 | SteriBag sample bags 150 ml, 76x178 mm | with write-on panel, | sterile, pack of 500 | 511 | 1 | 1 | 161.99
9404121 | SteriBag sample bags 450 ml, 114x229 mm | with write-on panel, | sterile, pack of 500 | 511 | 1 | 1 | 175.87
9404122 | SteriBag sample bags 650 ml, 140x229 mm | with write-on panel, | sterile, pack of 500 | 511 | 1 | 1 | 197.59
9404123 | SteriBag sample bags 900 ml, 114x305 mm | with write-on panel, | sterile, pack of 500 | 511 | 1 | 1 | 199.03
9404124 | SteriBag StandUp sample bags 400 ml, 114x229 mm | with write-on panel, | sterile, pack of 500 | 511 | 1 | 1 | 212.15
9404125 | SteriBag StandUp sample bags 600 ml, 140x229 mm | with write-on panel, | sterile, pack of 500 | 511 | 1 | 1 | 221.74
9404128 | LLG-Flat bags,PE, 100 x 150 mm,pack of 100 |  |  | 180 | 1 | 1 | 1.59
9404130 | LLG-Flat bags,PE, 150 x 200 mm,pack of 100 |  |  | 180 | 1 | 1 | 2.8
9404140 | LLG-Flat bags,PE, 200 x 350 mm,pack of 100 |  |  | 180 | 1 | 1 | 17.1
9404150 | LLG-Flat bags,PE, 250 x 400 mm,pack of 100 |  |  | 180 | 1 | 1 | 7.93
9404151 | LLG-Flat bags,PE, 250 x 400 mm,pack of 100 |  |  | 180 | 1 | 1 | 12.49
9404152 | LLG-Flat bags,PE, 300 x 500 mm,pack of 100 |  |  | 180 | 1 | 1 | 10.91
9404153 | LLG-Flat bags,PE, 300 x 500 x 0,10 mm | pack of 100 |  | 180 | 1 | 1 | 22.77
9404160 | LLG-Bags with seal,PE, 80 x 120 mm,pack of 100 |  |  | 181 | 1 | 1 | 1.28
9404161 | LLG-Bags with seal,PE, 100 x 150 mm,pack of 100 |  |  | 181 | 1 | 1 | 1.94
9404162 | LLG-Bags with seal,PE, 120 x 170 mm,pack of 100 |  |  | 181 | 1 | 1 | 2.44
9404163 | LLG-Bags with seal,PE, 150 x 220 mm,pack of 100 |  |  | 181 | 1 | 1 | 3.9
9404164 | LLG-Bags with seal,PE, 180 x 250 mm,pack of 100 |  |  | 181 | 1 | 1 | 5.21
9404165 | LLG-Bags with seal,PE, 200 x 300 mm,pack of 100 |  |  | 181 | 1 | 1 | 6.72
9404166 | LLG-Bags with seal,PE, 250 x 350 mm,pack of 100 |  |  | 181 | 1 | 1 | 9.72
9404167 | LLG-Bags with seal,PE, 300 x 400 mm,pack of 100 |  |  | 181 | 1 | 1 | 12.64
9404171 | LLG-Bags with seal,PE,100 x 150 mm, | with marking field, pack of 100 |  | 181 | 1 | 1 | See Cope Price List BA102-33
9404172 | LLG-Bags with seal,PE,120 x 170 mm, | with marking field, pack of 100 |  | 181 | 1 | 1 | See Cope Price List BA102-39
9404173 | LLG-Bags with seal,PE, 70 x 100 mm, | with marking field, pack of 100 |  | 181 | 1 | 1 | See Cope Price List BA102-16
9404176 | LLG-Pressure-seal bag with write-on patch | pack of 100, 40x60x0,05mm |  | 181 | 1 | 1 | 0.5
9404177 | LLG-Pressure-seal bags with write-on patch | pack of 100, 160x220x0,05mm |  | 181 | 1 | 1 | 4.71
9404178 | LLG-Pressure seal bags with write on patch | pack of 100, 200x300x0,05mm |  | 181 | 1 | 1 | See Cope Price List BA102-51
9404179 | LLG-Pressure seal bags with write on patch | pack of 100, 80x12x0,05mm |  | 181 | 1 | 1 | 1.56
9404182 | Lightning sealers,plastic,length 120 mm, | pack of 1000 |  | 245 | 1 | 1 | 27.01
9404184 | Lightning sealers,plastic,length 180 mm, | pack of 1000 |  | 245 | 1 | 1 | 43.78
9404186 | Lightning sealers,plastic,length 240 mm, | pack of 1000 |  | 245 | 1 | 1 | 70.67
9404220 | LLG-Disposable bags 300x500mm | standard, PP, 50 µm, pack of 500 |  | 243 | 1 | 1 | 55.68
9404221 | LLG-Disposable bags 400x780mm | standard, PP, 50 µm, pack of 250 |  | 243 | 1 | 1 | 60.45
9404222 | LLG-Disposable bags 500x780mm | standard, PP, 50 µm, pack of 250 |  | 243 | 1 | 1 | 73.67
9404223 | LLG-Disposable bags 600x780mm | standard, PP, 50 µm, pack of 250 |  | 243 | 1 | 1 | 77.27
9404224 | LLG-Disposable bags 700x1100mm | standard, PP, 50 µm, pack of 250 |  | 243 | 1 | 1 | 136.35
9404231 | Whirl-Pak® sample bags 75x185 mm | w.writing field, free standing, PE, sterile, | capacity 120 ml, filling volume 80 ml, pack of 500 | 512 | 1 | 1 | See Cope Price List BA107-15
9404232 | Whirl-Pak® sample bags 115x230 mm | w.writing field, free standing, PE, sterile, | capacity 540 ml, filling volume 360 ml,pack of 500 | 512 | 1 | 1 | See Cope Price List BA107-17
9404233 | Whirl-Pak® homogenizer bags 150x230 mm | w/o writing field, PE, sterile, | capacity 720 ml, filling volume 480ml, pack of 500 | 512 | 1 | 1 | See Cope Price List MS865-05
9404234 | Whirl-Pak® sample bags 75x185 mm | w/o writing field, PE, sterile, | capacity 120 ml, filling volume 80 ml,pack of 500 | 511 | 1 | 1 | See Cope Price List BA104-15
9404235 | Whirl-Pak® sample bags 115x230 mm | w/o writing field, PE, sterile, | capacity 540 ml, filling volume 360 ml,pack of 500 | 511 | 1 | 1 | See Cope Price List BA104-17
9404236 | Whirl-Pak® sample bags 125x380 mm | w/o writing field, PE, sterile, | cap. 1080 ml, filling volume 720 ml,pack of 500 | 511 | 1 | 1 | See Cope Price List BA104-25
9404301 | Quick-lock binders 75x2.2 mm, white | Nylon, flat | pack of 1000 | 245 | 1 | 1 | 11.74
9404303 | Quick-lock binders 98x2.5 mm, white | Nylon, flat | pack of 1000 | 245 | 1 | 1 | 10.96
9404305 | Quick-lock binders 135x2.5 mm, white | Nylon, flat | pack of 1000 | 245 | 1 | 1 | 25.94
9404306 | Quick-lock binders 160x2.6 mm, white | Nylon, flat | pack of 1000 | 245 | 1 | 1 | 23.89
9404307 | Quick-lock binders 200x2.6 mm, white | Nylon, flat | pack of 1000 | 245 | 1 | 1 | 29.15
9404309 | Quick-lock binders 140x3.5 mm, white | Nylon, flat | pack of 1000 | 245 | 1 | 1 | 24.58
9404310 | Quick-lock binders 290x3.5 mm, white | Nylon, flat | pack of 500 | 245 | 1 | 1 | 26.64
9404311 | Quick-lock binders 160x4.5 mm, white | Nylon, flat | pack of 1000 | 245 | 1 | 1 | 35.05
9404314 | Quick-lock binders 200x3.5 mm, white | Nylon, flat | pack of 1000 | 245 | 1 | 1 | 39.17
9404316 | Quick-lock binders 250x4.8 mm, white | Nylon, flat | pack of 100 | 245 | 1 | 1 | 8.01
9404326 | Quick-lock binders 300x7.8 mm, white | Nylon, flat | pack of 100 | 245 | 1 | 1 | 17.73
9404952 | PTFE sealing tapes,roll of 12,7 mm x 6,7 m |  |  | 611 | 1 | 1 | 1.99
9404955 | PTFE sealing tapes,roll of 25,6 mm x 6,7 m |  |  | 611 | 1 | 1 | 5.04
9405101 | Surgical mask Aseptex | with rubber strip, pack of 50 |  | 193 | 1 | 1 | #N/A
9405106 | Surgical mask, with 4 strips | pack of 50 |  | 193 | 1 | 1 | 62.44
9405116 | Cryo gloves 8-8,5 S | 300mm length |  | 226 | 1 | 1 | 212.29
9405117 | Cryo gloves 9-9,5 M | 300mm length |  | 226 | 1 | 1 | 212.29
9405118 | Cryo gloves 10-10,5 L | 300mm length |  | 226 | 1 | 1 | 212.29
9405119 | Cryo gloves 11-11,5 XL | 300mm length |  | 226 | 1 | 1 | 219.05
9405120 | Cryo gloves 8-8,5 S | 400mm length |  | 226 | 1 | 1 | 201.53
9405121 | Cryo gloves 11-11,5 XL | 400mm length |  | 226 | 1 | 1 | 210.85
9405122 | Cryo gloves 11-11,5 XL | 500mm length |  | 226 | 1 | 1 | 268.69
9405123 | Cryo gloves 9-9,5 M | 700mm length |  | 226 | 1 | 1 | 304.77
9405124 | Cryo gloves 10-10,5 L | 700mm length |  | 226 | 1 | 1 | 304.77
9405125 | Cryo gloves 11-11,5 XL | 700mm length |  | 226 | 1 | 1 | 312.23
9405126 | CRYO GLOVES® size S (8-8 ½) | 300 mm, water tight, pair |  | 226 | 1 | 1 | 256.25
9405127 | CRYO GLOVES® size M (9-9 ½) | 300 mm, watertight, pair |  | 226 | 1 | 1 | 256.25
9405128 | CRYO GLOVES® size L (10-10 ½) | 300 mm, watertight, pair |  | 226 | 1 | 1 | 256.25
9405129 | CRYO GLOVES® size XL (11-11 ½) | 300 mm, watertight, pair |  | 226 | 1 | 1 | 260.61
9405130 | CRYO GLOVES® size S (8-8 ½) | 400 mm, watertight, pair |  | 226 | 1 | 1 | 258.74
9405131 | CRYO GLOVES® size M (9-9 ½) | 400 mm, watertight, pair |  | 226 | 1 | 1 | 258.74
9405132 | Cryo gloves, size L (10-10,5) | 400 mm, waterproof |  | 226 | 1 | 1 | 258.74
9405133 | CRYO GLOVES® size XL (11-11 ½) | 400 mm, watertight, pair |  | 226 | 1 | 1 | 264.96
9405134 | CRYO GLOVES® size M (9-9 ½) | 500 mm, watertight, pair |  | 226 | 1 | 1 | 313.48
9405135 | CRYO GLOVES® size L (10-10 ½) | 500 mm, watertight, pair |  | 226 | 1 | 1 | 313.48
9405136 | CRYO GLOVES® size XL (11-11 ½) | 500 mm, watertight, pair |  | 226 | 1 | 1 | 319.7
9405137 | CRYO GLOVES® size M (9-9 ½) | 700 mm, watertight, pair |  | 226 | 1 | 1 | 385.63
9405138 | CRYO GLOVES® size L (10-10 ½) | 700 mm, watertight, pair |  | 226 | 1 | 1 | 385.63
9405139 | CRYO GLOVES® size XL (11-11 ½) | 700 mm, watertight, pair |  | 226 | 1 | 1 | 392.48
9405140 | Cyro protection set consisting of | gloves 400mm S, face shield, apron | and two safety labels | 226 | 1 | 1 | 537.21
9405141 | Cyro protection set consisting of | gloves 400mm M, face shield, apron | and two safety labels | 226 | 1 | 1 | 537.21
9405142 | Cyro protection set consisting of | gloves 400mm L, face shield, apron | and two safety labels | 226 | 1 | 1 | 537.21
9405143 | Cyro protection set consisting of | gloves 400mm XL, face shield, apron | and two safety labels | 226 | 1 | 1 | 537.21
9405144 | Cyro protection set consisting of | gloves 500mm M, face shield, apron | and two safety labels | 226 | 1 | 1 | 560.83
9405145 | Cyro protection set consisting of | gloves 500 L, face shield, apron | and two safety labels | 226 | 1 | 1 | 560.83
9405146 | Cyro protection set consisting of | gloves 500 XL, face shield, apron | and two safety labels | 226 | 1 | 1 | 560.83
9405147 | Cryo protection set consisting of | gloves 700mm M, face shield, apron | and two safety labels | 226 | 1 | 1 | 643.47
9405148 | Cyro protection set consisting of | gloves 700mm L, face shield, apron | and two safety labels | 226 | 1 | 1 | 643.47
9405149 | Cyro protection set consisting of | gloves 700mm XL, face shields, apron | and two safety labels | 226 | 1 | 1 | 643.47
9405150 | Vinyl examination gloves,size S, not sterile | pack of 100 |  | 203 | 1 | 1 | 5.16
9405151 | Vinyl examination gloves,size M, not sterile | pack of 100 |  | 203 | 1 | 1 | 5.16
9405152 | Vinyl examination gloves,size L, not sterile | pack of 100 |  | 203 | 1 | 1 | 5.16
9405153 | Vinyl examination gloves,size XL, not sterile | pack of 100 |  | 203 | 1 | 1 | 5.16
9405154 | Vinyl medical examination gloves | pack of 100, size 5-6/XS, powdered |  | 203 | 1 | 1 | 5.16
9405162 | Surgical face mask, blue | "ECO GUMMIZUG", soft, | non-irritating elastic bands, pack fo 50 | 193 | 1 | 1 | 4.41
9405165 | Surgical face mask, white | "BASIC", tear-resistant bands | pack fo 50 | 193 | 1 | 1 | 4.66
9405205 | Disposable examination gloves,Latex,size 6-7 | unpowdered,pack of 100 |  | 205 | 1 | 1 | 14.96
9405206 | Disposable examination gloves,Latex,size 7-8 | unpowdered,pack of 100 |  | 205 | 1 | 1 | 14.96
9405207 | Disposable examination gloves,Latex,size 8-9 | unpowdered,pack of 100 |  | 205 | 1 | 1 | 14.96
9405211 | Disposable examination gloves,Latex,size 6-7 | powdered,pack of 100 |  | 205 | 1 | 1 | 12.29
9405217 | Disposable examination gloves,Latex,size 7-8 | powdered,pack of 100 |  | 205 | 1 | 1 | 12.29
9405220 | Disposable examination gloves,Latex,size 8-9 | powdered,pack of 100 |  | 205 | 1 | 1 | 12.29
9405235 | Latex examination gloves,size XS, not sterila | pack of 100 |  | 205 | 1 | 1 | 10.45
9405236 | Latex gloves, powderfree, | Size 6-7 S, Pk qty.=100 |  | 205 | 1 | 1 | 10.45
9405237 | Latex gloves, powderfree, | Size 7-8 M, Pk qty.=100 |  | 205 | 1 | 1 | 10.45
9405238 | Latex gloves, powderfree | Size 8-9 L, Pk qty.=100 |  | 205 | 1 | 1 | 10.45
9405239 | Latex gloves, powderfree, | Size 9-10 XL, Pk qty.=100 |  | 205 | 1 | 1 | 10.45
9405286 | Vasco® medical examination gloves, size 6-7 smal | powdered, small, Latex, clear, powdered, | non sterile, pack of 100 | 204 | 1 | 1 | 8.31
9405287 | Vasco® medical examination gloves, size 7-8 medium | powdered, small, Latex, clear, powdered, | non sterile, pack of 100 | 204 | 1 | 1 | 8.31
9405288 | Vasco® medical examination gloves, size 8-9 large | powdered, small, Latex, clear, powdered, | non sterile, pack of 100 | 204 | 1 | 1 | 8.31
9405289 | Vasco® medical examination gloves, size 6-7 smal | Sensitive, Latex, clear, powder free, | non sterile, pack of 100 | 204 | 1 | 1 | 8.31
9405290 | Vasco® medical examination gloves, size 7-8 medium | Sensitive, Latex, clear, powder free, | non sterile, pack of 100 | 204 | 1 | 1 | 8.31
9405291 | Vasco® medical examination gloves, size 8-9 large | Sensitive, Latex, clear, powder free, | non sterile, pack of 100 | 204 | 1 | 1 | 8.31
9405369 | LLG-glove dispenser for 3 boxes | front insert, 160x85x400mm, | incl. mounting material | 214 | 1 | 1 | 19.95
9405370 | LLG-glove dispenser for 3 boxes | top insert, 260x90x400mm, | incl. mounting material | 214 | 1 | 1 | 17.88
9405371 | LLG-Dispenser for 1 box gloves or laboratory | wipes, top slot, wire, white coated, | incl. wall mounting material | 214 | 1 | 1 | 11.03
9405372 | LLG dispenser for 1pk. gloves | laterally refillable, wire, white coated, | with wall fixation material | 214 | 1 | 1 | 15.72
9405373 | LLG-glove dispenser for 3 boxes | front insert, flexible acrylic glass, | with wall mounting material | 215 | 1 | 1 | 50.12
9405374 | LLG-glove dispenser for 3 boxes | lateral insert, acrylic glass, | with wall mounting material | 215 | 1 | 1 | 42.57
9405400 | Needles, 1 µl | yellow, PS, sterile, pack of 50 |  | 1246 | 1 | 1 | 5.39
9405401 | Inoculating loops, 1 µl | PS, sterile, pack of 50 |  | 1246 | 1 | 1 | 4.31
9405410 | Inoculating loops, 10 µl | PS, sterile, pack of 50 |  | 1246 | 1 | 1 | 4.23
9405750 | LLG-Storage box, PP, blue | for 1.5ml (1.8ml, 2ml) vials or 2ml | shell vials, with cover (130 x 130 x 45mm), | 1349 | 1 | 1 | 20.75
9405751 | LLG-Storage box, PP, orange | for 1.5ml (1.8ml, 2ml) vials or 2ml | shell vials, with cover (130 x 130 x 45mm), | 1349 | 1 | 1 | 20.75
9405753 | LLG-Storage box, PP, yellow | for 1.5ml (1.8ml, 2ml) vials or 2ml | shell vials, with cover (130 x 130 x 45mm), | 1349 | 1 | 1 | 20.75
9405754 | LLG-Storage box, PP, green | for 1.5ml (1.8ml, 2ml) vials or 2ml | shell vials, with cover (130 x 130 x 45mm), | 1349 | 1 | 1 | 20.75
9405756 | LLG-Storage box, PP, red | for 4ml vials or 4ml shell vials, | with cover (130 x 130 x 52mm), | 1349 | 1 | 1 | 21.62
9405760 | LLG-Storage box, PP, neon-green | for 1,5ml vials or 2ml shell vials, | with cover (67 x 67mm), 16 cavitites | 1349 | 1 | 1 | 12.97
9405761 | LLG-Storage box, PP, neon-pink | for 1,5ml vials or 2ml shell vials, | with cover (67 x 67mm), 16 cavities | 1349 | 1 | 1 | 12.97
9405762 | LLG-Storage box, PP, blue | for 1,5ml vials or 2ml shell vials, | with cover (67 x 67mm), 16 cavitites | 1349 | 1 | 1 | 12.97
9405800 | LLG-Cryobox PP with partition inserts | 140x140x60 mm, inserts 9x9, | color: magenta/clear | 707 | 1 | 1 | 7.46
9405801 | LLG-Cryobox PP with partition inserts | 140x140x60 mm, inserts 9x9, | color: black | 707 | 1 | 1 | #N/A
9405840 | Cryo boxes, PP, 133x133x50/75mm grid 9x9, natural, | combi lid, numeral coded, pack of 5 |  | 708 | 1 | 1 | 25.1
9405841 | Cryo boxes, PP, 133x133x50/75mm grid 9x9, | diff.colours, combi lid, numeral coded, pack of 5 |  | 708 | 1 | 1 | 25.1
9405842 | Cryo boxes, PP, 133x133x50/75mm grid 9x9, blue, | combi lid, numeral coded, pack of 5 |  | 708 | 1 | 1 | 25.1
9405843 | Cryo boxes, PP, 133x133x50/75mm grid 9x9, yellow, | combi lid, numeral coded, pack of 5 |  | 708 | 1 | 1 | 25.1
9405844 | Cryo boxes, PP, 133x133x50/75mm grid 9x9, green, | combi lid, numeral coded, pack of 5 |  | 708 | 1 | 1 | 25.1
9405845 | Cryo boxes, PP, 133x133x50/75mm grid 9x9, red, | combi lid, numeral coded, pack of 5 |  | 708 | 1 | 1 | 25.1
9405846 | Cryo boxes, PP, 133x133x50/75mm grid 9x9, black, | combi lid, numeral coded, pack of 5 |  | 708 | 1 | 1 | 25.1
9405847 | Cryo boxes, PP, 133x133x52/75mm grid 10x10, | natural, slip lid, numeral coded, pack of 5 |  | 708 | 1 | 1 | 26.55
9405848 | Cryo boxes, PP, 133x133x52/75mm grid 10x10, | yellow, slip lid, numeral coded, pack of 5 |  | 708 | 1 | 1 | 26.55
9405849 | Cryo boxes, PP, 133x133x52/75mm grid 10x10, red, | slip lid, numeral coded, pack of 5 |  | 708 | 1 | 1 | 26.55
9405850 | Cryo boxes, PP, 133x133x52/75mm grid 10x10, green, | slip lid, numeral coded, pack of 5 |  | 708 | 1 | 1 | 26.55
9405851 | Cryo boxes, PP, 133x133x52/75mm grid 10x10, blue, | slip lid, numeral coded, pack of 5 |  | 708 | 1 | 1 | 26.55
9405852 | Cryo boxes, PP, 133x133x52/75mm grid 10x10, black, | slip lid, numeral coded, pack of 5 |  | 708 | 1 | 1 | 26.55
9405855 | Cryo boxes, PP, 133x133x52/75mm grid 10x10, mixed, | slip lid, numeral coded, pack of 5 |  | 708 | 1 | 1 | 26.55
9405856 | Cryo Code Card for grid insert 9x9 for cryo box | 133x133 and 136x136 mm, pack of 10 |  | 707 | 1 | 1 | 2.64
9405857 | Cryo Code Card for grid insert 10x10 for cryo box | 133x133 and 136x136 mm, pack of 10 |  | 707 | 1 | 1 | 2.64
9405890 | Cryo box PP 9x9 natural 133 x 133 x 52 mm |  |  | 707 | 1 | 1 | 4.94
9405891 | Cryo box PP 9x9 natural 133 x 133 x 75 mm |  |  | 707 | 1 | 1 | 5.52
9405892 | Cryo box PP 9x9 yellow 133 x 133 x 52 mm |  |  | 707 | 1 | 1 | 4.94
9405893 | Cryo box PP 9x9 yellow 133 x 133 x 75 mm |  |  | 707 | 1 | 1 | 5.52
9405894 | Cryo box PP 9x9 red 133 x 133 x 52 mm |  |  | 707 | 1 | 1 | 4.94
9405895 | Cryo box PP 9x9 red 133 x 133 x 75 mm |  |  | 707 | 1 | 1 | 5.52
9405896 | Cryo box PP 9x9 green 133 x 133 x 52 mm |  |  | 707 | 1 | 1 | 4.94
9405897 | Cryo box PP 9x9 green 133 x 133 x 75 mm |  |  | 707 | 1 | 1 | 5.52
9405898 | Cryo box PP 9x9 blue 133 x 133 x 52 mm |  |  | 707 | 1 | 1 | 4.94
9405899 | Cryo box PP 9x9 blue 133 x 133 x 75 mm |  |  | 707 | 1 | 1 | 5.52
9405900 | Cryo box PP 9x9 black 133 x 133 x 52 mm |  |  | 707 | 1 | 1 | 4.94
9405901 | Cryo box PP 9x9 black 133 x 133 x 75 mm |  |  | 707 | 1 | 1 | 5.52
9405910 | Cryobox Arctic Squares, 133x133x53 mm | PC, 10x10 cases, arctic blue, | for cryo tubes up to 2,0 ml | 707 | 1 | 1 | 13.63
9405911 | Cryobox Arctic Squares, 76x76x53 mm | PC, 5x5 cases, ruby red, | for cryo tubes up to 2,0 ml | 707 | 1 | 1 | 8.82
9405912 | Cryobox Arctic Squares, 133x133x96 mm | PC, 9x9 cases, Amethyst violet, | for cryo tubes up to 5,0 ml | 707 | 1 | 1 | 13.6
9405913 | Cryobox Arctic Squares, 133x133x53 mm | PC, 9x9 cases, assorted colours, | for cryo tubes up to 2,0 ml, pack of 4 | 707 | 1 | 1 | 52.07
9406011 | LLG-Macro-cuvettes, PS, 4ml, path length 10mm, | styrofoam magazine, pack of 100 |  | 1050 | 1 | 1 | 7.03
9406012 | LLG-Halfmicro-cuvettes, PS, 1.6ml path length | 10mm, styrofoam magazine pack of 100 |  | 1050 | 1 | 1 | 7.53
9406110 | Macro cells 2,5-4,5ml | pack of 100, PS |  | 1286 | 1 | 1 | Refer to Cope
9406111 | Cuvets,PMMA,45x12,5 mm,cap.2,5-4,5 ml,pack of 100 | 759105 |  | 1286 | 1 | 1 | See Cope Price List CA407-25
9406114 | Semi-micro cells, PS, 1,5-3,0 capacity | pack of 100,#759015 |  | 1286 | 1 | 1 | Refer to Cope
9406115 | Cuvets,PMMA,45x12,5 mm,cap.1,5 - 3 ml,pack of 100 | 759115 |  | 1286 | 1 | 1 | See Cope Price List CA407-30
9406118 | Standard plastic cells for uns in the UVrange | pack of 100, 1,5-3,0 ml |  | 1287 | 1 | 1 | See Cope Price List CA305-40
9406119 | UV macro cuvettes 2,5ml | pack of 100 |  | 1287 | 1 | 1 | See Cope Price List CA305-20
9406120 | UV micro cuvettes, centre 8,5mm | pack of 100 |  | 1287 | 1 | 1 | See Cope Price List CA300-10
9406121 | UV micro cuvettes, centre 8,5mm | pack of 500 |  | 1287 | 1 | 1 | See Cope Price List CA300-15
9406122 | UV micro cuvettes, centre 15mm | pack of 100 |  | 1287 | 1 | 1 | See Cope Price List CA300-30
9406123 | UV mirco cuvettes, centre 15 mm | pack of 500 |  | 1287 | 1 | 1 | See Cope Price List CA300-35
9406124 | Caps for micro cuvettes, PE | pack of 100, blue |  | 1287 | 1 | 1 | See Cope Price List CA302-04
9406125 | Caps for micro cuvettes, PE | pack of 100, yellow |  | 1287 | 1 | 1 | See Cope Price List CA302-08
9406126 | Caps for micro cuvettes, PE | pack of 100, green |  | 1287 | 1 | 1 | See Cope Price List CA302-12
9406127 | Caps for micro cuvettes, PE | pack of 100, orange |  | 1287 | 1 | 1 | See Cope Price List CA302-16
9406431 | Standard cuvette 4,5 ml, PS | pack of 100, |  | 1286 | 1 | 1 | See Cope Price List CA400-05
9406432 | Semi micro cuvette 1,5 ml, PS | pack of 100, low form |  | 1286 | 1 | 1 | 9.77
9406433 | Semi-micro cuvette 2,5 ml | pack of 100, high form |  | 1286 | 1 | 1 | 9.72
9406434 | Standard cuvette 4,5 ml, PS | 4 clear faces, pack of 100 |  | 1286 | 1 | 1 | 8.44
9406435 | Standatd cuvette 4,5 ml, PMMA | pack of 100 |  | 1286 | 1 | 1 | 13.65
9406436 | Semi micro cuvette 2,5 ml | PMMA, high form, pack of 100 |  | 1286 | 1 | 1 | 13.3
9406437 | Semi micro-cuvette 1,5 ml | PMMA, low form, pack of 100 |  | 1286 | 1 | 1 | 15.41
9406438 | Standatr cuvette 4,5 ml, PMMA | 4 clear faces, pack of 100 |  | 1286 | 1 | 1 | 11.96
9406439 | Disposable stirrer, 90x3 mm, PS | for cuvettes, pack of 100 |  | 1287 | 1 | 1 | 4.06
9406440 | Lid 10x10 mm, PE-LD, | for cuvettes, pack of 1000 |  | 1287 | 1 | 1 | See Cope Price List CA408-15
9406441 | Cuvette holder for 12 cuvettes | PE |  | 1287 | 1 | 1 | 2.54
9407027 | Bottles Nunclon,PS,cap. 7 ml,inclined neck | pack of 160 |  | 1217 | 1 | 1 | 170.44
9407077 | Bottles Nunclon,PS,cap. 30 ml,straight neck | pack of 50 |  | 1217 | 1 | 1 | 92.81
9407100 | TufRol roller bottles 850 cm² | PS, sterile, smooth surface, | easy on/off vented screw-cap, pack of 10x2 | 1226 | 1 | 1 | 170.44
9407101 | TufRol roller bottles 850 cm² | PS, sterile, smooth surface, | easy on/off non-vented screw-cap, pack of 10x2 | 1226 | 1 | 1 | 143.45
9407102 | TufRol roller bottles 850 cm² | PS, sterile, smooth surface, | easy on/off non-vented screw-cap, pack of 20 | 1226 | 1 | 1 | 118.74
9407103 | TufRol roller bottles 850 cm² | PS, sterile, smooth surface, easy on/off | non-vented screw-cap, in double bag, pack of 20 | 1226 | 1 | 1 | 131.37
9407104 | TufRol EZ roller bottles 850 cm² | PS, sterile, smooth surface, shallow indent, | EZ twist vented cap, pack of 10x2 | 1226 | 1 | 1 | 188.9
9407105 | TufRol EZ roller bottles 850 cm² | PS, sterile, smooth surface, shallow indent, | EZ twist non-vented cap, pack of 10x2 | 1226 | 1 | 1 | 156.23
9407106 | TufRol EZ roller bottles 850 cm² | PS, sterile, smooth surface, shallow indent, | EZ twist non-vented cap, in double bag, pack of 20 | 1226 | 1 | 1 | 144.87
9407107 | TufRol EZ roller bottles 850 cm² | PS, sterile, smooth surface, deep indent, | EZ twist vented cap, pack of 10x2 | 1226 | 1 | 1 | 188.9
9407108 | TufRol EZ roller bottles 850 cm² | PS, sterile, smooth surface, deep indent, | EZ twist non-vented cap, pack of 10x2 | 1226 | 1 | 1 | 156.23
9407109 | TufRol EZ roller bottles 850 cm² | PS, sterile, smooth surface, deep indent, | EZ twist non-vented cap, pack of 20 | 1226 | 1 | 1 | 131.37
9407110 | TufRol EZ roller bottles 850 cm² | PS, sterile, smooth surface, deep indent, | EZ twist non-vented cap, in double bag, pack of 20 | 1226 | 1 | 1 | 144.87
9407111 | TufRol roller bottles 1450 cm² | PS, sterile, pleated surface, easy on/off | vented cap, in double bag, pack of 20 | 1226 | 1 | 1 | 192.08
9407112 | TufRol roller bottles 1450 cm² | PS, sterile, pleated surface, easy on/off | non-vented cap, pack of 20 | 1226 | 1 | 1 | 174.7
9407113 | TufRol roller bottles 1450cm² | PS, sterile, pleated surface, easy on/off | non-vented cap, in double bag, pack of 20 | 1226 | 1 | 1 | 193.16
9407114 | Vented caps, HDPE | for TufRol roller bottles, | sterile, pack of 2x250 | 1226 | 1 | 1 | 453.92
9407115 | Easy on/off caps, HDPE | for TufRol roller bottles, | sterile, pack of 2x250 | 1226 | 1 | 1 | 320.14
9407393 | Cell and tissue culture trays Nunclon,PS | cap. 3 ml,with vents,pack of 500 |  | 1217 | 1 | 1 | 181.23
9407395 | Cell and tissue culture trays Nunclon,PS | cap. 5 ml,with vents,pack of 400 |  | 1217 | 1 | 1 | 144.78
9407398 | Cell and tissue culture trays Nunclon,PS | cap. 12,5 ml,with vents,pack of 150 |  | 1217 | 1 | 1 | 108.16
9407399 | Cell and tissue culture trays Nunclon,PS | cap. 35 ml,with vents,pack of 80 |  | 1217 | 1 | 1 | 136.44
9407401 | Cell and tissue culture trays 100x20 | PS, with vents, Nunclon, | with lid sterile, pack of 240 | 1217 | 1 | 1 | 146.86
9407471 | MicroWell plates,PS,96 wells,round,pack of 50 |  |  | 1207 | 1 | 1 | 111.45
9407473 | MicroWell plates,PS,96 wells,flat,pack of 50 |  |  | 1221 | 1 | 1 | 113.53
9407475 |  |  |  | 1221 | 1 | 1 | 98.69
9407480 | Cover for MicroWell plates,PS,128x86 mm | pack of 100 |  | 1208 | 1 | 1 | 64.88
9407481 | Cover for MicroWell plates,PS,128x86 mm | pack of 50 |  | 1208 | 1 | 1 | 71.22
9407482 | Sealing Tape for microtiter plates | PE, clear, | sterile, pack of 800 | 1208 | 1 | 1 | 269.26
9407500 | LLG-PCR-plates 384-well | PP, with frame, 40 µl, | for robotics, DNA/RNA free, pack of 50 | 1182 | 1 | 1 | #N/A
9407501 | LLG-PCR-individual tubes 0.2 ml | PP, flat cap, DNA/RNA free, | pack of 1000 | 1180 | 1 | 1 | 31.63
9407502 | LLG-PCR-individual tubes 0.2 ml | PP, domed cap, DNA/RNA free, | pack of 1000 | 1180 | 1 | 1 | 33.35
9407503 | LLG-PCR-tubes 0.2 ml | 8-tube Strip, PP, detached domed cap, | DNA/RNA free, pack of 250 | 1180 | 1 | 1 | 121.14
9407504 | LLG-PCR-individual tubes 0.5 ml | PP, flat cap, DNA/RNA free, | pack of 1000 | 1180 | 1 | 1 | 32.45
9407505 | LLG-PCR-individual tubes 0.5 ml | PP, domed cap, DNA/RNA free, | pack of 1000 | 1180 | 1 | 1 | 32.45
9407506 | LLG-adhesive PCR-foil | alu upper surface, pierecable | pack of 100 | 1184 | 1 | 1 | 73.48
9407507 | LLG-PCR-plates 96-well | PP, with frame, low profile, 0.2 ml, | for robotics, DNA/RNA free, pack of 25 | 1182 | 1 | 1 | 95.45
9407508 | LLG-Storage plates 96-well | 0.8 ml, V-bottom, PP | DNA/RNA free, pack of 50 | 1284 | 1 | 1 | 237.42
9407509 | LLG-Storage plates 96-well | 1.2 ml, U-bottom, PP | DNA/RNA free, pack of 50 | 1284 | 1 | 1 | 138.3
9407510 | LLG-Storage plates 384-well | 120 µl, V-bottom, PP | DNA/RNA free, pack of 50 | 1284 | 1 | 1 | 250.26
9407511 | LLG-DeepWell plates 96-well | 2.2 ml, U-bottom, PP | DNA/RNA free, pack of 50 | 1284 | 1 | 1 | 131.71
9407512 | LLG-Storage plates 384-well | 300 µl, PP, V bottom | DNA/RNA free, pack of 50 | 1284 | 1 | 1 | 216.42
9407513 | LLG-sealing mats | for 96-well plates, round caps, | autoclavable, DNA/RNA free, pack of 50 | 1285 | 1 | 1 | 150.33
9407514 | LLG-PCR-tubes 0.2 ml | 8-tube strip, PP, detached | flat cap, DNA/RNA free, pack of 250 | 1180 | 1 | 1 | 114.55
9407515 | LLG-PCR-tubes 0.2 ml | 8er, PP, attached | flat snap cap, DNA/RNA free, pack of 250 | 1180 | 1 | 1 | 167.71
9407516 | LLG-PCR-tubes 0.2 ml | 8-tube strip, PP, attached | domed snap cap, DNA/RNA free, pack of 250 | 1180 | 1 | 1 | 167.71
9407517 | LLG-sealing mats | for 96-well plates, square caps, | autoclavable, DNA/RNA free, pack of 50 | 1285 | 1 | 1 | #N/A
9407522 | LLG-Domed caps 8-strips | pack of 120 |  | 1180 | 1 | 1 | #N/A
9407605 | Rack with 96 single tubes 1,2ml | pack of 10, PP, non sterile |  | 1283 | 1 | 1 | Refer to Cope
9407606 | Pack with 12x8-tube-strips 1,2ml | pack of 10, PP, non sterile |  | 1283 | 1 | 1 | Refer to Cope
9407607 | Test tubes, single, 1,2ml | pack of 960, PP, non sterile |  | 1283 | 1 | 1 | Refer to Cope
9407608 | 8-tube-strips 1,2ml, loose | pack of 120, PP, non-sterile |  | 1283 | 1 | 1 | Refer to Cope
9407609 | Lids, single, PE | pack of 960, non-sterile |  | 1283 | 1 | 1 | Refer to Cope
9407610 | 8-cap-strips, PE | pack of 120, non-sterile |  | 1283 | 1 | 1 | Refer to Cope
9407611 | Rack with grid (empty) | pack of 10, PP, non sterile |  | 1283 | 1 | 1 | Refer to Cope
9407614 | Deep well plates, 1.1 ml | 96-well, PP, non-sterile, | stackable, pack of 24 | 1284 | 1 | 1 | See Cope Price List MN340-35
9407615 | Deep well plates, 2.2 ml | 96-well, PP, non-sterile, | stackable, pack of 24 | 1284 | 1 | 1 | See Cope Price List MN340-45
9407616 | Cover mat for 1.1 ml plates | 96-well, PE, non-sterile, | pack of 24 | 1285 | 1 | 1 | See Cope Price List MN340-96
9407617 | Cover mat for 2.2 ml plates | 96-well, EVA, non-sterile, | pack of 24 | 1285 | 1 | 1 | See Cope Price List MN340-98
9407618 | Deep well plates, 0.5 ml | 96-well, PP, non-sterile, | stackable, pack of 48 | 1284 | 1 | 1 | See Cope Price List MN340-15
9407619 | Deep well plates, 1.1 ml | 96-well, PS, non-sterile, | stackable, pack of 32 | 1284 | 1 | 1 | Refer to Cope
9407620 | Sealing Joil, gas-permeable | pack of 100, non-sterile |  | 1184 | 1 | 1 | Refer to Cope
9407621 | Cover mat for 0,5 ml plates | 96-well, PP, non-sterile, | pack of 50 | 1285 | 1 | 1 | See Cope Price List MN340-95
9407622 | Deep well plates, 0.5 ml | 384-well, PP, non-sterile, | stackable, pack of 48 | 1284 | 1 | 1 | See Cope Price List MN340-70
9407623 | Cover mat for 0,3 ml plates | 384-well, silicone, non-sterile, | pack of 50 | 1285 | 1 | 1 | See Cope Price List MN340-94
9407624 | Deep well plate, 1.2 ml | 96-well, PP, non-sterile, | stackable, low, profile, raised wells, pack of 32 | 1284 | 1 | 1 | Refer to Cope
9407700 | Reaction tubes CapLock 1.5 ml, PP | RNase-/DNase-free, manufactured in | cleanroom, non sterile, pack of 1000 | 1278 | 1 | 1 | 41.77
9408035 | Petri dishes 35x10mm | PS, non sterile, | with vents, pack of 740 | 1241 | 1 | 1 | 185.91
9408040 | Petri dishes, 60x15 mm, | PS, non-sterile, with vent, | pack of 600 | 1241 | 1 | 1 | 73.27
9408045 | Petri dishes, 94x16 mm, | PS, non-sterile, heavy, | with vents, pack of 480 | 1241 | 1 | 1 | 58.43
9408047 | Petri dishes 94x16 mm | PS, non-sterile, heavy, | without vents, pack of 480 | 1241 | 1 | 1 | 58.43
9408094 | Petri dishes 94x16 mm, | PS, non-sterile, Standard, | without vents, pack of 480 | 1241 | 1 | 1 | 47.16
9408095 | Petri dishes 94x16 mm | PS, non-sterile, standard, | with vent, pack of 480 | 1241 | 1 | 1 | 47.16
9408905 | Tip-box with 28 tips 0,5-5ml |  |  | 903 | 1 | 1 | Refer to Cope
9408909 | Tip-box with 18 tips 1-10ml |  |  | 903 | 1 | 1 | Refer to Cope
9408970 | Microtitre plates 330µl, PP | U-bottom, non-sterile, pack of 100 |  | 1208 | 1 | 1 | Refer to Cope
9408976 | Microplates pureGrade | 96-well, UV-transparent, standard, | F-bottom, non-sterile, without lid, pack of 50 | 1205 | 1 | 1 | Refer to Cope
9408983 | Cover foil for microtiterplate | PP, DMSO-resistent, pack of 100 |  | 1184 | 1 | 1 | Refer to Cope
9409000 | LLG-Reaction tube stand | stainless steel |  | 32 | 1 | 1 | 72.18
9409006 | LLG-Aluminum block, 5x5 bore | for 2.0 ml cryo tubes | with round bottom | 32 | 1 | 1 | 96.01
9409007 | LLG-Aluminum block, 5x5 bore | for 2.0 ml cryo tubes | with tripod-stand edge | 711 | 1 | 1 | 135.4
9409008 | LLG-Aluminum block, 4x3 bore | for 15.0 ml centrifuge tubes |  | 32 | 1 | 1 | 103.4
9409013 | LLG-Test tube rack | stainless steel, self-adjusting, | 50 places, hole size 15,5mm | 40 | 1 | 1 | #N/A
9409014 | LLG-test tube rack | stainless steel, self-adjusting, | 50 places, hole size 17,5mm | 40 | 1 | 1 | 64.69
9409015 | LLG-aluminium block | 96 x 0,2 ml PCR tubes | + 6 x 1,5 ml tubes | 32 | 1 | 1 | 100.94
9409016 | LLG-aluminium block | 36 x 0,5 ml tubes | + 11 x 1,5 ml tubes | 32 | 1 | 1 | 96.01
9409017 | LLG-aluminium block | 24 x 1,5 ml tubes |  | 32 | 1 | 1 | 88.63
9409018 | LLG-aluminium block | 24 x 2,0 ml tubes |  | 32 | 1 | 1 | 88.63
9409023 | LLG-Microtubes 0.5 ml | non-sterile, clear, pack of 1000 |  | 646 | 1 | 1 | 21.89
9409024 | LLG-Microtubes 1.5 ml | non-sterile, clear, pack of 1000 |  | 646 | 1 | 1 | 16.88
9409025 | LLG-Microtubes 2.0 ml | non-sterile, clear, pack of 1000 |  | 646 | 1 | 1 | 19.82
9409033 | LLG-Filter tips 0.1-10 µl | type Low Retention Premium, sterile, | clear, 10 racks of 96 | 897 | 1 | 1 | 61.16
9409034 | LLG-Filter tips 1-20 µl | type Low Retention Premium, sterile, | clear, 10 racks of 96 | 897 | 1 | 1 | 61.16
9409035 | LLG-Filter tips 1-100 µl | type Low Retention Premium, sterile, | clear, 10 racks of 96 | 897 | 1 | 1 | 61.16
9409036 | LLG-Filter tips 1-200 µl | type Low Retention Premium, sterile, | clear, 10 racks of 96 | 897 | 1 | 1 | 61.16
9409037 | LLG-Filter tips 100-1000 µl | type Low Retention Premium, sterile, | clear, 10 racks of 96 | 897 | 1 | 1 | 73.65
9409038 | LLG-Pipette tips 0.1-10 µl | type Low Retention Premium, non-sterile, | clear, pack of 1000 | 897 | 1 | 1 | 13.63
9409039 | LLG-Pipette tips 0.1-10 µl | type Low Retention Premium, non-sterile, | clear, 10 racks of 96 | 897 | 1 | 1 | 37.63
9409041 | LLG-Pipette tips 1-200 µl | type Low Retention Premium, non-sterile, | clear, pack of 1000 | 897 | 1 | 1 | 11.91
9409042 | LLG-Pipette tips 1-200 µl | type Low Retention Premium, non-sterile, | clear, 10 racks of 96 | 897 | 1 | 1 | 35.79
9409043 | LLG-Pipette tips 100-1000 µl | type Low Retention Premium, non-sterile, | clear, 2 packs of 500 | 897 | 1 | 1 | 26.57
9409044 | LLG-Pipette tips 100-1000 µl | type Low Retention Premium, non-sterile, | clear, 10 racks of 96 | 897 | 1 | 1 | 48.25
9409045 | LLG-Pipette tips Economy 0.1-10 µl | non-sterile, clear, 10 racks of 96 |  | 897 | 1 | 1 | 32.91
9409046 | LLG-Pipette tips Economy 1-200 µl | non-sterile, yellow, pack of 1000 |  | 897 | 1 | 1 | 5.94
9409047 | LLG-Pipette tips Economy 1-200 µl | non-sterile, yellow, 10 racks of 96 |  | 897 | 1 | 1 | 31.84
9409048 | LLG-Pipette tips Economy 100-1000 µl | non-sterile, blue, pack of 2x500 |  | 897 | 1 | 1 | 9.62
9409049 | LLG-Pipette tips Economy 100-1000 µl | non-sterile, blue, 10 racks of 96 |  | 897 | 1 | 1 | 37.63
9409088 | Tube racks for 2x10 tubes | blue, 210x90x46mm |  | 31 | 1 | 1 | 8.31
9409097 | LLG-Pipette tips Economy 100-5000 µl | non-sterile, clear, pack of 250 |  | 897 | 1 | 1 | 26.95
9409098 | LLG-Pipette tips Economy 1000-10000 µl | non-sterile, clear, pack of 100 |  | 897 | 1 | 1 | 21.56
9409099 | LLG-Pipette tips Economy 0.1-10 µl | non-sterile, clear, pack of 1000 |  | 897 | 1 | 1 | 11.79
9409128 | Pipette tips 1 - 250 µl yellow -G-, pack of 1000 |  |  | 898 | 1 | 1 | 11.43
9409129 | Pipette tips 0.5 - 20 µl crystal -E-, pack of 1000 |  |  | 898 | 1 | 1 | 19.37
9409130 | Pipette tips 0.1 - 10 µl crystal -G-, pack of 1000 |  |  | 898 | 1 | 1 | 19.37
9409131 | Microtube racks, interlocking for 4 sizes | natural, 175x95x51mm |  | 33 | 1 | 1 | 8.71
9409132 | Microtube racks, interlocking for 4 sizes | blue, 175x95x51mm |  | 33 | 1 | 1 | 8.71
9409133 | Microtube racks, interlocking for 4 sizes | green, 175x95x51mm |  | 33 | 1 | 1 | 8.71
9409134 | Microtube racks, interlocking for 4 sizes | pink, 175x95x51mm |  | 33 | 1 | 1 | 8.71
9409135 | Microtube racks, interlocking for 4 sizes | yellow, 175x95x51cm |  | 33 | 1 | 1 | 8.71
9409136 | Microtube racks, interlocking for 4 sizes | orange, 175x95x51cm |  | 33 | 1 | 1 | 8.71
9409137 | Microtube racks, interlocking for 4 sizes | assorted colours, 175x95x51mm | pack of 5 | 33 | 1 | 1 | 36.35
9409138 | Pipette tips 1 - 200 µl | yellow, pack of 1000 |  | 898 | 1 | 1 | 9.85
9409139 | Pipette tips 200 - 1000 µl | blue, pack of 1000 |  | 898 | 1 | 1 | 10.3
9409140 | Finntip Pipet tips 1-5 ml | pack of 75 |  | 898 | 1 | 1 | 10.75
9409191 | Pipet tips,PP,cap. 1-10 ml | pack of 200 |  | 900 | 1 | 1 | See Cope Price List PR140-95
9409192 | Pipet tips,PP,cap. 1-10 ml | pack of 1000 |  | 900 | 1 | 1 | Refer to Cope
9409199 | Pipet tips,PP,cap. 0.5-5 ml,pack of 1000 |  |  | 900 | 1 | 1 | Refer to Cope
9409223 | Pipet tips,PP,cap. 0.5-5 ml,pack of 200 |  |  | 900 | 1 | 1 | See Cope Price List PR140-80
9409238 | Automatic pipette washer, PE-HD | for pipets up to 500 mm |  | 860 | 1 | 1 | See Cope Price List WB610-14
9409239 | Automatic pipette washer, PE-HD | for pipets up to 600 mm |  | 860 | 1 | 1 | 123.07
9409245 | PCR tubes 0.2 ml, white | attached transparent single cap, | standard, PP, pack of 120 | 1182 | 1 | 1 | Refer to Cope
9409246 | PCR tubes 0.15 ml, white | attached transparent single cap, | Low Profile, PP, pack of 120 | 1182 | 1 | 1 | Refer to Cope
9409247 | PCR-plates 96-well | w/o frame, Low Profile, | clear, blue coding, pack of 50 | 1183 | 1 | 1 | Refer to Cope
9409248 | PCR-plates 96-well | w/o frame, Low Profile, | white, blue coding, pack of 50 | 1183 | 1 | 1 | Refer to Cope
9409254 | PCR-plates 96-well | w/o frame, standard Profile, | clear, blue coding, pack of 50 | 1183 | 1 | 1 | Refer to Cope
9409255 | PCR-plates 96-well | w/o frame, standard Profile, | white, blue coding, pack of 50 | 1183 | 1 | 1 | Refer to Cope
9409256 | PCR-plates 96-well | half frame, Low Profile, | clear, blue coding, pack of 50 | 1183 | 1 | 1 | Refer to Cope
9409257 | PCR-plates 96-well | half frame, Low Profile, | white, blue coding, pack of 50 | 1183 | 1 | 1 | Refer to Cope
9409258 | PCR-plates 96-well | half frame, Low Profile, raised frame, | clear, blue coding, pack of 50 | 1183 | 1 | 1 | Refer to Cope
9409259 | PCR-plates 96-well | half frame, Low Profile, raised frame, | white, blue coding, pack of 50 | 1183 | 1 | 1 | Refer to Cope
9409264 | PCR-plates 96-well | half frame, standard Profile, | clear, blue coding, pack of 50 | 1183 | 1 | 1 | Refer to Cope
9409265 | PCR-plates 96-well | half frame, standard Profile, | white, blue coding, pack of 50 | 1183 | 1 | 1 | Refer to Cope
9409266 | PCR-plates 96-well | full frame, Low Profile, | white, black coding, pack of 50 | 1183 | 1 | 1 | Refer to Cope
9409277 | Reaction tubes 5.0 ml | 2 bags of 100 pieces |  | 649 | 1 | 1 | 60.78
9409278 | Reaction tubes 5.0 ml, PCR clean | 2 bags of 100 pieces |  | 649 | 1 | 1 | 68.17
9409279 | Reaction vials 5.0 ml, sterile | 10 bags of 20 pieces |  | 649 | 1 | 1 | 75.22
9409280 | PCR tubes 0,2ml, pink | flat cap, single | pack of 1000 | 1181 | 1 | 1 | Refer to Cope
9409281 | PCR tubes 0.2 ml, yellow | flat cap, single | pack of 1000 | 1181 | 1 | 1 | Refer to Cope
9409282 | PCR tubes 0.2 ml, green | flat cap, single | pack of 1000 | 1181 | 1 | 1 | Refer to Cope
9409283 | PCR tubes 0.2 ml, blue | flat cap, single | pack of 1000 | 1181 | 1 | 1 | Refer to Cope
9409284 | PCR tubes 0.5 ml, pink | flat cap, single | pack of 1000 | 1181 | 1 | 1 | Refer to Cope
9409285 | PCR tubes 0.5 ml, yellow | flat cap, single | pack of 1000 | 1181 | 1 | 1 | Refer to Cope
9409286 | PCR tubes 0.5 ml, green | flat cap, single | pack of 1000 | 1181 | 1 | 1 | Refer to Cope
9409287 | PCR tubes 0.5 ml, blue | flat cap, single | pack of 1000 | 1181 | 1 | 1 | Refer to Cope
9409288 | Reaction tubes 5.0 ml | Biopur, single packed, | pack of 50 | 649 | 1 | 1 | 75.22
9409289 | Reaction vials Protein LoBind, 5.0 ml | PCR clean, 2 bags of 50 pieces |  | 649 | 1 | 1 | 64.65
9409290 | Reaction vials DNA LoBind 5.0 ml | PCR clean, 4 bags of 50 pieces |  | 649 | 1 | 1 | 82.28
9409291 | Starter-Pack 5,0 ml, PCR clean | 400 vials, 2 Tube-Racks, 8 pieces adapter | for rotors with bore for 15 ml conical vials | 1282 | 1 | 1 | 193.92
9409292 | Tube-Rack for 5.0 ml reaction | vials, pack of 2 |  | 33 | 1 | 1 | #N/A
9409294 | Tube clip | for reaction vials 5.0 ml | pack of 10 | 649 | 1 | 1 | 35.93
9409301 | Reaction vessels,PP,with lid,cap. 1.5 ml | pack of 500 |  | 1277 | 1 | 1 | Refer to Cope
9409303 | Reaction vessels, 11x40 mm | 2,0 ml, Pack of 500 |  | 1277 | 1 | 1 | Refer to Cope
9409306 | PCR plates 384-tube, 0.04 ml | PP, thin walled, flexible, entire frameworks, | Real Time PCR-komp., pack of 50 | 1184 | 1 | 1 | Refer to Cope
9409307 | PCR plates 384-tube, 0.04 ml | PP, thin walled, fixed, high wells | entire frameworks, pack of 50 | 1184 | 1 | 1 | Refer to Cope
9409308 | Reaction vessel stands,PP,8x16 openings,white |  |  | 31 | 1 | 1 | See Cope Price List SM349-25
9409309 | Reaction vessel stands,PP,8x16 openings,blue |  |  | 31 | 1 | 1 | See Cope Price List SM349-35
9409310 | Reaction vessels,PP,with lid,cap. 1.5 ml pack of | 1000 |  | 1277 | 1 | 1 | See Cope Price List CF306-07
9409311 | Catch mate for 384-well plates | silicone, for 9.409 391 + 9.409 306 | pack of 10 | 1184 | 1 | 1 | Refer to Cope
9409312 | Reaction vessel stands,PP,8x16 openings,red |  |  | 31 | 1 | 1 | See Cope Price List SM349-45
9409313 | Reaction vessel stands,PP,8x16 openings,yellow |  |  | 31 | 1 | 1 | See Cope Price List SM349-55
9409314 | Reaction tube stands, white, PP | 265,126x38mm, for 84 tubes with 13mmØ |  | 31 | 1 | 1 | Refer to Cope
9409316 | Reaction tube stands, blue, PP | 265x126x38mm, for 84 tubes with 13mmØ |  | 31 | 1 | 1 | Refer to Cope
9409317 | Standard reaction tubes 1,5ml with lid | pack of 1.000 colourless 3810X |  | 1282 | 1 | 1 | 61.79
9409320 | SAFE-LOCK reaction vessels | 0.5 ml,colorless, pack of 500 |  | 1281 | 1 | 1 | 71.03
9409321 | Reaction tube stands, red, PP | 265x126x38mm, for 84 tubes with 13mmØ |  | 31 | 1 | 1 | Refer to Cope
9409323 | Reaction tube stand PP yellow | for 84 tubes 13mm, 265x126x38 |  | 31 | 1 | 1 | Refer to Cope
9409324 | Tubes DNA LoBind 0.5 ml | PCR clean, pack of 250 |  | 1282 | 1 | 1 | 39.96
9409326 | Tubes DNA LoBind 1.5 ml | PCR clean, pack of 250 |  | 1282 | 1 | 1 | 26.4
9409327 | Tubes DNA LoBind 2.0 ml | PCR clean, pack of 250 |  | 1282 | 1 | 1 | 26.53
9409328 | Tubes Protein LoBind 0.5 ml | PCR clean, pack of 100 |  | 1282 | 1 | 1 | 25.39
9409329 | Tubes Protein LoBind 1.5 ml | PCR clean, pack of 100 |  | 1282 | 1 | 1 | 19.34
9409330 | Tubes Protein LoBind 2.0 ml | PCR clean, pack of 100 |  | 1282 | 1 | 1 | 25.69
9409331 | SAFE-LOCK reaction vessels | 1.5 ml,colorless, pack of 1000 |  | 1281 | 1 | 1 | 71.87
9409332 | SAFE-LOCK reaction vessels,cap. 1.5 ml,yellow | pack of 1000 |  | 1281 | 1 | 1 | 100.75
9409333 | SAFE-LOCK reaction vessels,cap. 1.5 ml,red | pack of 1000 |  | 1281 | 1 | 1 | 100.75
9409334 | SAFE-LOCK reaction vessels,cap. 1.5 ml,blue | pack of 1000 |  | 1281 | 1 | 1 | 100.75
9409335 | SAFE-LOCK reaction vessels,cap. 1.5 ml,green | pack of 1000 |  | 1281 | 1 | 1 | 100.75
9409336 | SAFE-LOCK reaction vessels,cap. 1.5 ml,amber | pack of 1000 |  | 1281 | 1 | 1 | 107.63
9409337 | Reaction tubes 1,5ml, blue | pack of 1000, with lid |  | 1282 | 1 | 1 | 101.25
9409338 | Reaction tubes 1,5ml, yellow | pack of 1000, with lid |  | 1282 | 1 | 1 | 101.25
9409339 | Reaction tubes 1,5ml, green | pack of 1000, with lid |  | 1282 | 1 | 1 | 101.25
9409341 | SAFE-LOCK reaction vessels | 2 ml,colorless, pack of 1000 |  | 1281 | 1 | 1 | 98.06
9409342 | SAFE-LOCK reaction vessels,cap. 2 ml,yellow | pack of 1000 |  | 1281 | 1 | 1 | 120.75
9409343 | SAFE-LOCK reaction vessels,cap. 2 ml,red | pack of 1000 |  | 1281 | 1 | 1 | 120.75
9409344 | SAFE-LOCK reaction vessels,cap. 2 ml,blue | pack of 1000 |  | 1281 | 1 | 1 | 120.75
9409345 | SAFE-LOCK reaction vessels,cap. 2 ml,green | pack of 1000 |  | 1281 | 1 | 1 | 120.75
9409346 | SAFE-LOCK reaction vessels,cap. 2 ml,amber | pack of 1000 |  | 1281 | 1 | 1 | 125.75
9409347 | Reaction tubes 1,5ml, red | pack of 1000, with lid |  | 1282 | 1 | 1 | 101.25
9409351 | PCR-plates 96-well | full frame, Low Profile, | clear, black coding, pack of 50 | 1183 | 1 | 1 | 259.73
9409352 | SAFE-LOCK reaction vessels,cap. 0.5 ml,blue | pack of 500 |  | 1281 | 1 | 1 | 94.2
9409353 | SAFE-LOCK reaction vessels,cap. 0.5 ml,green | pack of 500 |  | 1281 | 1 | 1 | 94.2
9409354 | SAFE-LOCK reaction vessels,cap. 0.5 ml,yellow | pack of 500 |  | 1281 | 1 | 1 | 94.2
9409355 | SAFE-LOCK reaction vessels,cap. 0.5 ml,red | pack of 500 |  | 1281 | 1 | 1 | 94.2
9409356 | SAFE-LOCK reaction vessels,cap. 0.5 ml,amber | pack of 500 |  | 1281 | 1 | 1 | 100.75
9409357 | Safe-Lock reaction vessel 0,5 ml | assorted colours, pack of 500 |  | 1281 | 1 | 1 | 75.39
9409358 | Safe-Lock reaction vessels 1,5 ml | assorted colour, pack of 1000 |  | 1281 | 1 | 1 | 75.39
9409359 | Safe-Lock reaction vessels 2,0 ml | assorted colours, pack of 1000 |  | 1281 | 1 | 1 | 103.94
9409368 | PCR plates 48-well, 0,2 ml | PP, thin walled, flexible, transparent, | without frameworks, high wells, pack of 20 | 1183 | 1 | 1 | Refer to Cope
9409369 | PCR closure mat | for 24-well plates | for # 7814 11, pack of 10 | 1184 | 1 | 1 | Refer to Cope
9409370 | PCR tubes 0.2 ml, transparent | domed cap, single | pack of 1000 | 1181 | 1 | 1 | Refer to Cope
9409371 | PCR tubes 0.2 ml, transparent | flat cap, single | pack of 1000 | 1181 | 1 | 1 | Refer to Cope
9409372 | PCR tubes 0.5 ml, transparent | flat cap, single | pack of 1000 | 1181 | 1 | 1 | Refer to Cope
9409373 | PCR tubes 0,2ml, transparent, 8-strips | pack of 125, with lid |  | 1182 | 1 | 1 | Refer to Cope
9409374 | 8 PCR tube strips, 0.2 ml, transparent | without caps, pack of 125 |  | 1181 | 1 | 1 | Refer to Cope
9409375 | 8 PCR cap strips, transparent | for PCR tubes, pack of 125 |  | 1181 | 1 | 1 | Refer to Cope
9409377 | PCR tubes 0.15 ml, PP | 8-strips, with lid, | low profile RT PCR, pack of 120 | 1182 | 1 | 1 | Refer to Cope
9409379 | PCR-boxrack, PP, with lid | for 0,2 ml reaction vessels | assorted colours, pack of 5 | 1186 | 1 | 1 | Refer to Cope
9409380 | Reaction vessel stand,PP,for 20 reaction tubes | grey |  | 30 | 1 | 1 | Refer to Cope
9409381 | PCR plates 96-well, 0.2 ml | PP, thin walled, flexible, high wells | without frameworks, pack of 50 | 1183 | 1 | 1 | Refer to Cope
9409383 | PCR plates 96-well, 0.2 ml | PP, thin walled, flexible, high wells | half frameworks, pack of 50 | 1183 | 1 | 1 | Refer to Cope
9409384 | Catch mate for 96-well plates | TPE, for 9.409 381 + 9.409 383 | pack of 5 | 1184 | 1 | 1 | Refer to Cope
9409386 | Sealing film for micro plates | pack of 100, PP |  | 1184 | 1 | 1 | Refer to Cope
9409387 | Sealing film for micro plates | aluminium, pack of 100 |  | 1184 | 1 | 1 | Refer to Cope
9409390 | Reaction vessel stand,PE-coated wire,4x12 openings |  |  | 39 | 1 | 1 | 37.36
9409391 | PCR plates 384-tube, 0.04 ml | PP, thin walled, flexible, high wells | entire frameworks, pack of 50 | 1184 | 1 | 1 | Refer to Cope
9409392 | UVetten® single sealed, without adapter | for use in BioPhotometer | pack of 80 | 1288 | 1 | 1 | 91.01
9409397 | Starter Set, 80 UVettes + 1 adapter | for light centre height 15 mm(GeneQuant as well) | convertible to 8,5 mm | 1288 | 1 | 1 | 123.02
9409398 | UVetten® routine pack, 2x100 pcs |  |  | 1288 | 1 | 1 | 172.71
9409403 | ep T.I.P.S. standard, turquoise | 1-10 ml, 165 mm, 2 packs of 100 |  | 909 | 1 | 1 | 82.45
9409404 | ep T.I.P.S. standard, turquoise | 1-10 ml, 243 mm, 2 packs of 100 |  | 909 | 1 | 1 | 106.05
9409405 | ep T.I.P.S. racks 1-10 ml | Biopur, blue, pack of 120 |  | 910 | 1 | 1 | 98.4
9409406 | ep T.I.P.S. Filter | 1-10 ml, single sealed | pack of 100 | 911 | 1 | 1 | 102.72
9409407 | ep T.I.P.S. standard, clear | 2-200 µl, pack of 1000 |  | 909 | 1 | 1 | 58.6
9409408 | ep T.I.P.S. standard, clear | 20-300 µl, pack of 1000 |  | 909 | 1 | 1 | 58.6
9409409 | ep T.I.P.S. standard, clear | 50-1000 µl, pack of 1000 |  | 909 | 1 | 1 | 58.6
9409410 | ep T.I.P.S. standard, anthracide | 0.1-10 µl, 34 mm, 2 packs of 500 |  | 909 | 1 | 1 | 95.21
9409411 | ep. T.I.P.S. standard, grey | 0.1-20 µl, 40 mm, 2 packs of 500 |  | 909 | 1 | 1 | 95.21
9409412 | ep T.I.P.S standard, light grey | 0.5-20 µl, 46 mm, 2 packs of 500 |  | 909 | 1 | 1 | 90.5
9409413 | ep T.I.P.S standard, yellow | 2-200 µl, 53 mm, 2 packs of 500 |  | 909 | 1 | 1 | 58.6
9409414 | ep T.I.P.S standard, orange | 20-300 µl, 55 mm, 2 packs of 500 |  | 909 | 1 | 1 | 58.6
9409415 | ep T.I.P.S standard, blue | 50-1000 µl, 71 mm, 2 packs of 500 |  | 909 | 1 | 1 | 58.6
9409416 | ep T.I.P.S standard, green | 50-1250 µl, 76 mm, 2 packs of 500 |  | 909 | 1 | 1 | 99.91
9409417 | ep T.I.P.S standard, red | 0.5-2.5 ml, 115 mm, 5 pack of 100 |  | 909 | 1 | 1 | 68.68
9409418 | ep T.I.P.S standard, puple | 0.1-5.0 ml, 120 mm, 5 packs of 100 |  | 909 | 1 | 1 | 80.09
9409420 | ep Tips singles 0,1-20µl | Biopur, grey, pack fo 100 |  | 910 | 1 | 1 | 45.84
9409421 | Ep T.I.P.S. singles | Biopur 2-200ul, pack of 100 |  | 910 | 1 | 1 | 45.84
9409422 | ep.T.I.P.S singles, Biopur | 50-1000ul, pack of 100 |  | 910 | 1 | 1 | 45.84
9409425 | ep T.I.P.S. LoRetention Dualfilter, Racks | 10x96 tips 0.1-10 µl S, PCR clean, | sterile, pyrogen free, pack of 960 | 911 | 1 | 1 | 248.1
9409426 | ep T.I.P.S. LoRetention Dualfilter, Racks | 10x96 tips 0.5-20 µl L, PCR clean, | sterile, pyrogen free, pack of 960 | 911 | 1 | 1 | 232.76
9409427 | ep T.I.P.S. LoRetention Dualfilter, Racks | 10x96 tips 2-100 µl, PCR clean, | sterile, pyrogen free, pack of 960 | 911 | 1 | 1 | 232.76
9409428 | ep T.I.P.S. LoRetention Dualfilter, Racks | 10x96 tips 20-300 µl, PCR clean, | sterile, pyrogen free, pack of 960 | 911 | 1 | 1 | 232.76
9409429 | ep T.I.P.S. LoRetention Dualfilter, Racks | 10x96 tips 50-1000 µl, PCR clean, | sterile, pyrogen free, pack of 960 | 911 | 1 | 1 | 250.88
9409430 | ep Tips racks, 0,1-20µl | Biopur, grey, pack of 480 |  | 910 | 1 | 1 | 88.66
9409431 | ep T.I.P.S. Racks 2-200µl | Biopur, yellow, pack pf 480 |  | 910 | 1 | 1 | 82.61
9409432 | Ep. T.I.P.S rack 20-300 µl | Biopur, orange, pack of 480 |  | 910 | 1 | 1 | 82.61
9409433 | ep Tips racks, 50-1000µl | Biopur, blue, pack of 480 |  | 910 | 1 | 1 | 82.61
9409434 | ep Tips racks, 50-1250µl | Biopur, green, pack of 480 |  | 910 | 1 | 1 | 82.61
9409435 | ep Tips racks, 2,5ml | Biopur, red, pack of 240 |  | 910 | 1 | 1 | 73.71
9409440 | e.p. T.I.P.S Filter | 10x96 Tips 0,1-10 µl S | pack of 960 | 911 | 1 | 1 | 220.22
9409441 | e.p. T.I.P.S Filter | 10x96 Tips 0,1-10 µl M | pack of 960 | 911 | 1 | 1 | 220.22
9409442 | e.p T.I.P.S Filter | 10x96 Tips 0,5-20 µl | pack of 960 | 911 | 1 | 1 | 210.46
9409443 | e.p T.I.P.S Filter | 10x96 Tips 2-20 µl | pack of 960 | 911 | 1 | 1 | 210.46
9409444 | e.p. T.I.P.S Filter | 10x96 Tips 2-100 µl | pack of 960 | 911 | 1 | 1 | 210.46
9409445 | e.p T.I.P.S Filter | 10x96 Tips 20-300 µl | pack of 960 | 911 | 1 | 1 | 210.46
9409446 | e.p T.I.P.S Filter | 10x96 Tips 50-1000 µl | pack of 960 | 911 | 1 | 1 | 227.19
9409447 | ep T.I.P.S. filter 100-5000µl | purple, pack of 120 |  | 911 | 1 | 1 | 124.38
9409448 | ep T.I.P.S. Filter | 2-200 ml, single sealed | pack of 10x96 | 911 | 1 | 1 | 218.83
9409450 | ep T.I.P.S reloads, anthracite | 0,1-10µl, pack of 960 |  | 910 | 1 | 1 | 102.72
9409451 | ep T.I.P.S reloads | 0,1-20µl, pack of 960 |  | 910 | 1 | 1 | 102.72
9409452 | ep TIPS Reloads, lightgrey | 0,5-20µl, pack of 960 |  | 910 | 1 | 1 | 102.76
9409453 | ep T.I.P.S reloads | 2-200µl, pack of 960 |  | 910 | 1 | 1 | 97.39
9409454 | ep T.I.P.S reloads | 20-300µl, pack of 960 |  | 910 | 1 | 1 | 97.39
9409455 | ep T.I.P.S reloads | 50-1000ul, pack of 960 |  | 910 | 1 | 1 | 97.39
9409456 | ep T.I.P.S reloads | 50-1250µl, pack of 960 |  | 910 | 1 | 1 | 106.66
9409457 | Ep. T.I.P.S Reloads | 500-2500 µl, pack of 480 |  | 910 | 1 | 1 | 78.58
9409460 | ep TIPS Reloads PCR clean | 0,1-10 µl, anthracite | pack of 960 | 910 | 1 | 1 | 108.47
9409461 | ep TIPS Reloads PCR clean | 0,1-20 µl, grey, pack of 960 |  | 910 | 1 | 1 | 111.2
9409462 | ep TIPS Reloads PCR clean | 0,5-20 µl, light grey | pack of 960 | 910 | 1 | 1 | 103.17
9409463 | ep TIPS Reloads PCR clean | 2-200 µl, yellow | pack of 960 | 910 | 1 | 1 | 108.14
9409464 | ep TIPS Reloads PCR clean | 20-300 µl, orange | pack of 960 | 910 | 1 | 1 | 108.14
9409465 | ep TIPS Reloads PCR clean | 50-1000 µl, blue | pack of 960 | 910 | 1 | 1 | 108.14
9409466 | ep TIPS Reloads PCR clean | 50-1250 µl, green | pack of 960 | 910 | 1 | 1 | 119.08
9409467 | ep TIPS Reloads PCR clean | 2,5 ml, red | pack of 480 | 910 | 1 | 1 | 87.65
9409470 | ep T.I.P.S box | pack of 96, 0,1-10µl |  | 909 | 1 | 1 | 56.75
9409471 | ep T.I.P.S box | 0,1-20µl, pack of 96 |  | 909 | 1 | 1 | 56.75
9409472 | ep TIPS Box | 0,5-20µl, pack ob 96 |  | 909 | 1 | 1 | 50.37
9409473 | Ep. T.I.P.S Box | 2-200ul, pack of 96 |  | 909 | 1 | 1 | 50.37
9409474 | ep T.I.P.S box | 20-300µl, pack of 96 |  | 909 | 1 | 1 | 50.37
9409475 | ep T.I.P.S. box | 50-1000ul, pack of 96 |  | 909 | 1 | 1 | 50.37
9409476 | ep T.I.P.S. box | 1250µl, pack of 96 |  | 909 | 1 | 1 | 56.75
9409477 | EP T.I.P.S box | 2,5 ml, pack of 48 |  | 909 | 1 | 1 | 67
9409478 | Ep T.I.P.S-box | 5,0 ml, pack of 24 |  | 909 | 1 | 1 | 59.78
9409480 | E.P. tips, set box+5 trays | 0,1-10µl, anthracite, pack of 480 |  | 909 | 1 | 1 | 92.86
9409481 | ep TIPS set, box+5 trays | 0,1-20µl, grey, pack of 480 |  | 909 | 1 | 1 | 92.86
9409482 | ep TIPS set, box+5 trays | 0,5-1250µl, light grey, pack of 480 |  | 909 | 1 | 1 | 85.3
9409483 | ep.T.I.P.S Set Box+5Trays | 2-200 µl, yellow, pack of 480 |  | 909 | 1 | 1 | 82.28
9409484 | Ep. T.I.P.S set box + 5 trays | 20-300 µl, orange, pack of 480 |  | 909 | 1 | 1 | 82.28
9409485 | Ep T.I.P.S set, box + 5 trays | 50-1000 µl, blue, pack of 480 |  | 909 | 1 | 1 | 87.31
9409486 | ep TIPS set, box+5 trays | 50-1250µl, green, pack of 480 |  | 909 | 1 | 1 | 103.02
9409487 | Ep. T.I.P.S set, box + 5 trays | 2,5ml, red, pack of 240 |  | 909 | 1 | 1 | 80.09
9409490 | ep T.I.P.S. LoRetention Reloads | 10x96 tips 0.1-10 µl, | PCR clean, pack of 960 | 911 | 1 | 1 | 117.26
9409491 | ep T.I.P.S. LoRetention Reloads | 10x96 tips 0.5-20 µl L, | PCR clean, pack of 960 | 911 | 1 | 1 | 112.11
9409492 | ep T.I.P.S. LoRetention Reloads | 10x96 tips 2-200 µl, | PCR clean, pack of 960 | 911 | 1 | 1 | 105.75
9409493 | ep T.I.P.S. LoRetention Reloads | 10x96 tips 50-1000 µl, | PCR clean, pack of 960 | 911 | 1 | 1 | 105.75
9409495 | ep T.I.P.S. LoRetention Reloads | 10x96 tips 0.1-10 µl S, | Eppendorf quality, pack of 960 | 911 | 1 | 1 | 111.2
9409496 | ep T.I.P.S. LoRetention Reloads | 10x96 tips 0.5-20 µl L, | Eppendorf quality, pack of 960 | 911 | 1 | 1 | 100.6
9409497 | ep T.I.P.S. LoRetention Reloads | 10x96 tips 2-200 µl, | Eppendorf quality, pack of 960 | 911 | 1 | 1 | 105.28
9409498 | ep T.I.P.S. LoRetention Reloads | 10x96 tips 50-1000 µl, | Eppendorf quality, pack of 960 | 911 | 1 | 1 | 105.28
9409501 | Disposable stirring spatulas,PS,length 120 mm | rod diam. 3 mm,pack of 500 |  | 116 | 1 | 1 | 7.98
9409620 | 8 PCR tube strips, 0.2 ml, pink | without caps, pack of 125 |  | 1181 | 1 | 1 | Refer to Cope
9409621 | 8 PCR tube strips, 0.2 ml, yellow | without caps, pack of 125 |  | 1181 | 1 | 1 | Refer to Cope
9409622 | 8 PCR tube strips, 0.2 ml, green | without caps, pack of 125 |  | 1181 | 1 | 1 | Refer to Cope
9409623 | 8 PCR tube strips, 0.2 ml, blue | without caps, pack of 125 |  | 1181 | 1 | 1 | Refer to Cope
9409624 | 8 PCR cap strips, pink | for PCR tubes, pack of 125 |  | 1181 | 1 | 1 | Refer to Cope
9409625 | 8 PCR cap strips, yellow | for PCR tubes, pack of 125 |  | 1181 | 1 | 1 | Refer to Cope
9409626 | 8 PCR cap strips, green | for PCR tubes, pack of 125 |  | 1181 | 1 | 1 | Refer to Cope
9409627 | 8 PCR cap strips, blue | for PCR tubes, pack of 125 |  | 1181 | 1 | 1 | Refer to Cope
9409628 | PCR tubes 0,2ml, transparent | pack of 125, without lid, 12-strips |  | 1181 | 1 | 1 | Refer to Cope
9409629 | PCR tubes 0,2ml, pink | pack of 125, without lid, 12-strips |  | 1181 | 1 | 1 | Refer to Cope
9409630 | PCR tubes 0,2ml, yellow | pack of 125, without lid, 12-strips |  | 1181 | 1 | 1 | Refer to Cope
9409631 | PCR tubes 0,2ml, green | pack of 125, without lid, 12-strips |  | 1181 | 1 | 1 | Refer to Cope
9409632 | PCR-tubes 0,2ml, blue | pack of 125, without lid, 12-strips |  | 1181 | 1 | 1 | Refer to Cope
9409633 | Caps, transparent, 12-strips | pack of 125 |  | 1181 | 1 | 1 | Refer to Cope
9409634 | Caps, pink, 12-strips | pack of 125 |  | 1181 | 1 | 1 | Refer to Cope
9409635 | Caps, yellow, 12-strips | pack of 125 |  | 1181 | 1 | 1 | Refer to Cope
9409636 | Caps, green, 12-strips | pack of 125 |  | 1181 | 1 | 1 | Refer to Cope
9409637 | Caps, blue, 12-strips | pack of 125 |  | 1181 | 1 | 1 | Refer to Cope
9409653 | PD-tips Bio-Cert®, 2.5 ml | KB IVD, piston PE-HD, cylinder PP, | single packed, pack of 100 | 917 | 1 | 1 | Refer to Cope
9409656 | PD-tips Bio-Cert®, 25 ml | KB IVD, piston PE-HD, cylinder PP, | single packed, pack of 25 | 917 | 1 | 1 | Refer to Cope
9409660 | PCR-Rack reservible | assorted colours, pack of 5 |  | 1186 | 1 | 1 | 44.85
9409661 | PCR-Rack 96-well | assorted colours, pack of 5 |  | 1185 | 1 | 1 | 32.01
9409662 | Slide-Mailer | for 5 slides, assorted colours, | pack of 25 | 1025 | 1 | 1 | 14.23
9409663 | Reagent reservoirs 55 ml, non-sterile | PS, white, pack of 100 |  | 912 | 1 | 1 | 40.89
9409664 | Reagent reservoirs 100 ml, non-sterile | PS, white, pack of 100 |  | 912 | 1 | 1 | 50.56
9409665 | Dual Solution reservoirs 50 ml, non-sterile | PS, white, two basin in one, | mit Deckel, pack of 25 | 912 | 1 | 1 | 81.16
9409666 | Reagent reservoirs 55 ml, sterile | PS, white, pack of 50 |  | 912 | 1 | 1 | 51.99
9409667 | Reagent reservoirs 100 ml, sterile | PS, white, pack of 50 |  | 912 | 1 | 1 | 53.33
9409669 | Pipette tips 0.1-20 µl | PP, bulk, pack of 2000 |  | 900 | 1 | 1 | See Cope Price List PR140-10
9409670 | Pipette tips 0.5-20 µl | PP, bulk, pack of 2000 |  | 900 | 1 | 1 | See Cope Price List PR140-16
9409671 | Pipette tips 1-50 µl | PP, bulk, pack of 2000 |  | 900 | 1 | 1 | Refer to Cope
9409672 | Pipette tips 2-200 µl | PP, bulk, pack of 1000 |  | 900 | 1 | 1 | See Cope Price List PR140-28
9409673 | Pipette tips 5-300 µl | PP, bulk, pack of 1000 |  | 900 | 1 | 1 | See Cope Price List PR140-34
9409674 | Pipette tips 50-1000 µl | PP, bulk, pack of 1000 |  | 900 | 1 | 1 | Refer to Cope
9409675 | Pipette tips 0.1-20 µl | PP, bulk, pack of 10000 |  | 900 | 1 | 1 | Refer to Cope
9409676 | Pipette tips 0.5-20 µl | PP, bulk, pack of 10000 |  | 900 | 1 | 1 | Refer to Cope
9409677 | Pipette tips 1-50 µl | PP, bulk, pack of 10000 |  | 900 | 1 | 1 | Refer to Cope
9409678 | Pipette tips 2-200 µl | PP, bulk, pack of 10000 |  | 900 | 1 | 1 | Refer to Cope
9409679 | Pipette tips 5-300 µl | PP, bulk, pack of 10000 |  | 900 | 1 | 1 | Refer to Cope
9409680 | Pipette tips 50-1000 µl | PP, bulk, pack of 5000 |  | 900 | 1 | 1 | Refer to Cope
9409681 | Filter tips 0.1-1 µl | PP/PE, bulk, pack of 960 |  | 900 | 1 | 1 | See Cope Price List PR844-17
9409682 | Filter tips 0.5-10 µl | PP/PE, bulk, pack of 960 |  | 900 | 1 | 1 | See Cope Price List PR844-23
9409683 | Filter tips 1-20 µl | PP/PE, bulk, pack of 960 |  | 900 | 1 | 1 | Refer to Cope
9409684 | Filter tips 2-20 µl | PP/PE, bulk, pack of 960 |  | 900 | 1 | 1 | See Cope Price List PR844-29
9409685 | Filter tips 5-100 µl | PP/PE, bulk, pack of 960 |  | 900 | 1 | 1 | See Cope Price List PR844-35
9409686 | Filter tips 5-200 µl | PP/PE, bulk, pack of 960 |  | 900 | 1 | 1 | See Cope Price List PR844-40
9409687 | Filter tips 50-1000 µl | PP/PE, bulk, pack of 960 |  | 900 | 1 | 1 | See Cope Price List PR844-53
9409688 | Pipette tips Tip-Box 0.1-20 µl | PP, pack of 480 |  | 901 | 1 | 1 | See Cope Price List PR140-05
9409689 | Pipette tips Tip-Box 0.5-20 µl | PP, pack of 480 |  | 901 | 1 | 1 | See Cope Price List PR140-12
9409690 | Pipette tips Tip-Box 1-50 µl | PP, pack of 480 |  | 901 | 1 | 1 | Refer to Cope
9409691 | Pipette tips Tip-Box 2-200 µl | PP, pack of 480 |  | 901 | 1 | 1 | See Cope Price List PR140-24
9409692 | Pipette tips Tip-Box 5-300 µl | PP, pack of 480 |  | 901 | 1 | 1 | Refer to Cope
9409693 | Pipette tips Tip-Box 50-1000 µl | PP, pack of 480 |  | 901 | 1 | 1 | See Cope Price List PR140-45
9409694 | Pipette tips Tip-Box 0.1-20 µl | PP, Low Ret., pack of 480 |  | 901 | 1 | 1 | See Cope Price List PR184-06
9409695 | Pipette tips Tip-Box 0.5-20 µl | PP, Low Ret., pack of 480 |  | 901 | 1 | 1 | See Cope Price List PR184-14
9409696 | Pipette tips Tip-Box 1-50 µl | PP, Low Ret. pack of 480 |  | 901 | 1 | 1 | Refer to Cope
9409697 | Pipette tips Tip-Box 2-200 µl | PP, Low Ret., pack of 480 |  | 901 | 1 | 1 | See Cope Price List PR184-26
9409698 | Pipette tips Tip-Box 5-300 µl | PP, Low Ret., pack of 480 |  | 901 | 1 | 1 | See Cope Price List PR184-38
9409699 | Pipette tips Tip-Box 50-1000 µl | PP, Low Ret., pack of 480 |  | 901 | 1 | 1 | See Cope Price List PR184-46
9409700 | Filter tips Tip-Box 0.1-1 µl | PP/PE, pack of 480 |  | 901 | 1 | 1 | Refer to Cope
9409701 | Filter tips Tip-Box 0.5-10 µl | PP/PE, pack of 480 |  | 901 | 1 | 1 | Refer to Cope
9409702 | Filter tips Tip-Box 1-20 µl | PP/PE, pack of 480 |  | 901 | 1 | 1 | Refer to Cope
9409703 | Filter tips Tip-Box 2-20 µl | PP/PE, pack of 480 |  | 901 | 1 | 1 | Refer to Cope
9409704 | Filter tips Tip-Box 5-100 µl | PP/PE, pack of 480 |  | 901 | 1 | 1 | Refer to Cope
9409705 | Filter tips Tip-Box 5-200 µl | PP/PE, pack of 480 |  | 901 | 1 | 1 | Refer to Cope
9409706 | Filter tips Tip-Box 50-1000 µl | PP/PE, pack of 480 |  | 901 | 1 | 1 | Refer to Cope
9409707 | Pipette tips Tip-Box 0.1-1 µl | PP, Low Ret., pack of 480 |  | 901 | 1 | 1 | Refer to Cope
9409708 | Pipette tips Tip-Box 0.5-10 µl | PP, Low Ret., pack of 480 |  | 901 | 1 | 1 | Refer to Cope
9409709 | Pipette tips Tip-Box 1-20 µl | PP, Low Ret., pack of 480 |  | 901 | 1 | 1 | Refer to Cope
9409712 | Pipette tips Tip-Box 2-20 µl | PP, Low Ret., pack of 480 |  | 901 | 1 | 1 | Refer to Cope
9409713 | Pipette tips Tip-Box 5-100 µl | PP, Low Ret., pack of 480 |  | 901 | 1 | 1 | Refer to Cope
9409714 | Pipette tips Tip-Box 5-200 µl | PP, Low Ret., pack of 480 |  | 901 | 1 | 1 | Refer to Cope
9409715 | Pipette tips Tip-Box 50-1000 µl | PP, Low Ret., pack of 480 |  | 901 | 1 | 1 | Refer to Cope
9409716 | Pipette tips Tip-Box 0.1-20 µl | PP, sterile, pack of 960 |  | 902 | 1 | 1 | Refer to Cope
9409717 | Pipette tips Tip-Box 0.5-20 µl | PP, sterile, pack of 960 |  | 902 | 1 | 1 | Refer to Cope
9409718 | Pipette tips Tip-Box 1-50 µl | PP, sterile, pack of 960 |  | 902 | 1 | 1 | Refer to Cope
9409719 | Pipette tips Tip-Box 2-200 µl | PP, sterile, pack of 960 |  | 902 | 1 | 1 | Refer to Cope
9409721 | Pipette tips Tip-Box 5-300 µl | PP, sterile, pack of 960 |  | 902 | 1 | 1 | Refer to Cope
9409722 | Pipette tips Tip-Box 50-1000 µl | PP, sterile, pack of 960 |  | 902 | 1 | 1 | Refer to Cope
9409723 | Filter tips Tip-Box 0.1-1 µl | PP/PE, sterile, pack of 960 |  | 902 | 1 | 1 | See Cope Price List PR844-15
9409724 | Filter tips Tip-Box 0.5-10 µl | PP/PE, sterile, pack of 960 |  | 902 | 1 | 1 | See Cope Price List PR844-21
9409725 | Filter tips Tip-Box 1-20 µl | PP/PE, sterile, pack of 960 |  | 902 | 1 | 1 | Refer to Cope
9409726 | Filter tips Tip-Box 2-20 µl | PP/PE, sterile, pack of 960 |  | 902 | 1 | 1 | See Cope Price List PR844-26
9409727 | Filter tips Tip-Box 5-100 µl | PP/PE, sterile, pack of 960 |  | 902 | 1 | 1 | See Cope Price List PR844-33
9409728 | Filter tips Tip-Box 5-200 µl | PP/PE, sterile, pack of 960 |  | 902 | 1 | 1 | See Cope Price List PR844-37
9409729 | Filter tips Tip-Box 50-1000 µl | PP/PE, sterile, pack of 960 |  | 902 | 1 | 1 | See Cope Price List PR844-38
9409730 | Pipette tips Tip-Box 0.1-20 µl | PP, Low Ret., sterile, pack of 960 |  | 902 | 1 | 1 | See Cope Price List PR184-10
9409731 | LLG-Disposable reagent reservoir 25ml, sterile | incl.1 base, pack of 4x50 reservoirs |  | 912 | 1 | 1 | #N/A
9409732 | LLG-Disposable reagent reservoir 100ml, sterile | incl.1 base, pack of 4x50 reservoirs |  | 912 | 1 | 1 | 84.77
9409733 | Pipette tips Tip-Box 0.5-20 µl | PP, Low Ret., sterile, pack of 960 |  | 902 | 1 | 1 | See Cope Price List PR184-21
9409734 | Pipette tips Tip-Box 1-50 µl | PP, Low Ret., sterile, pack of 960 |  | 902 | 1 | 1 | Refer to Cope
9409735 | Pipette tips Tip-Box 2-200 µl | PP, Low Ret., sterile, pack of 960 |  | 902 | 1 | 1 | See Cope Price List PR184-34
9409736 | Pipette tips Tip-Box 5-300 µl | PP, Low Ret., sterile, pack of 960 |  | 902 | 1 | 1 | See Cope Price List PR184-42
9409737 | Pipette tips Tip-Box 50-1000 µl | PP, Low Ret., sterile, pack of 960 |  | 902 | 1 | 1 | See Cope Price List PR184-54
9409738 | Pipette tips Tip-Box 0.1-1 µl | PP, Low Ret., sterile, pack of 960 |  | 902 | 1 | 1 | See Cope Price List PR186-08
9409739 | Pipette tips Tip-Box 0.5-10 µl | PP, Low Ret., sterile, pack of 960 |  | 902 | 1 | 1 | See Cope Price List PR186-10
9409740 | Pipette tips Tip-Box 1-20 µl | PP, Low Ret., sterile, pack of 960 |  | 902 | 1 | 1 | Refer to Cope
9409741 | Pipette tips Tip-Box 2-20 µl | PP, Low Ret., sterile, pack of 960 |  | 902 | 1 | 1 | See Cope Price List PR186-16
9409742 | Pipette tips Tip-Box 5-100 µl | PP, Low Ret., sterile, pack of 960 |  | 902 | 1 | 1 | See Cope Price List PR186-22
9409743 | Pipette tips Tip-Box 5-200 µl | PP, Low Ret., sterile, pack of 960 |  | 902 | 1 | 1 | See Cope Price List PR186-28
9409744 | Pipette tips Tip-Box 50-1000 µl | PP, Low Ret., sterile, pack of 960 |  | 902 | 1 | 1 | See Cope Price List PR186-34
9409745 | Pipette tips Tip-Stack 0.5-20 µl | PP, pack of 960 |  | 902 | 1 | 1 | Refer to Cope
9409746 | Pipette tips Tip-Stack 2-200 µl | PP, pack of 960 |  | 902 | 1 | 1 | Refer to Cope
9409747 | Pipette tips Tip-Stack 50-1000 µl | PP, pack of 960 |  | 902 | 1 | 1 | Refer to Cope
9409748 | Pipette tips Tip-Stack 0.5-20 µl | PP, sterile, pack of 960 |  | 902 | 1 | 1 | Refer to Cope
9409749 | Pipette tips Tip-Stack 2-200 µl | PP, sterile, pack of 960 |  | 902 | 1 | 1 | Refer to Cope
9409750 | Pipette tips Tip-Stack 50-1000 µl | PP, sterile, pack of 960 |  | 902 | 1 | 1 | Refer to Cope
9409751 | Pipette tips Tip-Stack 0.5-20 µl | PP, Low Ret., pack of 960 |  | 902 | 1 | 1 | See Cope Price List PR184-18
9409752 | Pipette tips Tip-Stack 2-200 µl | PP, Low Ret., pack of 960 |  | 902 | 1 | 1 | See Cope Price List PR184-30
9409753 | Pipette tips Tip-Stack 50-1000 µl | PP, Low Ret., pack of 960 |  | 902 | 1 | 1 | See Cope Price List PR184-50
9409754 | Pipette tips Tip-Stack 0.5-20 µl | PP, Low Ret., sterile, pack of 960 |  | 902 | 1 | 1 | Refer to Cope
9409755 | Pipette tips Tip-Stack 2-200 µl | PP, Low Ret., sterile, pack of 960 |  | 902 | 1 | 1 | Refer to Cope
9409756 | Pipette tips Tip-Stack 50-1000 µl | PP, Low Ret., sterile, pack of 960 |  | 902 | 1 | 1 | Refer to Cope
9409757 | Pipette tips Tip-Rack 0.1-20 µl | PP, pack of 960 |  | 900 | 1 | 1 | See Cope Price List PR140-08
9409758 | Pipette tips Tip-Rack 0.5-20 µl | PP, pack of 960 |  | 900 | 1 | 1 | See Cope Price List PR140-14
9409759 | Pipette tips Tip-Rack 1-50 µl | PP, pack of 960 |  | 900 | 1 | 1 | Refer to Cope
9409760 | Pipette tips Tip-Rack 2-200 µl | PP, pack of 960 |  | 900 | 1 | 1 | See Cope Price List PR140-26
9409761 | Pipette tips Tip-Rack 5-300 µl | PP, pack of 960 |  | 900 | 1 | 1 | See Cope Price List PR140-32
9409762 | Pipette tips Tip-Rack 50-1000 µl | PP, pack of 960 |  | 900 | 1 | 1 | Refer to Cope
9409763 | Pipette tips Tip-Rack 0.1-20 µl | PP, sterile, pack of 960 |  | 901 | 1 | 1 | Refer to Cope
9409764 | Pipette tips Tip-Rack 0.5-20 µl | PP, sterile, pack of 960 |  | 901 | 1 | 1 | Refer to Cope
9409765 | Pipette tips Tip-Rack 1-50 µl | PP, sterile, pack of 960 |  | 901 | 1 | 1 | Refer to Cope
9409766 | Pipette tips Tip-Rack 2-200 µl | PP, sterile, pack of 960 |  | 901 | 1 | 1 | Refer to Cope
9409767 | Pipette tips Tip-Rack 5-300 µl | PP, sterile, pack of 960 |  | 901 | 1 | 1 | Refer to Cope
9409768 | Pipette tips Tip-Rack 50-1000 µl | PP, sterile, pack of 960 |  | 901 | 1 | 1 | Refer to Cope
9409769 | Filter tips Tip-Rack 0.1-1 µl | PP/PE, pack of 960 |  | 900 | 1 | 1 | Refer to Cope
9409770 | Filter tips Tip-Rack 0.5-10 µl | PP/PE, pack of 960 |  | 900 | 1 | 1 | Refer to Cope
9409771 | Filter tips Tip-Rack 1-20 µl | PP/PE, pack of 960 |  | 900 | 1 | 1 | Refer to Cope
9409772 | Filter tips Tip-Rack 2-20 µl | PP/PE, pack of 960 |  | 900 | 1 | 1 | Refer to Cope
9409773 | Filter tips Tip-Rack 5-100 µl | PP/PE, pack of 960 |  | 900 | 1 | 1 | Refer to Cope
9409774 | Filter tips Tip-Rack 5-200 µl | PP/PE, pack of 960 |  | 900 | 1 | 1 | Refer to Cope
9409775 | Filter tips Tip-Rack 50-1000 µl | PP/PE, pack of 960 |  | 900 | 1 | 1 | Refer to Cope
9409776 | Filter tips Tip-Rack 0.1-1 µl | PP/PE, sterile, pack of 960 |  | 901 | 1 | 1 | Refer to Cope
9409777 | Filter tips Tip-Rack 0.5-10 µl | PP/PE, sterile, pack of 960 |  | 901 | 1 | 1 | Refer to Cope
9409778 | Filter tips Tip-Rack 1-20 µl | PP/PE, sterile, pack of 960 |  | 901 | 1 | 1 | Refer to Cope
9409779 | Filter tips Tip-Rack 2-20 µl | PP/PE, sterile, pack of 960 |  | 901 | 1 | 1 | Refer to Cope
9409780 | Filter tips Tip-Rack 5-100 µl | PP/PE, sterile, pack of 960 |  | 901 | 1 | 1 | Refer to Cope
9409781 | Filter tips Tip-Rack 5-200 µl | PP/PE, sterile, pack of 960 |  | 901 | 1 | 1 | Refer to Cope
9409782 | Filter tips Tip-Rack 50-1000 µl | PP/PE, sterile, pack of 960 |  | 901 | 1 | 1 | Refer to Cope
9409783 | Tip-Box, empty | grey tip-tray up to 50 µl |  | 903 | 1 | 1 | Refer to Cope
9409784 | Tip-Box, empty | yellow tip-tray 200 µl |  | 903 | 1 | 1 | Refer to Cope
9409785 | Tip-Box, empty | green tip-tray 300 µl |  | 903 | 1 | 1 | Refer to Cope
9409786 | Tip-Box, empty | blue tip-tray 1000 µl |  | 903 | 1 | 1 | Refer to Cope
9409804 | Disposable scalpels Cutfix® size 10, | sterile, pack of 10 |  | 1274 | 1 | 1 | 5.36
9409805 | Disposable scalpels Cutfix® size 11, | sterile, pack of 10 |  | 1274 | 1 | 1 | 5.36
9409806 | Disposable scalpels Cutfix® size 12, | sterile, pack of 10 |  | 1274 | 1 | 1 | 5.36
9409807 | Disposable scalpels Cutfix® size 15, | sterile, pack of 10 |  | 1274 | 1 | 1 | 5.36
9409808 | Disposable scalpels Cutfix® size 20, | sterile, pack of 10 |  | 1274 | 1 | 1 | 5.36
9409809 | Disposable scalpels Cutfix® size 21, | sterile, pack of 10 |  | 1274 | 1 | 1 | 5.36
9409810 | Disposable scalpels Cutfix® size 22, | sterile, pack of 10 |  | 1274 | 1 | 1 | 5.36
9409813 | Disposable scalpels Cutfix® size 23, | sterile, pack of 10 |  | 1274 | 1 | 1 | 5.36
9409814 | Disposable scalpels Cutfix® size 24, | sterile, pack of 10 |  | 1274 | 1 | 1 | 5.36
9409820 | Solofix® blood lancets, sterile | V2A super-steel, pack of 200 |  | 1275 | 1 | 1 | 5.47
9409841 | Scalpel handle length 130 mm, type 1 | rust-free |  | 1274 | 1 | 1 | 14.89
9409844 | Scalpel handle length 160 mm, type 4 | rust-free |  | 1274 | 1 | 1 | 16.62
9409845 | Scalpel handle length 150 mm, type 5 | hollow handle, rust-free |  | 1274 | 1 | 1 | 33.41
9409846 | Scalpel handle 16 cm, no.6 | ergonomic, not to be used | for sterile preparations | 1274 | 1 | 1 | 26.61
9409850 | Scapel Protecting cap L 80 x W 20 x H 11 mm | not to be used for sterile preparations | PP | 1274 | 1 | 1 | 3.05
9409911 | Scalpel blades type 11, non-sterile | pack of 12 blades |  | 1274 | 1 | 1 | 5.21
9409915 | Scalpel blades type 15, non-sterile | pack of 12 blades |  | 1274 | 1 | 1 | 5.21
9409916 | Scalpel blades type 16, non-sterile | pack of 12 blades |  | 1274 | 1 | 1 | 5.21
9409918 | Scalpel blades type 18, non-sterile | pack of 12 blades |  | 1274 | 1 | 1 | 5.21
9409919 | Scalpel blades type 19, non-sterile | pack of 12 blades |  | 1274 | 1 | 1 | 5.21
9409920 | Scalpel blades type 20, non-sterile | pack of 12 blades |  | 1274 | 1 | 1 | 5.21
9409921 | Scalpel blades type 21, non-sterile | pack of 12 blades |  | 1274 | 1 | 1 | 5.06
9409922 | Scalpel blades type 22, non-sterile | pack of 12 blades |  | 1274 | 1 | 1 | 5.21
9409923 | Scalpel blades type 23, non-sterile | pack of 12 blades |  | 1274 | 1 | 1 | 5.06
9409924 | Scalpel blades type 24, non-sterile | pack of 12 blades |  | 1274 | 1 | 1 | 5.21
9409926 | Scalpel blades type 26, non-sterile | pack of 12 blades |  | 1274 | 1 | 1 | 5.21
9409927 | Scalpel blades type 27, non-sterile | pack of 12 blades |  | 1274 | 1 | 1 | 5.21
9409928 | Scalpel blades type 28, non-sterile | pack of 12 blades |  | 1274 | 1 | 1 | 5.21
9409929 | Scalpel blades type 29, non-sterile | pack of 12 blades |  | 1274 | 1 | 1 | 5.21
9409930 | Scalpel blades acuate | non sterile, pack of 12 |  | 1274 | 1 | 1 | 10.4
9410000 | Norm-Ject® disposable syringes 1 ml:1/100 | tuberculin, sterile, pack of 100 |  | 1358 | 1 | 1 | 8.11
9410002 | Norm-Ject® disposable syringes 2(3)ml | w. LUER connection, sterile, pack of 100 |  | 1358 | 1 | 1 | 3.95
9410005 | Norm-Ject® disposable syringes 5(6) ml | w. LUER connection, sterile, pack of 100 |  | 1358 | 1 | 1 | 5.54
9410010 | Norm-Ject® disposable syringes 10(12) ml | w. LUER connection, sterile, pack of 100 |  | 1358 | 1 | 1 | 7.91
9410020 | Norm-Ject® disposable syringes 20(24) ml | w. LUER connection, sterile, pack of 100 |  | 1358 | 1 | 1 | 11.84
9410025 | Norm-Ject® disposable syringes 30 ml | w. LUER connection, sterile, pack of 50 |  | 1358 | 1 | 1 | 23.78
9410050 | Norm-Ject® disposable syringes 50(60) ml | w. LUER connection, sterile, pack of 30 |  | 1358 | 1 | 1 | 18.16
9410061 | Soft-Ject® Disposable syringes 1 ml Tuberculin | with LUER connection, 3 parts, pack of 100 |  | 1358 | 1 | 1 | 9.27
9410062 | Soft-Ject® Disposable syringes 3 ml | with LUER connection, 3 parts, pack of 100 |  | 1358 | 1 | 1 | 5.67
9410063 | Soft-Ject® Disposable syringes 5 ml | with LUER connection, 3 parts, pack of 100 |  | 1358 | 1 | 1 | 7.98
9410064 | Soft-Ject® Disposable syringes 10 ml | with LUER connection, 3 parts, pack of 100 |  | 1358 | 1 | 1 | 11.84
9410065 | Soft-Ject® Disposable syringes 20 ml | with LUER connection, 3-parts, pack of 100 |  | 1358 | 1 | 1 | 17.76
9410066 | Soft-Ject® Disposable syringes 50 ml (60 ml) | with LUER connection, 3-parts, pack of 50 |  | 1358 | 1 | 1 | 22.27
9410101 | Needles,sterile,Pravaz 1,0.90x40 mm,pack of 100 |  |  | 1359 | 1 | 1 | 3.02
9410102 | Needles,sterile,Pravaz 2,0.80x40 mm,pack of 100 |  |  | 1359 | 1 | 1 | 3.02
9410112 | Needles,sterile,Pravaz 12,0.70x30 mm,pack of 100 |  |  | 1359 | 1 | 1 | 2.87
9410114 | Needles,sterile,Pravaz 14,0.60x30 mm,pack of 100 |  |  | 1359 | 1 | 1 | 3.02
9410116 | Needles,sterile,Pravaz 16,0.60x25 mm,pack of 100 |  |  | 1359 | 1 | 1 | 3.02
9410118 | Needles,sterile,Pravaz 18,0.45x25 mm,pack of 100 |  |  | 1359 | 1 | 1 | 3.02
9410120 | Needles,sterile,Pravaz 20,0.40x20 mm,pack of 100 |  |  | 1359 | 1 | 1 | 3.05
9410403 | Discardit II Disposable syringes 10 ml | 2-parts, pack of 100 |  | 1359 | 1 | 1 | 8.46
9411015 | LLG-Pasteur pipets, glass | cap. 2 ml, length 150 mm, pack of 1000 |  | 852 | 1 | 1 | 29.17
9411020 | LLG-Pasteur pipets, glass | cap. 2 ml, length 230 mm, pack of 1000 |  | 852 | 1 | 1 | 31.21
9411030 | Pasteur-Plast pipets 3 ml | macro, graduated, 150 mm, non-sterile | PE, pack of 500 | 852 | 1 | 1 | 12.77
9411031 | Pasteur-Plast pipets 1 ml | macro, 150 mm, non-sterile | PE, 201C, pack of 500 | 852 | 1 | 1 | 14.36
9411032 | Pasteur-Plast pipets 3 ml micro, 150 mm, | non-sterile PE, pack of 500 |  | 852 | 1 | 1 | 17.93
9411033 | Pasteur-Plast pipets 10 ml non graduated with mark | at 10 ml, 170 mm, non-sterile, PE, pack of 200 |  | 852 | 1 | 1 | 19.85
9411035 | Pasteur-Plast pipets 3 ml Macro, graduated, 150 | mm, sterile single packed, pack of 500 |  | 852 | 1 | 1 | 40.22
9411038 | Pasteur-Plast pipets 1 ml 150 mm, sterile, single | packed pack of 500 |  | 852 | 1 | 1 | 38.87
9411039 | Pasteur-Plast pipets 1 ml capillary graduated, 144 | mm, sterile, pack 500 |  | 852 | 1 | 1 | 48.69
9411215 | Micro-hematocrit capillaries,heparinized | length 75 mm x 1.1/1.2 mm | pack of 100 | 865 | 1 | 1 | Refer to Cope
9411220 | Micro-hematocrit capillaries,non-heparinized | length 75 mm x 1.1/1.2 mm | pack of 100 | 865 | 1 | 1 | Refer to Cope
9411240 | Hematocrit sealing compound,pack of 10 |  |  | 865 | 1 | 1 | Refer to Cope
9411242 | Disposable micro-pipets,Delbrück,cap. 20 µl | pack of 100 |  | 862 | 1 | 1 | Refer to Cope
9411246 | Disposable micro-pipets,Delbrück,cap. 50 µl | pack of 100 |  | 862 | 1 | 1 | Refer to Cope
9411252 | Minicaps 5 µl | length:30-32, DURAN, NA-HEP. | pack of 100 | 864 | 1 | 1 | 12.37
9411253 | Mini-caps 10µm, length 30-32 mm | pack of 100, DURAN |  | 864 | 1 | 1 | 12.37
9411254 | Minicaps 20 µl, length 30-32 mm | pack of 100, DURAN |  | 864 | 1 | 1 | 12.37
9411255 | Minicaps 25 µl, length 30-32 mm | pack of 100, DURAN |  | 864 | 1 | 1 | 12.42
9411256 | Minicaps 40 µl, length 30 mm | pack of 100, DURAN |  | 864 | 1 | 1 | 12.37
9411258 | Minicaps 50 µl, length 30-32 mm | pack of 100, DURAN |  | 864 | 1 | 1 | 12.37
9411260 | Pipet holder,for micro pipets |  |  | 863 | 1 | 1 | Refer to Cope
9411265 | Minicaps 0,5 µl | length: 30-32 mm, pack of 100 |  | 864 | 1 | 1 | 10.45
9411266 | Minicaps 1µl, length 30-32mm | pack of 100 |  | 864 | 1 | 1 | 10.45
9411267 | Minicaps 2µl | pack of 100, length 30-32mm |  | 864 | 1 | 1 | 10.45
9411268 | Minicaps 3 µl | length: 30-32 mm, pack of 100 |  | 864 | 1 | 1 | 10.45
9411270 | Minicaps 4 µl | length: 30-32 mm, pack of 100 |  | 864 | 1 | 1 | 10.45
9411271 | Capillary pipettes "Minicaps" | pack of 100, 5µl, length 30-32mm |  | 864 | 1 | 1 | 10.45
9411273 | Capillary pipettes "Minicaps" | pack of 100, 10µl, length 30-32mm |  | 864 | 1 | 1 | 10.45
9411274 | Minicaps 20 µl | length: 30-32 mm, pack of 100 |  | 864 | 1 | 1 | 10.45
9411275 | Minicaps 25 µl | length: 30-32 mm, pack of 100 |  | 864 | 1 | 1 | 10.45
9411276 | Minicaps 30 µl | length: 30-32 mm, pack of 100 |  | 864 | 1 | 1 | 10.45
9411277 | Capillary pipettes, 40 µl, Minicaps | pack of 100, 30 mm lenght |  | 864 | 1 | 1 | 10.45
9411279 | Minicaps 50µl | pack of 100, 30-32mm |  | 864 | 1 | 1 | 10.45
9411280 | Minicaps 100µl | pack of 100, 100mm |  | 864 | 1 | 1 | 10.45
9411307 | Disposable micro-pipets,with ring mark | mark at 1/2/3/4/5 µl,pack of 250 |  | 862 | 1 | 1 | See Cope Price List PP420-10
9411309 | Disposable micro-pipets,with ring mark | mark at 10 µl,pack of 250 |  | 862 | 1 | 1 | See Cope Price List PP420-16
9411318 | Disposable micro-pipets,with ring mark | mark at 20 µl,pack of 250 |  | 862 | 1 | 1 | See Cope Price List PP420-20
9411322 | Disposable micro-pipets with ring mark | mark at 25 µl, VE=250 |  | 862 | 1 | 1 | See Cope Price List PP420-23
9411327 | Disposable micro pipets with ring mark | mark at 40 µl, VE=250 |  | 862 | 1 | 1 | See Cope Price List PP420-30
9411328 | Disposable micro pipets with ring mark | mark at 20+40 µl, VE=250 |  | 862 | 1 | 1 | See Cope Price List PP420-27
9411333 | Disposable micro-pipets,with ring mark | mark at 50 µl,pack of 250 |  | 862 | 1 | 1 | See Cope Price List PP420-50
9411344 | Disposable micro-pipets,with ring mark | mark at 100 µl,pack of 250 |  | 862 | 1 | 1 | See Cope Price List PP420-56
9411345 | Disposable micro-pipets,with ring mark | mark at 50+100 µl,pack of 250 |  | 862 | 1 | 1 | See Cope Price List PP420-53
9411357 | Disposable micro-pipets,with ring mark | mark at 200 µl,pack of 200 |  | 862 | 1 | 1 | See Cope Price List PP420-61
9411440 | Pipetting aid | pack of 10 |  | 863 | 1 | 1 | Refer to Cope
9411449 | Natural macro tips 5ml | pack of 500 |  | 903 | 1 | 1 | Refer to Cope
9411473 | CALIBRA 822 digital pipettor | o,2-2µl |  | 875 | 1 | 1 | See Cope Price List PR530-10
9411474 | CALIBRA 822 digital pipettor | 1-10µl |  | 875 | 1 | 1 | See Cope Price List PR530-15
9411475 | Pipettors CALIBRA 822 | 1-10µl, digital for yellow tips |  | 875 | 1 | 1 | See Cope Price List PR530-17
9411476 | CALIBRA 822, 2-20 µl, digital pipette |  |  | 875 | 1 | 1 | See Cope Price List PR530-18
9411477 | CALIBRA 822 pipettor | 10-100µl |  | 875 | 1 | 1 | See Cope Price List PR530-20
9411478 | CALIBRA 822 pipettors | 20-200µl digital |  | 875 | 1 | 1 | See Cope Price List PR530-25
9411479 | Pipettors, air displacement calibra 822 | variable volume 100-1000µl |  | 875 | 1 | 1 | See Cope Price List PR530-30
9411480 | CALIBRA 832 pipettor digital | 0,2 - 2 ml |  | 875 | 1 | 1 | See Cope Price List PR600-25
9411481 | CALIBRA 832 pipettor digital | 1 - 10 ml |  | 875 | 1 | 1 | See Cope Price List PR600-30
9411482 |  |  |  | 875 | 1 | 1 | Refer to Cope
9411484 | Protection filter for 10ml model | pack of 100 |  | 875 | 1 | 1 | Refer to Cope
9411491 | Universal pipette stand In-Line 337 | light grey for 7 pipettes |  | 879 | 1 | 1 | See Cope Price List PR640-40
9411492 | Universal pipette stand In-Line 337 | ice blue for 7 pipettes |  | 879 | 1 | 1 | See Cope Price List PR640-44
9411493 | Universal pipette stand In-Line 337 | mint green for 7 pipettes |  | 879 | 1 | 1 | See Cope Price List PR640-46
9411494 | Universal pipette stand In-Line 337 | vanilla yellow for 7 pipettes |  | 879 | 1 | 1 | See Cope Price List PR640-42
9411501 | Natural macrotip 2ml for CALIBRA 832 | pack of 500 |  | 903 | 1 | 1 | See Cope Price List PR605-22
9411502 | Natural macrotips 10ml | pack of 300 |  | 903 | 1 | 1 | See Cope Price List PR587-55
9411503 | Autoclaving box for 24x10 ml macrotips | pack of 4 |  | 875 | 1 | 1 | Refer to Cope
9411504 | Universal pipette stand In-Line 337 | pastell pink for 7 pipettes |  | 879 | 1 | 1 | Refer to Cope
9411505 | Pipette rack, light-grey | for 3 micro-, macro- and/or | multi canal pipettes "Socorex" | 878 | 1 | 1 | Refer to Cope
9411509 | Syringe tips Ecostep bioproof, | 10-100 µl, non-sterile, yellow, | pack of 100 | 918 | 1 | 1 | See Cope Price List PR493-06
9411510 | Syringe tips Ecostep bioproof, | 10-100 µl, sterile, yellow, | pack of 100 | 918 | 1 | 1 | See Cope Price List PR496-06
9411511 | Syringe tips Ecostep bioproof, | 50-500 µl, non-sterile, blue, | pack of 100 | 918 | 1 | 1 | See Cope Price List PR493-09
9411512 | Syringe tips Ecostep bioproof | 50-500 µl, sterile, blue, | pack of 100 | 918 | 1 | 1 | See Cope Price List PR496-09
9411513 | Syringe tips Ecostep bioproof, | 500-5000 µl, non-sterile, red, | pack of 100 | 918 | 1 | 1 | See Cope Price List PR493-12
9411514 | Syringe tips Ecostep bioproof, | 500-5000 µl, sterile, red, | pack of 100 | 918 | 1 | 1 | See Cope Price List PR496-12
9411520 |  |  |  | 920 | 1 | 1 | See Cope Price List SY700-10
9411521 |  |  |  | 920 | 1 | 1 | See Cope Price List SY700-20
9411522 | Self-refilling syringes, series 174 | 0,5-5ml, grad. 0,5ml |  | 920 | 1 | 1 | See Cope Price List SY700-30
9411523 | Self-refilling syringes 174 | 1-10:1ml with valve |  | 920 | 1 | 1 | See Cope Price List SY700-40
9411524 |  |  |  | 920 | 1 | 1 | Refer to Cope
9411525 |  |  |  | 920 | 1 | 1 | Refer to Cope
9411526 |  |  |  | 920 | 1 | 1 | Refer to Cope
9411527 |  |  |  | 920 | 1 | 1 | Refer to Cope
9411561 | Pipettor Stepper 411 |  |  | 917 | 1 | 1 | See Cope Price List PR490-10
9411562 | Dispenser Calibrex organo 525, 2,5 - 25 ml | ground glass plunger, autclavable |  | 924 | 1 | 1 | Refer to Cope
9411563 | Dispenser Calibrex organo 525, 5 - 50 ml | ground glass plunger, autoclavable |  | 924 | 1 | 1 | Refer to Cope
9411564 | Dispenser Calibrex organo 525, 10 - 100 ml | ground glass plunger, autoclavable |  | 924 | 1 | 1 | Refer to Cope
9411565 | Dispenser Calibrex solutae 530, 2,5 - 25 ml | PFA coated plunger, autoclavable |  | 924 | 1 | 1 | See Cope Price List DK282-19
9411566 | Dispenser Calibrex solutae 530, 5 - 50 ml | PFA coated plunger, autoclavable |  | 924 | 1 | 1 | See Cope Price List DK282-23
9411567 | PVC work station | for stepper 411 |  | 917 | 1 | 1 | See Cope Price List PR490-80
9411568 | Spare adapters | for red Ecostep tips 37.5 ml | pack of 5 | 917 | 1 | 1 | Refer to Cope
9411590 | Acura® manual 825 Micro pipette | 0.1 - 2 µl |  | 874 | 1 | 1 | See Cope Price List PR577-02
9411591 | Acura® manual 825 Micro pipette | 0,5 - 10 µl |  | 874 | 1 | 1 | See Cope Price List PR577-03
9411592 | Acura® manual 825 Micro pipette | 1 - 10 µl |  | 874 | 1 | 1 | See Cope Price List PR577-05
9411593 | Acura® manual 825 Micro pipette | 2 - 20 µl |  | 874 | 1 | 1 | See Cope Price List PR577-08
9411594 | Acura® manual 825 Micro pipette | 5 - 50 µl |  | 874 | 1 | 1 | See Cope Price List PR577-10
9411595 | Acura® manual 825 Micro pipette | 10 - 100 µl |  | 874 | 1 | 1 | See Cope Price List PR577-15
9411596 | Acura® manual 825 Micro pipette | 20 - 200 µl |  | 874 | 1 | 1 | See Cope Price List PR577-20
9411597 | Acura® manual 825 Micro pipette | 100 - 1000 µl |  | 874 | 1 | 1 | See Cope Price List PR577-25
9411598 | Acura® manual 835 macro pipettes | 0.5-5ml |  | 874 | 1 | 1 | Refer to Cope
9411599 | Acura® manual 835 macro pipettes | 1-10ml |  | 874 | 1 | 1 | Refer to Cope
9411620 | Acura® manual 825 Triopack C | pack of 3 Micro pipettes 2/10/50µl |  | 874 | 1 | 1 | Refer to Cope
9411621 | Acura® manual 825 Triopack J | pack of 3 Micro pipettes 2/20/200µl |  | 874 | 1 | 1 | Refer to Cope
9411622 | Acura® manual 825 Triopack M | pack of 3 Micro pipettes 10Y/50/200µl |  | 874 | 1 | 1 | Refer to Cope
9411623 | Acura® manual 825 Triopack P | pack of 3 Micro pipettes 10Y/100/1000µl |  | 874 | 1 | 1 | Refer to Cope
9411624 | Acura® manual 825 Triopack S | pack of 3 Micro pipettes 20/200/1000µl |  | 874 | 1 | 1 | Refer to Cope
9411625 | Acura® manual 825 Triopack T | pack of 3 Micro pipettes 50/200/1000µl |  | 874 | 1 | 1 | Refer to Cope
9411626 | Acura® manual 825 Triopack V | pack of 3 Micro pipettes 0,1/1/5ml |  | 874 | 1 | 1 | Refer to Cope
9411627 | Acura® manual 835 Triopack Y | pack of 3 Macro pipettes 1/5/10ml |  | 874 | 1 | 1 | Refer to Cope
9411628 | Acura® manual 825 Triopack O | pack of 3 Micro pipettes 10/100/1000µl |  | 874 | 1 | 1 | Refer to Cope
9411630 | Acura® manual 855, 0.5 - 10 µl | multichannel pipet | adjustable 8 channel, autoclavable | 877 | 1 | 1 | Refer to Cope
9411631 | Acura® manual 855, 5 - 50 µl | multichannel pipet | adjustable 8 channel, autoclavable | 877 | 1 | 1 | See Cope Price List PR670-17
9411632 | Acura® manual 855, 20 - 200 µl | multichannel pipet | adjustable 8 channel, autoclavable | 877 | 1 | 1 | See Cope Price List PR670-65
9411633 | Acura® manual 855, 40 - 350 µl | multichannel pipet | adjustable 8 channel, autoclavable | 877 | 1 | 1 | See Cope Price List PR670-22
9411634 | Acura® manual 855, 0,5 - 10 µl | multichannel pipet | adjustable 12 channel, autoclavable | 877 | 1 | 1 | Refer to Cope
9411635 | Acura® manual 855, 5 - 50 µl | multichannel pipet | adjustable 12 channel, autoclavable | 877 | 1 | 1 | Refer to Cope
9411636 | Acura® manual 855, 20 - 200 µl | multichannel pipet | adjustable 12 channel, autoclavable | 877 | 1 | 1 | Refer to Cope
9411637 | Acura® manual 855, 40 - 350 µl | multichannel pipet | adjustable 12 channel, autoclavable | 877 | 1 | 1 | Refer to Cope
9411650 | Acura® manual 826 XS TwiXS Pack E | pack of 2 Micro pipets 2 / 20 µl |  | 875 | 1 | 1 | See Cope Price List PR578-92
9411651 | Acura® manual 826 XS TwiXS Pack G | pack of 2 Micro pipets 10 / 100 µl |  | 875 | 1 | 1 | See Cope Price List PR578-94
9411652 | Acura® manual 826 XS TwiXS Pack K | pack of 2 Micro pipets 50 / 200 µl |  | 875 | 1 | 1 | See Cope Price List PR578-96
9411653 | Acura® manual 826 XS TwiXS Pack N | pack of 2 Micro pipets 100 / 1000 µl |  | 875 | 1 | 1 | See Cope Price List PR578-98
9411654 | Acura® manual 826 XS TwiXS Pack H | pack of 2 Micro pipettes 20 / 200 µl |  | 875 | 1 | 1 | Refer to Cope
9411655 | Acura® manual 826 XS TwiXS Pack Q | pack of 2 Micro pipettes 20 / 1000 µl |  | 875 | 1 | 1 | Refer to Cope
9411660 | Acura® electro XS 926, micropipette | 0,1 - 2 µl, with 4,8 V battery |  | 876 | 1 | 1 | See Cope Price List PR693-05
9411661 | Acura® electro XS 926, Micropipette | 0,5 - 10 µl, mit 4,8 V battery |  | 876 | 1 | 1 | See Cope Price List PR693-12
9411662 | Acura® electro XS 926, micropipette | 0,5 - 10 µl, for tips 200µl, | with 4,8 V battery | 876 | 1 | 1 | Refer to Cope
9411663 | Acura® electro XS 926, micropipette | 1 - 20 µl, with 4,8 V battery |  | 876 | 1 | 1 | See Cope Price List PR693-16
9411664 | v | v |  | 876 | 1 | 1 | See Cope Price List PR693-27
9411665 | Acura® electro XS 926, Micropipette | 5 - 100 µl, mit 4,8 V battery |  | 876 | 1 | 1 | See Cope Price List PR693-29
9411666 | Acura® electro XS 926, micropipette | 10 - 200 µl, with 4,8 V battery |  | 876 | 1 | 1 | See Cope Price List PR693-32
9411667 | Acura® electro XS 926, Micropipette | 50 - 1000 µl, with 4,8 V battery |  | 876 | 1 | 1 | See Cope Price List PR693-62
9411668 | Acura® electro XS 926, micropipette | 0.1 - 2 µl, Initialpack, with 4.8 V battery, | charging station and replacement battery, | 876 | 1 | 1 | Refer to Cope
9411669 | Acura® electro XS 926, Micropipette | 0.5 - 10 µl, Initialpack, with 4.8 V battery, | charging station and replacement battery, | 876 | 1 | 1 | See Cope Price List PR690-12
9411670 | Acura® electro XS 926, micropipette | 0,5 - 10 µl, for tips 200µl, Initialpack, w. 4.8 V | battery, charging station and replacement battery, | 876 | 1 | 1 | Refer to Cope
9411671 | Acura® electro XS 926, micropipette | 1 - 20 µl, Initialpack, with 4.8 V battery, | charging station and replacement battery, | 876 | 1 | 1 | Refer to Cope
9411672 | Acura® electro XS 926, micropipette | 2.5 - 50 µl, Initialpack, with 4.8 V battery, | charging station and replacement battery, | 876 | 1 | 1 | See Cope Price List PR690-27
9411673 | Acura® electro XS 926, Micropipette | 5 - 100 µl, Initialpack, with 4.8 V battery, | charging station and replacement battery, | 876 | 1 | 1 | See Cope Price List PR690-29
9411674 | Acura® electro XS 926, micropipette | 10 - 200 µl, Initialpack, with 4.8 V battery, | charging station and replacement battery, | 876 | 1 | 1 | See Cope Price List PR690-32
9411675 | Acura® electro XS 926, Micropipette | 50 - 1000 µl, Initialpack, with 4.8 V battery, | charging station and replacement battery, | 876 | 1 | 1 | See Cope Price List PR690-62
9411680 | Acura® electro 936, macropipette | 0,1 - 2 ml, with 4,8V battery |  | 876 | 1 | 1 | See Cope Price List PR693-83
9411681 | Acura® electro 936, macropipette | 0,25 - 5 ml, with 4,8V battery |  | 876 | 1 | 1 | See Cope Price List PR693-87
9411682 | Acura® electro 936, Macropipette | 0,5 - 10 ml, mit 4,8V battery |  | 876 | 1 | 1 | See Cope Price List PR693-92
9411683 | Acura® electro 936, macropipette | 0,1 - 2 ml, Initialpack, | with 4,8V battery, incl.charger | 876 | 1 | 1 | Refer to Cope
9411684 | Acura® electro 936, macropipette | 0,25 - 5 ml, initialpack, | with 4,8V battery, incl.charger | 876 | 1 | 1 | Refer to Cope
9411685 | Acura® electro 936, Macropipette | 0,5 - 10 ml, Initialpack, | with 4,8V battery, incl.charging station | 876 | 1 | 1 | See Cope Price List PR690-92
9411690 | Acura® electro 956, multichannel pipette | 8-channel, 0,5 - 10 µl, alone | with 4,8 V battery | 877 | 1 | 1 | Refer to Cope
9411691 | Acura® electro 956, mutlichannel pipette | 8-channel, 2,5 - 50 µl, alone | with 4,8 V battery | 877 | 1 | 1 | Refer to Cope
9411692 | Acura® electro 956, multichannel pipette | 8-channel 10 - 200 µl, alone | with 4,8 V battery | 877 | 1 | 1 | Refer to Cope
9411693 | Acura® electro 956, multichannel pipette | 8-channel, 20 - 350 µl, alone | with 4,8 V battery | 877 | 1 | 1 | Refer to Cope
9411694 | Acura® electro 956, multichannel pipette | 12-channel, 0,5 - 10 µl, alone | with 4,8 V battery | 877 | 1 | 1 | Refer to Cope
9411695 | Acura® electro 956, mutichannel pipette | 12-channel, 2,5 - 50 µl, alone | with 4,8 V battery | 877 | 1 | 1 | Refer to Cope
9411696 | Acura® electro 956, multichannel pipette | 12-channel, 10 - 200 µl, alone | with 4,8 V battery | 877 | 1 | 1 | Refer to Cope
9411697 | Acura® electro 956, multichannel pipette | 12-channel, 20 - 350 µl, alone, | with 4,8 V battery | 877 | 1 | 1 | Refer to Cope
9411700 | Acura® electro 956, Multichannel pipette | 8-channel, 0.5 - 10 µl, Initialpack, 4.8 V battery | charging station and replacement battery, | 878 | 1 | 1 | Refer to Cope
9411701 | Acura® electro 956, multichannel pipette | 8-channel, 2.5 - 50 µl, Initialpack, 4.8 V battery | charging station and replacement battery, | 878 | 1 | 1 | Refer to Cope
9411702 | Acura® electro 956, Multichannel pipette | 8-channel, 10 - 200 µl, Initialpack, 4.8 V battery | charging station and replacement battery, | 878 | 1 | 1 | Refer to Cope
9411703 | Acura® electro 956, multi channel pipette | 8-channel, 20 - 350 µl, Initialpack, 4.8 V battery | charging station and replacement battery, | 878 | 1 | 1 | Refer to Cope
9411704 | Acura® electro 956, multichannel pipette | 12-channel, 0.5 - 10 µl, Initialpack, 4.8V battery | charging station and replacement battery, | 878 | 1 | 1 | Refer to Cope
9411705 | Acura® electro 956, multichannel pipette | 12-channel, 2.5 - 50 µl, Initialpack, 4.8V battery | charging station and replacement battery, | 878 | 1 | 1 | Refer to Cope
9411706 | Acura® electro 956, Multichannel pipette | 12-channel, 10 - 200 µl, Initialpack, 4.8V battery | charging station and replacement battery, | 878 | 1 | 1 | Refer to Cope
9411707 | Acura® electro 956, multichannel pipette | 12-channel, 20 - 350 µl, Initialpack, 4.8V battery | charging station and replacement battery, | 878 | 1 | 1 | Refer to Cope
9411708 | Handle Accu 4,8V | for blue Acura® electro Line |  | 878 | 1 | 1 | Refer to Cope
9411731 | Pasteur pipettes, glass, 2 ml | 150mm, non sterile, pack of 250 |  | 875 | 1 | 1 | Refer to Cope
9412800 | Druckluft 67 | Compressed air, cap. 200 ml |  | 1064 | 1 | 1 | 16.67
9412801 | Druckluft 67 | Compressed air, cap. 400 ml |  | 1064 | 1 | 1 | 28.46
9412805 | Druckluft 67 SUPER | Compressed air, cap. 400 ml |  | 1064 | 1 | 1 | 32.95
9412810 | Label remover,spray can,cap. 200 ml | pressurized package,flammable, AEROSOLS | UN 1950, cl.2, code 5F, ADR | 158 | 1 | 1 | 11.38
9412811 | Solvent 50, 5l-can | dipentene | UN 2052, cl.3. ADR, pack.gr.III | 158 | 1 | 1 | 107.34
9412900 | Labels M71C-500-595-WT | W 13,0mm, roll of 15,24m |  | 161 | 1 | 1 | 67.42
9412901 | Labels M71C-1000-595-WT | W 25,4mm, roll of 15,24m |  | 161 | 1 | 1 | 88.03
9412902 | Labels M71C-2000-595-WT | W 50,8mm, roll of 15,24m |  | 161 | 1 | 1 | 104.78
9412903 | Labels 12,7 x 45,7 mm | type PTL-72-461, pack of 500 |  | 161 | 1 | 1 | 121.5
9412904 | Labels 25,4x12,7mm | type M71-17-498, pack of 500 |  | 161 | 1 | 1 | 83.22
9412905 | Labels 25,1x38,1mm | type M71-31-498, pack of 250 |  | 161 | 1 | 1 | 75.2
9412906 | Labelsn 9,5x25,4mm | Type M71-16-499, pack of 500 |  | 161 | 1 | 1 | 79.28
9412907 | Labels 22,9x12,7mm | type M71-84-499, pack of 500 |  | 161 | 1 | 1 | 115.46
9412908 | Labels 25,4x9,5mm | type M71-98-499, pack of 500 |  | 161 | 1 | 1 | 103.04
9412909 | Labels 19,1x22,9mm | type M71-80-488, pack of 250 |  | 161 | 1 | 1 | 47.39
9412910 | Labels 22,9x22,9mm | type M71-97-488, pack of 250 |  | 161 | 1 | 1 | 79
9412915 | Label printer BMP71 | with QWERTZ keyboard, mains supply EU |  | 161 | 1 | 1 | 1036.54
9412916 | Label printer BMP71 | with QWERTZ keyboard, mains supply EU, | and Software Labelmark 5.0 | 161 | 1 | 1 | 1107.48
9413015 | KIMTECH® Science* Laboratory tissues | white, 2 x 14 g/m², | 21 x 20 cm, box of 200 tissues | 1065 | 1 | 1 | See Cope Price List CL710-17
9413017 | KIMTECH® Science* Laboratory tissues | white, 2 x 14 g/m², | 20 x 20,5 cm, box of 100 tissues | 1065 | 1 | 1 | See Cope Price List CL710-15
9413018 | WYPALL® L10 wipes,100% recycling material | roll of 630 wipes,185x380 mm | pack of 6 rolls | 1069 | 1 | 1 | 81.06
9413019 | WYPALL® X60 wipes 24.5x42 cm | pressed, light grey, 68 g/m², multibox, | 1 roll with 150 wipes | 1068 | 1 | 1 | 25.54
9413020 | KIMWIPES® Lite precision wipes,box of 150 wipes | box of 150 wipes, 230x420mm |  | 1065 | 1 | 1 | See Cope Price List CL712-10
9413021 | KIMWIPES® Lite precision wipes, | box of 280 wipes,115x220 mm, |  | 1065 | 1 | 1 | See Cope Price List CL712-25
9413033 | KLEENEX® towels,bag of 50 towels,330x380 mm |  |  | 1066 | 1 | 1 | 16.88
9413034 | Tear-resistant wipes,individual wipes,z-folded | 12 x 76 embossed wipes in box,31.5 x 36.5 cm |  | 1068 | 1 | 1 | 162.56
9413035 | Cleaning wipes WYPALL 42,5x23cm,white | pack of 10 boxes with 126 wipes |  | 1068 | 1 | 1 | 184.11
9413036 | Tear-resistant wipes,large roll | 750 perforated wipes,400x380 mm |  | 1068 | 1 | 1 | 178.88
9413040 | Surface sisinfection cloths, Pursept A | refill pack with 150 cloths |  | 1057 | 1 | 1 | Refer to Cope
9413041 | Surface disinfection cloths | refill pack of 150, Pursept A |  | 1057 | 1 | 1 | Refer to Cope
9413043 | Wall holder, for small rolls | up to 26 cm, plastic, white, | 15 x 32 x 15 cm | 1069 | 1 | 1 | 43.91
9413044 | Cleaning wipes WYPALL L30 | roll with 500 cloths, 33x38 cm, blue |  | 1067 | 1 | 1 | 23.32
9413046 | WYPALL® L40 wipes 330x380mm | AIRFLEX, 3 x 20g/m², perforated, blue | roll with 750 wipes | 1068 | 1 | 1 | 59.44
9413047 | Wall holders,for large rolls,wide,with trash sack | metal |  | 1069 | 1 | 1 | 89.62
9413048 | ***after clearance sale no longer available*** | ***replacement 9413071*** | Scott® hand towelsbag of 180 towels, | 1070 | 1 | 1 | #N/A
9413050 | KLEENEX® hand towels SUPER-SOFT,235x 420 mm | bag of 72 hand towels |  | 1070 | 1 | 1 | 6.55
9413051 | KLEENEX® hand towels - big | white, interfold, AIRFLEX® | 215x415 mm, bag of 94 towels | 1070 | 1 | 1 | 6.4
9413052 | ***after clearance sale no longer available*** | ***replacement 9413072*** | Scott® hand towels,230x315 mm,bag of 180 towels | 1070 | 1 | 1 | #N/A
9413054 | KIMWIPES® Classic wipes,265x380 mm,roll of 500 |  |  | 1067 | 1 | 1 | 16.82
9413057 | KLEENEX® hand towels,235x320 mm, | bag of 96 towels |  | 1070 | 1 | 1 | 5.21
9413065 | KIMTEX® Classic wipes,360x380 mm | bag of 500 |  | 1068 | 1 | 1 | 176.78
9413070 | KIMTEX® Plus wipes,380x480 mm,bag of 35 wipes, | pack of 12 bags |  | 1065 | 1 | 1 | 190.51
9413077 | KLEENEX® Ultra Hand towels, ultra white | 2-ply, 21,5x31,5cm, AIRFEX material | 124 tissues | 1070 | 1 | 1 | 4.74
9413078 | SCOTT® EXQUISITA Cleaning wipes 27x23 cm | Tissue, 2-ply, perforated, embossed, | white, pack of 2 rolls of 150 tissue | 1067 | 1 | 1 | 9.77
9413081 | WYPALL® microfibre wipes | 40x40 cm, yellow, pack of 6 wipes |  | 1066 | 1 | 1 | 21.64
9413082 | WYPALL® microfibre wipes | 40x40 cm, blue, pack of 6 wipes |  | 1066 | 1 | 1 | 21.64
9413083 | WYPALL® microfibre wipes | 40x40 cm, green, pack of 6 wipes |  | 1066 | 1 | 1 | 21.64
9413086 | WYPALL® microfibre wipes | 40x40 cm, red, pack of 6 wipes |  | 1066 | 1 | 1 | 21.64
9413091 | WYPALL L 30 wips 20.5x38cm | AIRFLEX, 2x25g/m², white | pack of 6 rolls with 300 wipes | 1067 | 1 | 1 | See Cope Price List CL725-11
9413094 | Cleaning wipes WYPALL L40 | roll with 750 cloths, 31,5x34 cm, white |  | 1068 | 1 | 1 | 137.2
9413095 | WYPALL® L40 cleaning wipes 31,5x34 cm | cellulose/latex mixture, 65g/m², perforated, | white, large roll with 950 cloths | 1068 | 1 | 1 | 125.92
9413101 | Cellulose swabs Askina® Brauncel® | 4 x 5 cm, roll of 500 pieces |  | 1071 | 1 | 1 | 3.63
9413102 | Dispenser for cellulose swabs |  |  | 1071 | 1 | 1 | 35.97
9413106 | SCOTT EXELLENT PLUS towels | 2-ply, ultra-white, 24,7x23cm | pack of 20x180 towels, AIRFLEX material | 1070 | 1 | 1 | 136.82
9413107 | SCOTT EXELLENT PLUS towels | 2-ply, ultra white, 25x33cm | pack of 20x110 towels, AIRFLEX material | 1070 | 1 | 1 | 110
9413108 | SCOTT PLUS towels | 1-ply, ultra-white, 24.7x23cm | pack of 20x180 towels, AIRFLEX material | 1070 | 1 | 1 | 101.42
9413152 | Cotton wool, pack of 100 g | 100% cotton |  | 1071 | 1 | 1 | 2.64
9413155 | Cotton wool on rolls 500g | white, absorbent |  | 1071 | 1 | 1 | 5.79
9413156 | Cotton wool on rolls 500g | white, not absorbent |  | 1071 | 1 | 1 | 6.8
9413160 | Med. cotton wool swab 150 mm | wood, smal head | pack of 100 | 1244 | 1 | 1 | 1.96
9413161 | Med. cotton wool swab 150 mm | wood, smal head, sterile, | single packed, pack of 100 | 1244 | 1 | 1 | 11.66
9413210 | LLG-Cellulose tissue in stacking layers, | unbleached, ca.40x60 cm, 5 kg |  | 1071 | 1 | 1 | 18.69
9413211 | LLG-Cellulose tissue in stacking layers | highly bleached, ca.40x60 cm, 5 kg |  | 1071 | 1 | 1 | 36.96
9413215 | LLG-Cleaning tissues Multitex® | 30x32cm, Viscose fleece, white, | 1 roll of 90 tissues | 1056 | 1 | 1 | 15.94
9413216 | LLG-Dispenser bin Wiper Bowl® | for 1 roll Multitex® DR |  | 1056 | 1 | 1 | 8.34
9413220 | LLG-Laboratory- and hygiene tissues 21x22cm | white, 2-ply, dispenser box of 150 tissues | pack of 30 | 1065 | 1 | 1 | 47.1
9413224 | LLG-Laboratory tissues 22x26cm | white, 3-ply, cellulose, | 1 roll of 102 tissues, pack of 2 | 1067 | 1 | 1 | 3.8
9413225 | LLG-Laboratory tissues 22x26cm | white, 3-ply, cellulose, | 1 roll of 102 tissues, pack of 14x2 rolls | 1067 | 1 | 1 | 51.82
9414040 | Board hood dia. 52 cm | nonwoven, green, pack of 100 |  | 232 | 1 | 1 | #N/A
9414041 | Board hood dia. 52 cm | nonwoven, white, pack of 100 |  | 232 | 1 | 1 | 4.41
9414042 | Board hood dia. 52 cm | nonwoven, blue, pack of 100 |  | 232 | 1 | 1 | #N/A
9414047 | Overall size L | PP, white, with hood | pack of 10 | 231 | 1 | 1 | #N/A
9414048 | Overall size XL | PP, white, with hood | pack of 10 | 231 | 1 | 1 | #N/A
9414049 | Overall size XXL | PP, white, with hood | pack of 10 | 231 | 1 | 1 | #N/A
9414050 | Over shoes, white fleece | with CPE base blue, | 400 mm, pack of 50 | 233 | 1 | 1 | #N/A
9414051 | Visitor coat, universal size | PP, white, shirt collar, w./o. | pockets, 4 press studs, pack of 50 | 229 | 1 | 1 | #N/A
9414080 | Disposable overshoes, PVC-free | blue, pack of 100 |  | 233 | 1 | 1 | #N/A
9414100 | Disposable Overall type 4B, size S | white/orange, PE-spunbond-laminate | chemical protection, pack of 5 | 232 | 1 | 1 | 61.81
9414101 | Disposable Overall type 4B, size M | white/orange, PE-spunbond-laminate | chemical protection, pack of 5 | 232 | 1 | 1 | 61.81
9414102 | Disposable Overall type 4B, size L | white/orange, PE-spunbond-laminate | chemical protection, pack of 5 | 232 | 1 | 1 | 61.81
9414103 | Disposable Overall type 4B, size XL | white/orange, PE-spunbond-laminate | chemical protection, pack of 5 | 232 | 1 | 1 | 61.81
9414104 | Disposable Overall type 4B, size XXL | white/orange, PE-spunbond-laminate | chemical protection, pack of 5 | 232 | 1 | 1 | 61.81
9414105 | Disposable Overall type 4B, size XXXL | white/orange, PE-spunbond-laminate | chemical protection, pack of 5 | 232 | 1 | 1 | 61.81
9414342 | LLG-lab coat, size 36/38 | 100 % cotton, for women |  | 229 | 1 | 1 | 21.79
9414343 | LLG-lab coat, size 40/42 | 100 % cotton, for women |  | 229 | 1 | 1 | 21.79
9414344 | LLG-lab coat, size 44/46 | 100 % cotton, for women |  | 229 | 1 | 1 | 21.79
9414345 | LLG-lab coat, size 44/46 | 100 % cotton, for men |  | 229 | 1 | 1 | 21.79
9414346 | LLG-lab coat, size 48 | 100 % cotton, for men |  | 229 | 1 | 1 | 21.79
9414347 | LLG-lab coat, size 50 | 100 % cotton, for men |  | 229 | 1 | 1 | 21.79
9414348 | LLG-lab coat, size 52 | 100 % cotton, for men |  | 229 | 1 | 1 | 21.79
9414349 | LLG-lab coat, size 54 | 100 % cotton, for men |  | 229 | 1 | 1 | 21.79
9414350 | LLG-lab coat, size 56 | 100 % cotton, for men |  | 229 | 1 | 1 | 21.79
9414351 | Ladies laboratory coat, size 36 | white, 100% cotton, 1/1 arm | type 81509 | 229 | 1 | 1 | 32.89
9414352 | Ladies laboratory coat, size 38 | white, 100% cotton, 1/1 arm | type 81509 | 229 | 1 | 1 | 32.89
9414353 | Ladies laboratory coat, size 40 | white, 100% cotton, 1/1 arm | type 81509 | 229 | 1 | 1 | 32.89
9414355 | Ladies laboratory coat, size 44 | white, 100% cotton, 1/1 arm | type 81509 | 229 | 1 | 1 | 32.89
9414356 | Ladies laboratory coat, size 46 | white, 100% cotton, 1/1 arm | type 81509 | 229 | 1 | 1 | 32.89
9414357 | Ladies laboratory coat, size 48 | white, 100% cotton, 1/1 arm | type 81509 | 229 | 1 | 1 | 36.19
9414371 | Mens laboratory coat, size 44/46 | white, 100% cotton, 1/1 arm | type 81996 | 229 | 1 | 1 | 32.72
9414373 | Mens laboratory coat, size 48/50 | white, 100% cotton, 1/1 arm | type 81996 | 229 | 1 | 1 | 32.72
9414375 | Mens laboratory coat, size 52/54 | white, 100% cotton, 1/1 arm | type 81996 | 229 | 1 | 1 | 32.72
9414377 | Men laboratory coat, size 56/58 | white, 100% cotton, 1/1 arm | type 81996 | 229 | 1 | 1 | 36
9414379 | Men laboratory coat, size 60/62 | white, 100% cotton, 1/1 arm | type 81996 | 229 | 1 | 1 | 36
9414415 | LLG-Guttasyn® Protective apron MB 5/5 w | PVC, with PE fabric, 0.5mm, | white, 800x1000m | 230 | 1 | 1 | 25.26
9414417 | LLG-Guttasyn® Protective apron MB 5/12 w | PVC, with PE fabric, 0.5mm, | white, 800x1200mm | 230 | 1 | 1 | 25.84
9414419 | LLG-Guttasyn® Protective apron MB 15/12 w | PVC, with PE fabric, 0.5mm, | white, 1000x1200mm | 230 | 1 | 1 | 24.85
9414600 | Protection gloves PROFAPREN CF33 | size 8 (M), type 60119, pair |  | 218 | 1 | 1 | 5.97
9414601 | Protection gloves PROFAPREN CF33 | size 9 (L), type 60119, pair |  | 218 | 1 | 1 | 5.97
9414602 | Protection gloves PROFAPREN CF33 | size 10 (XL), type 60119, pair |  | 218 | 1 | 1 | 5.97
9414605 | Nitrile gloves PROFASTRONG NF33 | ca 33 cm, size 7, type 60122, | green, pack of 12 pairs | 220 | 1 | 1 | 37
9414606 | Nitrile gloves PROFASTRONG NF33 | ca 33 cm, size 9, type 60122, | green, pack of 12 pairs | 220 | 1 | 1 | 37
9414607 | Nitrile gloves PROFASTRONG NF33 | ca 33 cm, size 10, type 60122, | green, pack of 12 pairs | 220 | 1 | 1 | 37
9414608 | Protection gloves RUBIFLEX S NB35S | ca.35 cm, size 8, type 98891, | green, pair | 221 | 1 | 1 | 16.25
9414609 | Protection gloves RUBIFLEX S NB35S | ca.35 cm, size 9, type 98891, | green, pair | 221 | 1 | 1 | 16.25
9414610 | Protection gloves RUBIFLEX S NB35S | ca.35 cm, size 10, type 98891, | green, pair | 221 | 1 | 1 | 16.25
9414611 | Protection gloves RUBIFLEX S NB35S | ca.35 cm, size 11, type 98891, | green, pair | 221 | 1 | 1 | 16.25
9414612 | Protection gloves RUBIFLEX S NB60S | ca.60 cm, size 10, type 89647, | green, pair | 221 | 1 | 1 | 35.11
9414613 | Protection gloves RUBIFLEX S NB60S | ca.60 cm, size 11, type 89647, | green, pair | 221 | 1 | 1 | 35.11
9414617 | Protection gloves RUBIFLEX S XG35B | ca.35 cm, size 8, type 60557, | blue/black, pair | 222 | 1 | 1 | 18.92
9414618 | Protection gloves RUBIFLEX S XG35B | ca.35 cm, size 9, type 60557, | blue/black, pair | 222 | 1 | 1 | 18.92
9414619 | Protection gloves RUBIFLEX S XG35B | ca.35 cm, size 10, type 60557, | blue/black, pair | 222 | 1 | 1 | 18.92
9414620 | Protection gloves RUBIFLEX S XG35B | ca.35 cm, size 11, type 60557, | blue/black, pair | 222 | 1 | 1 | 18.92
9414650 | Protection gloves C500 dry | size 7, cord-HS, ca.27cm, | type 60499, pair | 223 | 1 | 1 | 25.61
9414651 | Protection gloves C500 dry | size 8, cord-HS, ca.27cm, | type 60499, pair | 223 | 1 | 1 | 25.61
9414652 | Protection gloves C500 dry | size 9, cord-HS, ca.27cm, | type 60499, pair | 223 | 1 | 1 | 25.61
9414653 | Protection gloves C500 dry | size 10, cord-HS, ca.27cm, | type 60499, pair | 223 | 1 | 1 | 25.61
9414654 | Protection gloves C500 dry | size 11, cord-HS, ca.27cm, | type 60499, pair | 223 | 1 | 1 | 25.61
9414655 | Protection gloves C500 foam | size 7, cord-HS, ca.27cm, | type 60494, pair | 223 | 1 | 1 | 27.05
9414656 | Protection gloves C500 foam | size 8, cord-HS, ca.27cm, | type 60494, pair | 223 | 1 | 1 | 27.05
9414657 | Protection gloves C500 foam | size 9, cord-HS, ca.27cm, | type 60494, pair | 223 | 1 | 1 | 27.05
9414658 | Protection gloves C500 foam | size 10, cord-HS, ca.27cm, | type 60494, pair | 223 | 1 | 1 | 27.05
9414659 | Protection gloves C500 foam | size 11, cord-HS, ca.27cm, | type 60494, pair | 223 | 1 | 1 | 27.05
9414660 | Protection gloves K-Basic Extra | size 8, Kevlar®, ca.22-27cm, | type 60179, pair | 224 | 1 | 1 | 30.92
9414661 | Protection gloves K-Basic Extra | size 10, Kevlar®, ca.22-27cm, | type 60179, pair | 224 | 1 | 1 | 30.92
9414662 | Protection gloves K-Basic Extra | size 12, Kevlar®, ca.22-27cm, | type 60179, pair | 224 | 1 | 1 | 30.92
9519120 | Jaw crusher BB 200 | 3x400V., 50 Hz., wedge blades from manganese steel |  | 515 | 1 | 1 | 19954.69
9519213 | Jaw crushers "pulverisette 1",jaw width:65x65 mm | with crushing jaws and support walls made of | hardened tool steel | 515 | 1 | 1 | 16352.12
9519223 | Jaw crushers "pulverisette 1",jaw width:100x100 mm | with crushing jaws and support wall made of | hardened tool steel | 515 | 1 | 1 | 20101.08
9520050 | Anaerobic jar "large" | 6 liters, st.steel, w/o.rack | for up to 15 Petri dishes dia. 60-150 mm | 1243 | 1 | 1 | 527.84
9520051 | Anaerobic jar "small" | 2 liters, | for up to 10 Petri dishes dia. 60-100 mm | 1243 | 1 | 1 | 344.27
9520053 | Petri dish rack "standard" | for up to 15 Petri dishes dia. 60-100 mm, | for anaerobe jar small, standard, large, | 1243 | 1 | 1 | See Cope Price List AN207-10
9520056 | Anaerobic jar "standard" | 3 liters, | for up to 15 Petri dishes dia. 60-100 mm | 1243 | 1 | 1 | 333.12
9520057 | Anaerobic jar "eco" | 3 liters, | for up to 15 Petri dishes dia. 60-100 mm | 1243 | 1 | 1 | 270.4
9520058 | Anaerobic jar "crystal" | 3 liters, | for up to 15 Petri dishes dia. 60-100 mm | 1243 | 1 | 1 | See Cope Price List AN205-15
9520059 | Petri dish rack "smal" | for up to 10 Petri dishes dia. 60-100 mm |  | 1243 | 1 | 1 | 63.81
9520060 | Petri dish rack "150" | for up to 15 Petri dishes dia. 150 mm |  | 1243 | 1 | 1 | 92.02
9520061 | Petri dish rack "3x60" | for up to 45 Petri dishes dia. 60 mm |  | 1243 | 1 | 1 | 117.04
9520062 | Petri dish rack "micro" | for multiwell plates |  | 1243 | 1 | 1 | 109.98
9520063 | Petri dish rack | for 9 test tubes up to dia. 18 mm |  | 1243 | 1 | 1 | 112.67
9520064 | GasPack-Kit "anaerobic" | for oxygen-free atmosphere | bag/3,5 l, pack of 10 | 1243 | 1 | 1 | See Cope Price List AN207-25
9520065 | GasPack-Kit "CO2" | für CO²-charged-atmosphere | bag/3,5 l, pack of 10 | 1243 | 1 | 1 | See Cope Price List AN207-35
9520066 | GasPack-Kit "microaerophil" | for microaerophile atmosphere | bag/3,5 l, pack of 10 | 1243 | 1 | 1 | 119.31
9520067 | Anaerobiosis Indicator | test strips, pack of 100 |  | 1243 | 1 | 1 | 206.81
9520170 | Inoculating loops,st.steel,diam.1 mm,pack of 10 | length 60 mm |  | 1247 | 1 | 1 | 66.83
9520171 | Inoculating loops,st.steel,diam.2 mm,pack of 10 | length 60 mm |  | 1247 | 1 | 1 | 66.83
9520172 | Inoculating loops,st.steel,diam.3 mm,pack of 10 | length 60 mm |  | 1247 | 1 | 1 | 66.83
9520174 | Inoculating loops,st.steel,diam.5 mm,pack of 10 | length 60 mm |  | 1247 | 1 | 1 | 66.83
9520178 | Loop holders 160mm long |  |  | 1247 | 1 | 1 | 25.09
9520180 | Inoculating loops,Pt-Ir,diam.1 mm,length 60 mm |  |  | 1247 | 1 | 1 | 67.17
9520181 | Inoculating loops,Pt-Ir,diam.2 mm,length 60 mm |  |  | 1247 | 1 | 1 | 67.17
9520182 | Inoculating loops,Pt-Ir,diam.3 mm,length 60 mm |  |  | 1247 | 1 | 1 | 67.17
9520184 | Inoculating loops,Pt-Ir,diam.5 mm,length 60 mm |  |  | 1247 | 1 | 1 | 67.17
9520185 | Inoculating loops 1,5mm stainless steel | pack of 10 |  | 1247 | 1 | 1 | 29.38
9520186 | Inoculating loops 2,5mm stainless steel | pack of 10 |  | 1247 | 1 | 1 | 29.38
9520190 | Inoculating loop stands dia. 80x50 mm | PP, for 6 inoculating loops |  | 1247 | 1 | 1 | 74.72
9520191 | Inoculating loop stand, 180x50x50 mm | PP, for 6 inoculating loops |  | 1247 | 1 | 1 | 83.45
9520200 | Petri dish turntable PETRITURN E | electrically driven | 12 VDC, 5 W, incl. power pack | 1246 | 1 | 1 | See Cope Price List PD475-42
9520201 | Petri dish turntable PETRITURN M-Plus | manual |  | 1246 | 1 | 1 | See Cope Price List PD475-10
9520203 | Foot switch |  |  | 1246 | 1 | 1 | See Cope Price List PD475-48
9520204 | Rotation plate PETRITURN-E | for Petri plates up to Ø 150 mm |  | 1246 | 1 | 1 | See Cope Price List PD475-49
9520205 | LLG-Inoculation hook, stainless steel |  |  | 1245 | 1 | 1 | 22.21
9520206 | LLG-Inoculation hook, glass |  |  | 1245 | 1 | 1 | 8.19
9520530 | BEL-ART-Inoculating turntable | 127x50 mm, for Petri dishes 60,90,100 mm |  | 1245 | 1 | 1 | 145.25
9521783 | Colony counter eCount |  |  | 1271 | 1 | 1 | 243.98
9521787 | Replacement pen Sharpie®, black | for colony counter eCount | pack of 12 | 1271 | 1 | 1 | 39.21
9521801 | 6-Key economy counter | mechanical, 250x76x56mm |  | 1021 | 1 | 1 | 224.79
9521802 | 9-Key economy counter | mechanical, 320x76x56mm |  | 1021 | 1 | 1 | 326.97
9521940 | Colony counter count | 100 - 240 V |  | 1273 | 1 | 1 | See Cope Price List CR303-40
9521941 | Magnifier 3x |  |  | 1273 | 1 | 1 | See Cope Price List CR303-72
9521942 | Magnifier 6 to 8x |  |  | 1273 | 1 | 1 | See Cope Price List CR303-74
9521943 | LED-Reflected light illuminator |  |  | 1273 | 1 | 1 | See Cope Price List CR303-76
9521944 | Adapter for Petri plates | with dia of 50-60 mm |  | 1273 | 1 | 1 | See Cope Price List CR303-80
9521945 | Adapter for Petri plates | with dia of 140-150 mm |  | 1273 | 1 | 1 | See Cope Price List CR303-83
9521946 | Spiral plater disk | black/white |  | 1273 | 1 | 1 | See Cope Price List CR303-85
9521947 | Wolffhügel disk | black/white |  | 1273 | 1 | 1 | See Cope Price List CR303-87
9521948 | Counting needle |  |  | 1273 | 1 | 1 | See Cope Price List CR303-89
9524500 | Cryosystem Series LO 2075 M | with drawers | capacity 75 l incl. Roller base 9.524 531 | 714 | 1 | 1 | 3933.36
9524501 | Cryosystem Series LO 2200 M | with drawers | capacity 198 l | 714 | 1 | 1 | 9086.11
9524502 | Cryosystem Series LO 2250 M | with drawers | capacity 236 l | 714 | 1 | 1 | 10015.63
9524503 | Vapour Shipper container BS 2002 M | capacity 2 l |  | 714 | 1 | 1 | 810.18
9524504 | Vapour Shipper container BS 2004 M | capacity 5.2 l |  | 714 | 1 | 1 | 1127.82
9524505 | Vapour Shipper container BS 2024 M | capacity 24 l |  | 714 | 1 | 1 | 2658.6
9524506 | Compact aluminium storage tank B 2002 M | with 3 round canisters | capacity 2 l | 713 | 1 | 1 | 745.6
9524507 | Compact aluminium storage tank B 2003 M | with 6 round canisters | capacity 4.1 l | 713 | 1 | 1 | 867.46
9524508 | Compact aluminium storage tank B 2009 M | with 6 round canisters | capacity 10.5 l | 713 | 1 | 1 | 975.89
9524509 | Compact aluminium storage tank B 2011 M | with 6 round canisters | capacity 12 l | 713 | 1 | 1 | 1002.75
9524510 | Compact aluminium storage tank B 2020 M | with 6 round canisters | capacity 21.7 l, 37x270 mm | 713 | 1 | 1 | 1313.32
9524511 | Compact aluminium storage tank B 2020 M | with 6 round canisters | capacity 21.7 l, 37x110 mm | 713 | 1 | 1 | 1283.65
9524512 | Compact aluminium storage tank B 2036 M | with 6 round canisters | capacity 35.9 l | 713 | 1 | 1 | 1558.18
9524513 | Compact aluminium storage tank B 2036 M | with 6 round canisters | capacity 35.9 l | 713 | 1 | 1 | 1518.96
9524514 | Compact aluminium storage tank B 2013-6 M | with 6 round canisters | capacity 13 l | 713 | 1 | 1 | 1216.87
9524515 | Compact aluminium storage tank B 2013-10 M | with 10 round canisters | capacity 13 l | 713 | 1 | 1 | 1300.6
9524516 | Compact aluminium storage tank B 2026 M | with 10 round canisters | capacity 26 l | 713 | 1 | 1 | 1733.08
9524517 | Compact aluminium storage tank B 2035 M | with 6 round canisters | capacity 35.9 l | 713 | 1 | 1 | 1666.29
9524518 | Compact aluminium storage tank B 2048-6 M | with 6 round canisters | capacity 48.5 l | 713 | 1 | 1 | 1932.36
9524519 | Compact aluminium storage tank B 2048-10 M | with 10 round canisters | capacity 48.5 l | 713 | 1 | 1 | 2012.91
9524520 | Cryosystem Series BR 2048 M | with drawers | capacity 48.5 l | 713 | 1 | 1 | 2913.17
9524521 | Cryosystem Series BR 2100 M | with drawers | capacity 100 l | 713 | 1 | 1 | 4883.43
9524522 | Cryosystem Series BR 2150 M | with drawers | capacity 148 l | 713 | 1 | 1 | 5269.27
9524523 | Cryosystem Series BR 2200 M | with drawers | capacity 148 l | 713 | 1 | 1 | 5892.54
9524524 | Cyrogenic liquid dewar L 2002 M | capacity 2 l |  | 714 | 1 | 1 | 623.76
9524525 | Cyrogenic liquid dewar L 2005 M | capacity 5.5 l |  | 714 | 1 | 1 | 752.32
9524526 | Cyrogenic liquid dewar L 2012 M | capacity 12.4 l |  | 714 | 1 | 1 | 852.92
9524527 | Cyrogenic liquid dewar L 2025 M | capacity 25 l |  | 714 | 1 | 1 | 926.42
9524528 | Cyrogenic liquid dewar L 2035 M | capacity 35 l |  | 714 | 1 | 1 | 1135.25
9524529 | Cyrogenic liquid dewar L 2050 M | capacity 50 l |  | 714 | 1 | 1 | 1366.31
9524530 | Cyrogenic liquid dewar L 2100 M | capacity 100 l |  | 714 | 1 | 1 | 2645.73
9524531 | Roller base | 5 castors, 2 stoppers | for B 2048/BR 2048/L 2035-50-100 | 715 | 1 | 1 | 433.42
9524532 | Roller base | 5 castors, 2 stopper | for BR 2100/BR 2150 | 715 | 1 | 1 | 686.53
9524533 | Plastic goblet Ø 35x118 mm |  |  | 715 | 1 | 1 | 4.18
9524534 | Plastic goblet Ø 65x118 mm |  |  | 715 | 1 | 1 | 4.18
9524535 | Plastic goblet "Marguerite" |  |  | 715 | 1 | 1 | 19.65
9524536 | Ampule holder | for 6 ampules, Ø 11x45 mm |  | 715 | 1 | 1 | #N/A
9524537 | Ampule holder | for 6 ampules, Ø 12x45 mm |  | 715 | 1 | 1 | 2.01
9524538 | Ampule holder | for 5 ampules, Ø 12x55 mm |  | 715 | 1 | 1 | 4.03
9524539 | Ampule holder | for 2 ampules, Ø 12x75 mm |  | 715 | 1 | 1 | 4.03
9524540 | Canister Ø 30x120 mm | for BS 2002 |  | 715 | 1 | 1 | 52.09
9524541 | Canister Ø 66x270 mm | for BS 2004 |  | 715 | 1 | 1 | 72.27
9524542 | Canister Ø 26x110 mm | for B 2002 |  | 715 | 1 | 1 | 48.74
9524543 | Canister Ø 37x110 mm | for B 2003 |  | 715 | 1 | 1 | 48.74
9524544 | Canister Ø 37x110 mm | for B 2009 |  | 715 | 1 | 1 | 48.74
9524547 | Canister Ø 37x110 mm | for B 2011 |  | 715 | 1 | 1 | 50.42
9524548 | Canister Ø 66x110 mm | with hook, for B 2013/6 |  | 715 | 1 | 1 | 58.83
9524549 | Canister Ø 44x110 mm | with hook, for B 2013/10 |  | 715 | 1 | 1 | 50.42
9524550 | Canister Ø 37x270 mm | for B 2020 |  | 715 | 1 | 1 | 65.49
9524551 | Canister Ø 37x110 mm | for B 2020 |  | 715 | 1 | 1 | 50.42
9524552 | Canister Ø 66x110 mm | with hook, for B 2026 |  | 715 | 1 | 1 | 50.42
9524553 | Canister Ø 66x270 mm | for B 2026 |  | 715 | 1 | 1 | 50.42
9524554 | Canister Ø 94x270 mm | for B 2048/6 |  | 715 | 1 | 1 | 50.42
9524555 | Canister Ø 73x270 mm | for B 2048/10 |  | 715 | 1 | 1 | 50.42
9524559 | Cryosystem Series LO 2075 M | with drawers, capacity 75 l | incl. S170 electronics | 714 | 1 | 1 | 10095.13
9524560 | Cryosystem Series LO 2200 M | with drawers, capacity 198 l | incl.S170 electronics | 714 | 1 | 1 | 15291.91
9524561 | Cryosystem Series LO 2250 M | with drawers, capacity 236 l | incl.S170 electronics | 714 | 1 | 1 | 16221.44
9534066 | Stand for BB 6060 | 780 mm high |  | 796 | 1 | 1 | 600.76
9534068 |  |  |  | 796 | 1 | 1 | 753.56
9534095 | Stainless steel shelf with 2 shelf supports |  |  | 809 | 1 | 1 | 307.33
9534150 | Heratherm Incubator IGS400 | 400 ltr. gravitz convection, | 230 V , 50/60 Hz | 800 | 1 | 1 | 4187.96
9534151 | Heratherm Incubator IMH400-S | 400 Ltr., mechanical convection, | 230 V , 50/60 Hz | 801 | 1 | 1 | 5235.71
9534152 | Heratherm Incubator IMH400-S SS | 400 Ltr., mechanical convection, stainless | steel housing, 230 V , 50/60 Hz | 801 | 1 | 1 | 5896.17
9534153 | Heratherm Incubator IGS750 | 750 Ltr., gravity convection, | 230 V , 50/60 Hz | 800 | 1 | 1 | 5731.05
9534154 | Heratherm Incubator IMH750-S | 750 Ltr., mechanical convection, | 230 V , 50/60 Hz | 801 | 1 | 1 | 6613.69
9534155 | Heratherm Incubator IMH750-S SS | 750 Ltr., mechanical convection, stainless | steel housing, 230 V , 50/60 Hz | 801 | 1 | 1 | 7495.32
9534156 | Heratherm Oven OGS400 | 400 Ltr., gravity convection, | 230 V , 50/60 Hz | 791 | 1 | 1 | 3747.66
9534157 | Heratherm Oven OMH400 | 400 ltr., mechanical convection, | 230 V , 50/60 Hz | 792 | 1 | 1 | 4850.45
9534158 | Heratherm Oven OMH400 SS | 400 Ltr., mechanical convection, steinless | stell housing, 230 V , 50/60 Hz | 792 | 1 | 1 | 5510.9
9534159 | Heratherm Oven OGS750 | 750 Ltr., gravity convection, | 230 V , 50/60 Hz | 791 | 1 | 1 | 5180.68
9534161 | Heratherm Oven OGS750-3P | 750 ltr., gravity convection, | 400 V 3/N/PE, 50/60 Hz | 791 | 1 | 1 | 5510.9
9534162 | Heratherm Oven OMH750 | 750 ltr., mechanical convection, | 230 V, 50/60 Hz | 792 | 1 | 1 | 6393.54
9534163 | Heratherm Oven OMH750 SS | 750 Ltr., mechanical convection, stainless | steel housing, 230 V, 50/60 Hz | 792 | 1 | 1 | 7274.15
9534165 | Heratherm Oven OMH750-3P | 750 Ltr., mechanical convection, | 400 V 3/N/PE, 50/60 Hz | 792 | 1 | 1 | 6834.86
9534167 | Wire mesh shelf | for Oven OGS750/OMH750 |  | 793 | 1 | 1 | 244.61
9534168 | Wire mesh shelf | for Oven OMH750 3PH/IMH750-S |  | 793 | 1 | 1 | 244.61
9534169 | Perforated stainless steel shelf | for IGS400 / IMH400-S |  | 801 | 1 | 1 | 233.29
9534170 | Perforated stainless steel shelf | for IGS750 / IMH750-S |  | 801 | 1 | 1 | 311.43
9534171 | Viton sealing, silicone free | for 400 ltr. models |  | 793 | 1 | 1 | 575.05
9534172 | Viton sealing, silicone free | for 750 ltr. models |  | 793 | 1 | 1 | 1096.68
9535531 | Pure water system Pacific 3 RO | RO equipment, 3 l/h, 120-240 V / 50/60 Hz |  | 1169 | 1 | 1 | 3059.53
9535532 | Pure water system Pacific 7 RO | RO equipment, 7 l/h, 120-240 V / 50/60 Hz |  | 1169 | 1 | 1 | 3503.6
9535533 | Pure water system Pacific 12 RO | RO equipments 12 l/h, 120-240 V / 50/60 Hz |  | 1169 | 1 | 1 | 4047.39
9535534 | Pure water system Pacific 20 RO | RO-equipment, 20 l/h, 120-240 V / 50/60 Hz |  | 1169 | 1 | 1 | 4835.79
9535535 | Pure water system Pacific 40 RO | RO equipement, 40 l/h, 120-240 V / 50/60 Hz |  | 1169 | 1 | 1 | 5625.13
9535536 | Pure water system Pacific 3 TII | 3 l/h, 120-240 V / 50/60 Hz | with rest desalination | 1168 | 1 | 1 | 3651.3
9535537 | Pure water system Pacific 7 TII | 7 l/h, 120-240 V / 50/60 Hz, | with rest desalination | 1168 | 1 | 1 | 4095.37
9535538 | Pure water system Pacific 12 TII | 12 l/h, 120-240 V / 50/60 Hz, | with rest desalination | 1168 | 1 | 1 | 4639.16
9535539 | Pure water system Pacific 20 TII | 20 l/h, 120-240 V / 50/60 Hz, | with rest desalination | 1168 | 1 | 1 | 5427.56
9535540 | Pure water system Pacific 40 TII | 40 l/h, 120-240 V / 50/60 Hz, | with rest desalination | 1168 | 1 | 1 | 6216.91
9535541 | Pure water system Pacific 3 TII (UV) | 3 l/h, 120-240 V / 50/60 Hz, | w.rest desalination and UV desinfection (254 nm) | 1168 | 1 | 1 | 4343.74
9535542 | Pure water system Pacific 7 TII (UV) | 7 l/h, 120-240 V / 50/60 Hz, | w.rest desalination and UV desinfection (254nm) | 1168 | 1 | 1 | 4785.93
9535543 | Pure water system Pacific 12 TII (UV) | 12 l/h, 120-240 V / 50/60 Hz, | w.rest desalination and UV desinfection (254nm) | 1168 | 1 | 1 | 5329.72
9535544 | Pure water system Pacific 20 TII (UV) | 20 l/h, 120-240 V/ 50/60 Hz, | w.rest desalination and UV desinfection (254nm) | 1168 | 1 | 1 | 6118.12
9535545 | Pure water system Pacific 40 TII (UV) | 40 l/h, 120-240 V / 50/60 Hz, | w.rest desalination and UV desinfection (254nm) | 1168 | 1 | 1 | 6907.46
9535601 | Hybridization incubator,chamber 400x330x380 mm | temperature range +36°C to +99°C, with basic | equipment | 802 | 1 | 1 | 4037.35
9535605 | Mini-incubator,temperature range +20°C to +60°C | cap. 12 ltrs |  | 803 | 1 | 1 | 1726.8
9535607 | Mini-roller incubator | temperature range +20°C to +60°C | rotary,speed 12 rpm fixed | 803 | 1 | 1 | 2301.55
9535614 | Perforated shelf,stainless steel |  |  | 803 | 1 | 1 | 181.44
9535635 | Spring clips,for diam. 32 mm |  |  | 803 | 1 | 1 | 31.4
9535636 | Spring clips,for diam. 38 mm |  |  | 803 | 1 | 1 | 31.4
9535637 | Spring clips,for diam. 51 mm |  |  | 803 | 1 | 1 | 45.61
9535640 | Clamping wheel,stainless steel |  |  | 802 | 1 | 1 | 317.16
9535643 | Hybridization tubes,borosilicate glass | with screw cap,for diam. 32.273 mm long |  | 803 | 1 | 1 | 77.45
9535644 | Hybridization tubes,borosilicate glass | with screw cap,for diam. 38.273 mm long |  | 803 | 1 | 1 | 82.17
9535645 | Hybridization tubes,borosilicate glass | for diam.51; screw cap |  | 803 | 1 | 1 | 94.22
9535810 | Pure water system GenPure x-CAD Plus | 2 l/min, with table dispenser |  | 1170 | 1 | 1 | 6216.91
9535811 | Pure water system GenPure UV with xCAD | 2 l/min, extensible with 2 xCAD |  | 1170 | 1 | 1 | 6940.39
9535812 | Pure water system GenPure UF with x-CAD Plus | 2 l/min, with table dispenser, | with ultrafilter | 1170 | 1 | 1 | 6651.56
9535813 | Pure water system GenPure UF/UV with xCAD Plus | 2 l/min, 372x330x615mm, | with UV oxidation and ultrafilter | 1170 | 1 | 1 | 7375.05
9535814 | Pure water system GenPure UV-TOC with x-CAD Plus | 2 l/min, with table dispenser, | with UV-Oxidation and TOC-Analysis | 1170 | 1 | 1 | 7422.09
9535815 | Clear water system GenPure UV-TOC/UF x-CAD Plus | (table version), incl.UV, remote dispenser x-CAD, |  | 1170 | 1 | 1 | 7856.75
9535816 | Pure water system GenPure x-CAD Plus | 2 l/min, with wall dispenser |  | 1170 | 1 | 1 | 6216.91
9535817 | Pure water system GenPure UV mit x-CAD Plus | 1,2 l/min, with wall dispenser |  | 1170 | 1 | 1 | 6940.39
9535818 | Pure water system GenPure UF x-CAD Plus | 2 l/min, with wall dispenser, | with ultrafilter | 1170 | 1 | 1 | 6651.56
9535819 | Pure water system GenPure UF/UV with xCAD Plus | 1,2 l/min, with wall dispenser, | with UV Oxidation and Ultrafilter | 1170 | 1 | 1 | 7375.05
9535823 | Pure water system MicroPure Standard | up to 1,5 l/min, R 3/4", 305x300x545mm | Type ASTM I | 1172 | 1 | 1 | 3238.29
9535824 | Pure water system MicroPure UF | up to 1,5 l/min, R 3/4", 305x300x545mm | Type ASTM I, with ultrafiltration | 1172 | 1 | 1 | 3672.94
9535825 | Pure water system MicroPure UF/UV | up to 1,5 l/min, R 3/4", 305x300x545mm | Type ASTM I, with UV oxidation | 1172 | 1 | 1 | 4395.49
9535826 | Pure water system MicroPure UV | up to 1,5 l/min, R 3/4", 305x300x545mm | Type ASTM I, with UV Oxidation and Ultrafiltration | 1172 | 1 | 1 | 3962.71
9535827 | Pure water system MicroPure Standard | up to 1,5 l/min, R 3/4", 305x300x545mm | Type ASTM I, with intrgr.6 ltr. tank | 1172 | 1 | 1 | 3431.15
9535828 | Pure water system MicroPure UF | up to 1,5 l/min, R 3/4", 305x300x545mm | Type ASTM I, with intrgr.6 ltr.tank | 1172 | 1 | 1 | 3865.81
9535829 | Pure water system MicroPure UF/UV | up to 1,5 l/min, R 3/4", 305x300x545mm | Type ASTM I, with intrgr.6 ltr.tank | 1172 | 1 | 1 | 4588.35
9535830 | Pure water system MicroPure UV | up to 1,5 l/min, R 3/4", 305x300x545mm | Type ASTM I, with intrgr.6 Ltr.tank | 1172 | 1 | 1 | 4155.58
9535860 | Pure water system Smart2Pure 3 Standard | permeate power 3 l/h, incl.6 ltr. tank | Type ASTM I | 1173 | 1 | 1 | 3691.76
9535861 | Pure water system Smart2Pure 3 UF | permeate power 3 l/h, incl.6 ltr. tank, | Type ASTM I, with additional Ultrafilter | 1173 | 1 | 1 | 4077.49
9535862 | Pure water system Smart2Pure 3 UV | permeate power 3 l/h, incl.6 ltr. tank, | Type ASTM I, with add. UV photooxidation | 1173 | 1 | 1 | 4286.35
9535863 | Pure water system Smart2Pure 3 UF/UV | permeate power 3 l/h, incl.6 ltr. tank, | Type ASTM I, with additional Ultrafitler and | 1173 | 1 | 1 | 4822.62
9535864 | Pure water system Smart2Pure 6 Standard | permeate power 6 l/h, incl.6 ltr. tank, | Type ASTM I | 1173 | 1 | 1 | 4666.44
9535865 | Pure water system Smart2Pure 6 UF | permeate power 6 l/h, incl.6 ltr. tank, | Type ASTM I, with additional Ultrafilter | 1173 | 1 | 1 | 5052.18
9535866 | Pure water system Smart2Pure 6 UV | permeate power 6 l/h, incl.6 ltr. tank, | Type ASTM I, with additional UV-Photooxidation | 1173 | 1 | 1 | 5260.1
9535867 | Pure water system Smart2Pure 6 UF/UV | permeate power 6 l/h, incl.6 ltr. tank, | Type ASTM I, with additional Ultrafilter and | 1173 | 1 | 1 | 5796.36
9535868 | Pure water system Smart2Pure 12 Standard | permeate power 12 l/h, w/o tank, | Type ASTM I | 1173 | 1 | 1 | 5162.25
9535869 | Pure water system Smart2Pure 12 UF | permeate power 12 l/h, w/o tank, | Type ASTM I, with additional Ultrafilter | 1173 | 1 | 1 | 5601.61
9535870 | Pure water system Smart2Pure 12 UV | permeate power 12 l/h, w/o tank, | Type ASTM I, with additional photooxidation | 1173 | 1 | 1 | 5894.21
9535871 | Pure water system Smart2Pure 12 UF/UV | permeate power 12 l/h, w/o tank, | Type ASTM I, with additional Ultrafilter and | 1173 | 1 | 1 | 6409.77
9535872 | Pure water system GenPure UV-TOC x-CAD Plus | 2 l/min, with wall dispenser, | with UV-Oxidation and TOC-Analysis | 1170 | 1 | 1 | 7422.09
9535873 | Clear water system GenPure UV-TOC/UF x-CAD Plus | 2l/min, with wall dispenser, | TOC-analysis and ultrafilter | 1170 | 1 | 1 | 7856.75
9535874 | xCAD Client dispenser for wall mounting | Radius 0.8 m, 1.2 l / min, 3m cable |  | 1170 | 1 | 1 | 1410.22
9535875 | Pure water system GenPure | 2 l/min, 372x330x615mm |  | 1171 | 1 | 1 | 4594.94
9535876 | Pure water system GenPure UF | 2 l/min, 372x330x615mm | with Ultrafilter | 1171 | 1 | 1 | 5011.72
9535877 | Pure water system GenPure UF/UV | 2 l/min, 372x330x615mm | with UV-Oxidation and Ultrafilter | 1171 | 1 | 1 | 5612.9
9535878 | Pure water system GenPure UV | 2 l/min, 372x330x615mm | with UV-Oxidation | 1171 | 1 | 1 | 5231.87
9535879 | Pure water system GenPure UV-TOC | 2 l/min, 372x330x615mm | with UV-Oxidation and TOC-Analysis | 1171 | 1 | 1 | 5657.12
9535880 | Pure water system GenPure UV-TOC/UF | 2 l/min, 372x330x615mm | with UV-Oxidation, TOC-analysis and Ultrafilter | 1171 | 1 | 1 | 5949.71
9535887 | Pure water system GenPure Pro | 2 l/min, with integr. handdispenser |  | 1171 | 1 | 1 | 4998.55
9535888 | Pure water system GenPure Pro UF | 2 l/min, integr. hand dispenser, | with ultrafilter | 1171 | 1 | 1 | 5456.73
9535889 | Pure water system GenPure Pro UV/UF | 2 l/min, integr. hand dispenser, | with UV-Oxidation, TOC-Analysis and Ultrafilter | 1171 | 1 | 1 | 6156.69
9535890 | Pure water system GenPure Pro UV | 2 l/min, integr. hand dispenser, | with UV-Oxidation | 1171 | 1 | 1 | 5721.1
9535891 | Pure water system GenPure Pro UV-TOC | 2 l/min, integr. handdispenser, | with UV-Oxidation and TOC-Analysis | 1171 | 1 | 1 | 6203.73
9535892 | Pure water system GenPure Pro UV-TOC/UF | 2 l/min, integr. hand dispenser, | with UV-Oxidation, TOC-Analysis | 1171 | 1 | 1 | 6637.45
9535897 | xCAD Client dispenser for table mounting | Radius 0.8 m, 1.2 l / min, 3m cable |  | 1170 | 1 | 1 | 1410.22
9535898 | Hand dispenser | with 3m cable for dispensering | of water, with 0.2µm final filter | 1170 | 1 | 1 | 865.69
9535922 | Überlaufschutz für Tanks | steril |  | 1170 | 1 | 1 | 202.57
9535923 | CO2 Adsorber and aeration filter | for tanks |  | 1170 | 1 | 1 | 311.24
9535924 | Aeration filter for tanks | sterile |  | 1170 | 1 | 1 | #N/A
9535925 | Repalcement dipping tube system | for 30/60 ltr.tanks |  | 1170 | 1 | 1 | 548.79
9535926 | Wall fasterner for 30 ltr.tank |  |  | 1170 | 1 | 1 | 277.7
9535927 | Wall fasterner for 60 ltr.tank |  |  | 1170 | 1 | 1 | 277.7
9535928 | Clear water tank 30 Ltr. | with pressure-/Recirculation pump |  | 1169 | 1 | 1 | 1392.11
9535929 | Clear water tank 30 Ltr. |  |  | 1169 | 1 | 1 | 829.47
9535931 | Storage tank 30 Ltr. | with level control for Smart2Pure 12 |  | 1174 | 1 | 1 | 870.93
9535932 | Clear water tank 60 ltr. | with pressure-/recirculation pump |  | 1169 | 1 | 1 | 1471.8
9535933 | Clear water tank 60 Ltr. |  |  | 1169 | 1 | 1 | 916.4
9535935 | Storage tank 60 ltr. | with level control for Smart2Pure 12 |  | 1174 | 1 | 1 | 934.51
9535936 | Clear water tank 100 ltr. | with pressure-/ recirculation pump |  | 1169 | 1 | 1 | 2419.59
9535937 | Claer water tank 100 ltr. |  |  | 1169 | 1 | 1 | 1865.4
9535951 | Active coal combi insert 5 µm - 5" |  |  | 1168 | 1 | 1 | 131.39
9535957 | Hardness stabilization 5" |  |  | 1168 | 1 | 1 | 0
9535960 | Replacement UV-Lamp | for Micro/ HP/ UPW |  | 1172 | 1 | 1 | 332.7
9535961 | Sterile filter 0,2 µm | for Micro/ HP/ UPW |  | 1170 | 1 | 1 | 201.23
9535963 | Filterset | for pure water system Micro |  | 1172 | 1 | 1 | 501.68
9535966 | Replacement Pure water cartridge | for Smart2Pure |  | 1174 | 1 | 1 | 459.66
9535968 | Disinfection cartridge | for Micro |  | 1172 | 1 | 1 | 467.3
9535969 | Replacement UV-Lamp |  |  | 1170 | 1 | 1 | 358.19
9535970 | Fees water pre-treatment | cpl.kit, for Smart2Pure 3 |  | 1174 | 1 | 1 | 320.63
9535971 | Replacement pure water cartridge | for LabTower EDI |  | 1170 | 1 | 1 | 627.73
9535972 | Pre-treatment pack | for MicroLab |  | 1174 | 1 | 1 | 382.34
9535973 | Feed water pre-treatment | cpl.kit, for Smart2Pure 12 |  | 1174 | 1 | 1 | 440.56
9535974 | Data printer | for connection on RS232 interface |  | 1170 | 1 | 1 | 752.51
9535976 | Wall fastener | for MicroMed |  | 1172 | 1 | 1 | 186.47
9535978 | Pre-treatment cpl. | for Pacific |  | 1168 | 1 | 1 | 0
9535979 | Replacement UV-Lamp | for UPW-unit |  | 1168 | 1 | 1 | 338.3
9535980 | Filterset | for Pacific UP + UPW |  | 1168 | 1 | 1 | 268.31
9535986 | Tank Aeration filter, sterile |  |  | 1174 | 1 | 1 | 118.4
9535994 | Repalcement UV lamp | for UV disinfection unit |  | 1170 | 1 | 1 | 85.66
9536211 | Laboratory refrigerator series ES, 151 ltr. | incl.3 shelves, 1 basket | 500x450x705mm, with EU plug | 723 | 1 | 1 | 972.9
9536212 | Laboratory refrigerator series ES, 151 ltr. | incl.3 shelves, 1 basket, | 500x450x705mm, with UK plug | 723 | 1 | 1 | #N/A
9536213 | Laboratory refrigerator series ES, 288 ltr. | incl.5 shelves, 1 basket | 480x445x1382mm, with EU plug | 723 | 1 | 1 | 1381.87
9536214 | Laboratory refrigerator series ES, 288 ltr. | incl.5 shelves, 1 basket | 480x445x1382mm, with UK plug | 723 | 1 | 1 | #N/A
9536215 | Laboratory freezer series ES, 151 ltr. | incl.3 shelves, | 500x450x705mm, with EU plug | 723 | 1 | 1 | 972.9
9536216 | Laboratory freezer series ES, 151 ltr. | incl.3 shelves, | 500x450x705mm, with UK plug | 723 | 1 | 1 | #N/A
9536219 | Laboratory Refrigerator/Freezer combination | 159/109 ltr., incl.3 shelves, 2 half baskets/ | 1 shelf, 2 baskets, 457x450x725mm / | 723 | 1 | 1 | 1799.73
9536220 | Laboratory Refrigerator/Freezer combination | 159/109 ltr., incl.3 shelves, 2 half baskets/ | 1 shelf, 2 baskets, 457x450x725mm / | 723 | 1 | 1 | #N/A
9536221 | Laboratory refrigerator series GPS, 400 ltr. | solide door, incl.3 shelves, | 480x500x1150mm, with EU plug | 724 | 1 | 1 | 1786.28
9536222 | Laboratory refrigerator series GPS, 400 ltr. | solide door, incl.3 shelves, | 480x500x1150mm, with UK plug | 724 | 1 | 1 | #N/A
9536223 | Laboratory refrigerator series GPS, 400 ltr. | glass door, incl.3 shelves, | 480x500x1150mm, with EU plug | 724 | 1 | 1 | 2283.97
9536225 | Laboratory refrigerator series GPS, 700 ltr. | solide door, incl.3 shelves, | 600x660x1300mm, with EU plug | 724 | 1 | 1 | 1978.86
9536226 | Laboratory refrigerator series GPS, 700 ltr. | solid door, incl.3 shelves, | 600x660x1300mm, with UK plug | 724 | 1 | 1 | #N/A
9536227 | Laboratory refrigerator series GPS, 700 ltr. | glass door, incl.3 shelves, | 600x660x1300mm, with EU plug | 724 | 1 | 1 | 2656.16
9536228 | Laboratory refrigerator series GPS, 700 ltr. | glass door, incl.3 shelves, | 600x660x1300mm, with UK plug | 724 | 1 | 1 | #N/A
9536229 | Laboratory refrigerator series GPS, 1400 ltr. | solid door, incl.6 shelves, | 1300x660x1300mm, with EU plug | 724 | 1 | 1 | 2950.44
9536230 | Laboratory refrigerator series GPS, 1400 ltr. | solid door, incl.6 shelves, | 1300x660x1300mm, with UK plug | 724 | 1 | 1 | #N/A
9536231 | Laboratory refrigerator series GPS, 1400 ltr. | glassdoor, incl.6 shelves, | 1300x660x1300mm, with EU plug | 724 | 1 | 1 | 3725.11
9536232 | Laboratory refrigerator series GPS, 1400 ltr. | glass door, incl.6 shelves, | 1300x660x1300mm, with UK plug | 724 | 1 | 1 | #N/A
9536233 | Laboratory freezer series GPS, 400 ltr. | solid door, incl.3 shelves, | 480x500x1150mm, with EU plug | 724 | 1 | 1 | 1931.26
9536234 | Laboratory freezer series GPS, 400 Ltr. | solid door, incl.3 shelves, | 480x500x1150mm, with UK plug | 724 | 1 | 1 | #N/A
9536235 | Laboratory freezer series GPS, 700 ltr. | solid door, incl.3 shelves, | 600x660x1300mm, with EU plug | 724 | 1 | 1 | 2260.17
9536236 | Laboratory freezer series GPS, 700 ltr. | solid door, incl.3 shelves, | 600x660x1300mm, with UK plug | 724 | 1 | 1 | #N/A
9536237 | Laboratory freezer series GPS, 1400 ltr. | solid door, incl.6 shelves, | 1300x660x1300mm, with EU plug | 724 | 1 | 1 | 3140.86
9536239 | Laboratory freezer series ES, 232 ltr. | incl.2 shelves, 3 baskets, | 437x430x1300mm,with EU plug and UK plug-in adapter | 723 | 1 | 1 | 1381.87
9536241 | Low-temperature incubator BK 6160,0°C to 50°C | two shelves,chamber size 607x585x470 mm | cap. 166 ltrs,With Kelvitron® K controller | 809 | 1 | 1 | #N/A
9536242 | Low-temperature incubator BK 6160,0°C to 50°C | two shelves,chamber size 607x585x470 mm | cap. 166 ltrs,With Kelvitron® KP controller | 809 | 1 | 1 | 0
9536243 | Low-temperature incubator BK 6160,0°C to 50°C | two shelves,chamber size 607x585x470 mm | cap. 166 ltrs,With Kelvitron® KL controller | 809 | 1 | 1 | 0
9536245 | RS 232 interface | with Kelvilog documentation software |  | 809 | 1 | 1 | 0
9536246 | Fan in chamber with on/off switch |  |  | 809 | 1 | 1 | 0
9536248 | Access port with 4 sealing plugs 19 mm diam. |  |  | 809 | 1 | 1 | 0
9536251 | Connection for central monitoring system |  |  | 809 | 1 | 1 | 0
9536550 | Media tap for coarse vacuum |  |  | 1240 | 1 | 1 | 228.58
9536551 | Media tap for drinking water,H2O |  |  | 1240 | 1 | 1 | 228.58
9536552 | Media tap for non-flammable gases |  |  | 1240 | 1 | 1 | 254.3
9536553 | Media tap for flammable gases |  |  | 1240 | 1 | 1 | 227.15
9536700 | Bench Airstream | horizontal, 0,6 m |  | 1237 | 1 | 1 | #N/A
9536701 | Bench Airstream | horizontal, 0,9 m |  | 1237 | 1 | 1 | #N/A
9536702 | Bench Airstream | horizontal, 1,2 m |  | 1237 | 1 | 1 | #N/A
9536703 | Bench Airstream | horizontal, 1,5 m |  | 1237 | 1 | 1 | #N/A
9536704 | Bench Airstream | horizontal, 1,8 m |  | 1237 | 1 | 1 | #N/A
9536705 | Bench Airstream | vertical, 0,6 m |  | 1237 | 1 | 1 | #N/A
9536706 | Bench Airstream | vertical, 0,9 m |  | 1237 | 1 | 1 | #N/A
9536707 | Bench Airstream | vertical, 1,2 m |  | 1237 | 1 | 1 | #N/A
9536708 | Bench Airstream | vertical, 1,5 m |  | 1237 | 1 | 1 | #N/A
9536709 | Bench Airstream | vertical, 1,8 m |  | 1237 | 1 | 1 | #N/A
9536710 | Laminar flow cabinet Airstream E | microbiological, 0,6 m, DIN 12469 |  | 1238 | 1 | 1 | #N/A
9536711 | Laminar flow cabinet Airstream E | microbiological, 0,9 m, DIN 12469 |  | 1238 | 1 | 1 | #N/A
9536712 | Laminar flow cabinet Airstream E | microbiological, 1,2 m, DIN 12469 |  | 1238 | 1 | 1 | #N/A
9536713 | Laminar flow cabinet Airstream E | microbiological, 1,5 m, DIN 12469 |  | 1238 | 1 | 1 | #N/A
9536714 | Laminar flow cabinet Airstream E | microbiological, 1,8 m, DIN 12469 |  | 1238 | 1 | 1 | #N/A
9536724 | Laminar flow cabinet Airstream Plus E | microbiological, 1,2 m, DIN 12469 |  | 1239 | 1 | 1 | #N/A
9536725 | Laminar flow cabinet Airstream Plus S | microbiological, 1,2 m, DIN 12469 |  | 1239 | 1 | 1 | #N/A
9536726 | Laminar flow cabinet Airstream Plus E | microbiological, 1,5 m, DIN 12469 |  | 1239 | 1 | 1 | #N/A
9536727 | Laminar flow cabinet Airstream Plus S | microbiological, 1,5 m, DIN 12469 |  | 1239 | 1 | 1 | #N/A
9536728 | Laminar flow cabinet Airstream Plus E | microbiological, 1,8 m, DIN 12469 |  | 1239 | 1 | 1 | #N/A
9536729 | Laminar flow cabinet Airstream Plus S | microbiological, 1,8 m, DIN 12469 |  | 1239 | 1 | 1 | #N/A
9536760 | Microbiol.Safety workbench NordicSafe 1.2 | class II acc.EN 12469 | 1200x812x1410mm, 230V / 50Hz | 1238 | 1 | 1 | #N/A
9536761 | Microbiol.Safety Workbench NordicSafe 1.8 | class II n.EN 12469 | 1800x812x1410mm, 230V / 50Hz | 1238 | 1 | 1 | #N/A
9536762 | Safety cabinet eSafe® | microbiological, 1,2 m, | acc.to DIN 12469 | 1237 | 1 | 1 | #N/A
9536763 | Safety cabinet eSafe® | microbiological, 1,5 m, | acc.to DIN 12469 | 1237 | 1 | 1 | #N/A
9536764 | Safety cabinet eSafe® | microbiological, 1,8 m, | acc.to DIN 12469 | 1237 | 1 | 1 | #N/A
9536800 | Mini safety bench BSC-700II | 2 HEPA-Filter, 700x650x1230 mm |  | 1240 | 1 | 1 | 5362.02
9537203 | Stainless steel grid | for model size 400x250 | (for good air circulation) | 799 | 1 | 1 | See Cope Price List IN473-04
9537204 | Stainless steel grid | for model size 640x500 | (for good air circulation) | 799 | 1 | 1 | See Cope Price List IN473-10
9537928 | Vacuum ovens VO 200 | 29l, 230V, 50-60Hz | (standard version) | 794 | 1 | 1 | 6281.66
9537929 | Vacuum ovens VO 400 | 49l, 230V, 50-60Hz | (standard version) | 794 | 1 | 1 | 7125.73
9537932 | Vacuum ovens VO 500 | 101l, 230V, 50-60Hz | (standard version) | 794 | 1 | 1 | 9408.78
9537933 | Vacuum pump module PM 200 | without pump for VO 200 |  | 794 | 1 | 1 | 882.48
9537934 | Vacuum pump module PM 400 | without pump for VO 400 |  | 794 | 1 | 1 | 947.24
9537935 | Vacuum pump module PM 500 | without pump for VO 500 |  | 794 | 1 | 1 | 1078.96
9537936 | Chemically resistant vacuum pump 34l/min. | for 9.537 928 and 9.537 947 |  | 794 | 1 | 1 | 3095.28
9537937 | Chemically resistant vacuum pump 60l/min. | for 9.537 929, 9.537 932 | and 9.537 949 | 794 | 1 | 1 | 4039.23
9537938 | Aluminium Thermo plate, anodized | for VO 200 |  | 794 | 1 | 1 | 488.48
9537939 | Aluminium Thermo plate, anodized | for VO 400 |  | 794 | 1 | 1 | 564.88
9537940 | Aluminium Thermo plate, anodized | for VO 500 |  | 794 | 1 | 1 | 663.27
9537941 | Stainless steel thermo plate | for VO 400 |  | 794 | 1 | 1 | 564.88
9537942 | Option switching inert gas | with flow regulation, | for models VO 200/400/500 | 794 | 1 | 1 | 618.12
9537944 | Premium Module for VO 200 | consist: Option switching inert gas, | pump control, printer interface, | 794 | 1 | 1 | 697.99
9537945 | Premium Module for VO 400 | consists: Option switching inert gas, | pump control, printer interface, | 794 | 1 | 1 | 956.02
9537946 | Premium Module for VO 500 | consists Option switching inert gas, | pump control, printer interface, | 794 | 1 | 1 | 1262.26
9537961 | Incubator IN30 | +20...+80°C, 32 Ltr., | natural air circulation | 798 | 1 | 1 | See Cope Price List IN472-10
9537962 | Incubator IN55 | +20...+80°C, 53 ltr., | natural air circulation | 798 | 1 | 1 | See Cope Price List IN472-12
9537963 | Incubator IN75 | +20...+80°C, 74 Ltr., | natural air circulation | 798 | 1 | 1 | See Cope Price List IN472-14
9537964 | Incubator IN110 | +20...+80°C, 108 ltr., | natural air circulation | 798 | 1 | 1 | See Cope Price List IN472-16
9537965 | Incubator IN160 | +20...+80°C, 161 Ltr., | natural air circulation | 798 | 1 | 1 | See Cope Price List IN472-18
9537966 | Incubator IN260 | +20...+80°C, 256 Ltr., | natural air circulation | 798 | 1 | 1 | See Cope Price List IN472-20
9537967 | Incubator IN450 | +20...+80°C, 449 ltr., | natural air circulation | 798 | 1 | 1 | See Cope Price List IN472-22
9537968 | Incubator IN750 | +20...+80°C, 749 ltr., | natural air circulation | 798 | 1 | 1 | See Cope Price List IN472-24
9537969 | Incubator IN30plus | +20...+80°C, 32 ltr., | natural air circulation, with TwinDISPLAY | 799 | 1 | 1 | See Cope Price List IN472-50
9537970 | Incubator IN55plus | +20...+80°C, 53 ltr., | natural air circulation, with TwinDISPLAY | 799 | 1 | 1 | See Cope Price List IN472-52
9537971 | Incubator IN75plus | +20...+80°C, 74 ltr., | natural air circulation, with TwinDISPLAY | 799 | 1 | 1 | See Cope Price List IN472-54
9537972 | Incubator IN110plus | +20...+80°C, 108 ltr., | natura lair circulation, with TwinDISPLAY | 799 | 1 | 1 | See Cope Price List IN472-56
9537973 | Incubator IN160plus | +20...+80°C, 161 ltr., | natural air circulation, with TwinDISPLAY | 799 | 1 | 1 | See Cope Price List IN472-58
9537974 | Incubator IN260plus | +20...+80°C, 256 ltr., | natural air circulation, with TwinDISPLAY | 799 | 1 | 1 | See Cope Price List IN472-60
9537975 | Incubator IN450plus | +20...+80°C, 449 ltr., | natural air circulation, with TwinDISPLAY | 799 | 1 | 1 | See Cope Price List IN472-62
9537976 | Incubator IN750plus | +20...+80°C, 749 ltr., | natural air circulation, with TwinDISPLAY | 799 | 1 | 1 | See Cope Price List IN472-64
9537977 | Incubator IF30 | +20...+80°C, 32 ltr., | laboured air circulation | 798 | 1 | 1 | See Cope Price List IN472-26
9537978 | Incubator IF55 | +20...+80°C, 53 ltr., | laboure air circulation | 798 | 1 | 1 | See Cope Price List IN472-28
9537979 | Incubator IF75 | +20...+80°C, 74 ltr., | laboured air circulation | 798 | 1 | 1 | See Cope Price List IN472-30
9537980 | Incubator IF110 | +20...+80°C, 108 ltr., | laboured air circulation | 798 | 1 | 1 | See Cope Price List IN472-32
9537981 | Incubator IF160 | +20...+80°C, 161 ltr., | laboured air circulation | 798 | 1 | 1 | See Cope Price List IN472-34
9537982 | Incubator IF260 | +20...+80°C, 256 ltr., | laboured air circulation | 798 | 1 | 1 | See Cope Price List IN472-36
9537983 | Incubator IF450 | +20...+80°C, 449 ltr., | laboured air circulation | 798 | 1 | 1 | See Cope Price List IN472-38
9537984 | Incubator IF750 | +20...+80°C, 749 ltr., | laboured air circulation | 798 | 1 | 1 | See Cope Price List IN472-40
9537985 | Incubator IF30plus | +20...+80°C, 32 ltr., | laboured air circulation, with TwinDISPLAY | 799 | 1 | 1 | See Cope Price List IN472-66
9537986 | Incubator IF55plus | +20...+80°C, 53 ltr., | laboured air circulation, with TwinDISPLAY | 799 | 1 | 1 | See Cope Price List IN472-68
9537987 | Incubator IF75plus | +20...+80°C, 74 ltr., | laboured air circulation, with TwinDISPLAY | 799 | 1 | 1 | See Cope Price List IN472-70
9537988 | Incubator IF110plus | +20...+80°C, 108 ltr., | laboured air ciculation, with TwinDISPLAY | 799 | 1 | 1 | See Cope Price List IN472-72
9537989 | Incubator IF160plus | +20...+80°C, 161 ltr., | laboured air circulation, with TwinDISPLAY | 799 | 1 | 1 | See Cope Price List IN472-74
9537990 | Incubator IF260plus | +20...+80°C, 256 ltr., | laboured air circulation, with TwinDISPLAY | 799 | 1 | 1 | See Cope Price List IN472-76
9537991 | Incubator IF450plus | +20...+80°C, 449 ltr., | laboured air circulation, with TwinDISPLAY | 799 | 1 | 1 | See Cope Price List IN472-78
9537992 | Incubator IF750plus | +20...+80°C, 749 ltr., | laboured air circulation, with TwinDISPLAY | 799 | 1 | 1 | See Cope Price List IN472-80
9538001 | Cooling incubator IPP30 | 0...+70°C, 32 ltr. |  | 806 | 1 | 1 | See Cope Price List IN525-08
9538002 | Cooling incubator IPP55 | 0...+70°C, 53 ltr. |  | 806 | 1 | 1 | See Cope Price List IN525-12
9538003 | Cooling incubator IPP110 | 0...+70°C, 108 ltr. |  | 806 | 1 | 1 | See Cope Price List IN525-17
9538004 | Cooling incubator IPP260 | 0...+70°C, 256 ltr. |  | 806 | 1 | 1 | See Cope Price List IN525-22
9538005 | Cooling incubator IPP750 | 0...+70°C, 749 Ltr. |  | 806 | 1 | 1 | 10168.33
9538006 | Cooling incubator IPP30plus | 0...+70°C, 32 ltr. | with TwinDISPLAY | 807 | 1 | 1 | See Cope Price List IN527-08
9538007 | Cooling incubator IPP55plus | 0...+70°C, 53 ltr. | with TwinDISPLAY | 807 | 1 | 1 | See Cope Price List IN527-12
9538008 | Cooling incubator IPP110plus | 0...+70°C, 108 ltr. | with TwinDISPLAY | 807 | 1 | 1 | See Cope Price List IN527-17
9538009 | Cooling incubator IPP260plus | 0...+70°C, 256 ltr. | with TwinDISPLAY | 807 | 1 | 1 | See Cope Price List IN527-22
9538010 | Cooling incubator IPP750plus | 0...+70°C, 749 ltr. | with TwinDISPLAY | 807 | 1 | 1 | 10502
9538011 | Storage cooling incubator IPS260 | 256 ltr., +14...45°C |  | 806 | 1 | 1 | 4558.41
9538012 | Storage cooling incubator IPS750 | 749 ltr., +14...45°C |  | 806 | 1 | 1 | 6751.45
9538013 | Compressor cooling incubator ICP55 | 53 ltr., -5...+60°C |  | 808 | 1 | 1 | See Cope Price List IN510-12
9538014 | Compressor cooling incubator ICP110 | 108 ltr., -12...+60°C |  | 808 | 1 | 1 | See Cope Price List IN510-17
9538015 | Compressor cooling incubator ICP260 | 256 ltr., -12...+60°C |  | 808 | 1 | 1 | See Cope Price List IN510-22
9538016 | Compressor cooling incubator ICP450 | 449 ltr., -12...+60°C |  | 808 | 1 | 1 | See Cope Price List IN510-27
9538017 | Compressor cooling incubator ICP750 | 749 ltr., -12...+60°C |  | 808 | 1 | 1 | 10961.91
9539041 | TLC plate cutter |  |  | 1396 | 1 | 1 | 888.04
9539045 | Sprayer for TLC |  |  | 1394 | 1 | 1 | 914.05
9539046 | Reservoirs 50ml | pack of 10 |  | 1394 | 1 | 1 | 142.56
9539360 | HP-UVIS®,UV-analysis cabnet | for analysis without dark room | for 254 and 366 nm, incl. UV safety shield | 1395 | 1 | 1 | 2439.86
9569991 | Gravimetric dilutor DiluFlow® | with single pump, | 0,1 - 3000 g | 568 | 1 | 1 | 4598.23
9569992 | Gravimetric dilutor DiluFlow® | with double pump, | 0,1 - 3000 g | 568 | 1 | 1 | 4638.22
9569993 | Gravimetric dilutor DiluFlow® Pro | with single pump, | 0,1 - 5000 g | 568 | 1 | 1 | 5038.06
9569994 | Gravimetric dilutor DiluFlow® Pro | with double pump, | 0,1 - 5000 g | 568 | 1 | 1 | 0
9569995 | Gravimetric dilutor DiluFlow® Elite | with single pump, | 0,1 - 5000g | 568 | 1 | 1 | 6557.48
9569996 | Gravimetric dilutor DiluFlow® Elite | with double pump, | 0,1 - 5000g | 568 | 1 | 1 | 7437.14
9570016 | Blue clips for Stomacher bags | pack of 10 |  | 566 | 1 | 1 | #N/A
9570017 | Clipsac with closing slide | gree, pack of 50 |  | 566 | 1 | 1 | 159.57
9570018 | Open stand for 14 Stomacher bags |  |  | 566 | 1 | 1 | 93.67
9570075 | Sample bags BagLight® 100 | 110 x 185 mm, 100 ml, | pack of 20x25 | 567 | 1 | 1 | 59.94
9570077 | Sample bags BagLight® 3500 | 380 x 510 mm, 3500 ml | sterile, pack of 20x25 | 567 | 1 | 1 | 167.05
9570078 | Side filter BagFilter® 400 P | 190 x 300 mm, sterile, pack of 20x25 |  | 567 | 1 | 1 | 170.6
9570079 | Side filter BagFilter® 3500 P | 380 x 510 mm, sterile, pack of 10x10 |  | 567 | 1 | 1 | 168.05
9570080 | Full-size filter BagPage® 100 | 180 x 95 mm, sterile, pack of 20x25 |  | 567 | 1 | 1 | 216.81
9570081 | Full-size filter BagPage® 400 | 190 x 300 mm, sterile, pack of 20x25 |  | 567 | 1 | 1 | 163.49
9570082 | Full-size filter BagPage® 3500 | 380 x 510 mm, sterile, pack of 10x10 |  | 567 | 1 | 1 | 168.05
9570083 | Bag opener stand BagOpen® 80/100 |  |  | 567 | 1 | 1 | 104.31
9570084 | Bag opener stand BagOpen® 400 |  |  | 567 | 1 | 1 | 104.31
9570085 | Bag opener stand BagOpen® 3500 |  |  | 567 | 1 | 1 | 296.77
9570086 | Bag storage BagRack® 80/100 | for storage of 11 bags |  | 567 | 1 | 1 | 146.8
9570087 | BadRack® 400 | for storage of 10 bags |  | 567 | 1 | 1 | 158.39
9570088 | Closing rid BagClip® 80/100 | pack of 50 |  | 567 | 1 | 1 | 102.38
9570089 | Closing rid BagClip® 400 | pack of 50 |  | 567 | 1 | 1 | 92.06
9570090 | Closing rids BagClip® 3500 | pack of 50 |  | 567 | 1 | 1 | 141.01
9570091 | Pipet BagPipet® for fix volume | 0,1-0,9-1,0 ml for BagTips® |  | 567 | 1 | 1 | 271.9
9570092 | BagTips® regular 19 cm | for BagPipet® | pack of 40x25 | 567 | 1 | 1 | 34.25
9570093 | BagTips® jumbo 24 cm | for BagPipet® | pack of 40x25 | 567 | 1 | 1 | 51.38
9570096 | Sample bag RollBag® 1300, 175x290mm, | for BagMixer® labeling field, | sterile, 1300 ml, leakproof, pack of 500 | 567 | 1 | 1 | 175.93
9570097 | Sample bag BagLight 400 | 175x300mm, 400 ml, sterile, pack of 2x500 |  | 567 | 1 | 1 | 85.64
9570098 | BagMixer® 400 CC | 50-400ml volume | 420 x 260 x 265mm | 566 | 1 | 1 | 2813.32
9570223 | Dispersing aggregate PT-DA 05/2EC-E085 |  |  | 549 | 1 | 1 | 1142.67
9570225 | Dispersing aggregate PT-DA 12/2EC-E157 | Ø 12 mm |  | 549 | 1 | 1 | 1396.08
9570226 | DISPERSER PT-DA 20/2XEC-E116 |  |  | 549 | 1 | 1 | 1519.37
9570227 | DISPERSER PT-DA 25/2EC-E192 |  |  | 549 | 1 | 1 | 1578.72
9570228 | Dispersing aggregate PT-DA 30/2EC-F250 | Ø 30 mm |  | 549 | 1 | 1 | 1902.92
9570229 | Dispersing aggregate PT-DA 36/2EC-F250 | Ø 36 mm |  | 549 | 1 | 1 | 2023.91
9570230 | Dispersing aggregate PT-DA 40/2EC-F250 | Ø 40 mm |  | 549 | 1 | 1 | 2107.25
9570231 | Dispersing aggregate PT-DA 45/2EC-F250 | Ø 45 mm |  | 549 | 1 | 1 | 2358.39
9570232 | Dispersing aggregate PT-DA 45/6EC-F250 | Ø 45 mm |  | 549 | 1 | 1 | 3305.85
9570233 | Dispersing aggregate PT-DA 50/2EC-F250 | Ø 50 mm |  | 549 | 1 | 1 | 2515.91
9570480 | Mini-Centrifuge mini G | 6000 rpm, 1-99 min | incl. UK and CH plug | 630 | 1 | 1 | Refer to Cope
9570500 | ULTRA-TURRAX® Tube Drive | Disperser, incl. 1 removal hook | for removal the rotor-stator unit (DT-20) | 551 | 1 | 1 | Refer to Cope
9570506 | ULTRA-TURRAX® Tube Drive Workstation | consists of: Tube Drive, 2 x ST-20, 2 x DT-20, | 2 x BMT-20 G / S, 1 x removal hook for removal | 551 | 1 | 1 | Refer to Cope
9570507 | Tube DT-20 | 20 ml, with rotor-stator element | pack of 25 | 551 | 1 | 1 | Refer to Cope
9570508 | Tube ST-20 | 20 ml, with stirring device | pack of 25 | 551 | 1 | 1 | Refer to Cope
9570509 | Tube for grinding BMT-20-G | 20 ml, with glass balls, | with closed cover, | 551 | 1 | 1 | Refer to Cope
9570510 | Tube for grinding BMT-20-S | 20 ml, with stainless steel balls, | with closed cover, | 551 | 1 | 1 | Refer to Cope
9570841 | Dispersing heads | S 18 N - 10G |  | 553 | 1 | 1 | See Cope Price List MT440-65
9570842 | Dispersing heads | S18 N - 19G |  | 553 | 1 | 1 | See Cope Price List MT440-80
9570855 | Dispersing element S 18 D-10 G-KS | plastic, pack of 12 |  | 553 | 1 | 1 | Refer to Cope
9570857 | Dispersing element S 18 D-14 G-KS | plastic, pack of 12 |  | 553 | 1 | 1 | Refer to Cope
9570859 | Dispersing element S 25 D-10 G-KS | plastic, pack of 12 |  | 554 | 1 | 1 | Refer to Cope
9570861 | Dispersing element S 25 D-14 G-KS | plastic, pack of 12 |  | 554 | 1 | 1 | Refer to Cope
9570878 | Plastic dispersing element | S 10 D-7 G-KS - 110 | pack of 24 | 553 | 1 | 1 | Refer to Cope
9570882 | Dispersing tool S 50 N - G 45 G | for T 50 basic |  | 555 | 1 | 1 | Refer to Cope
9570886 | Dispersing tool S 50 N - G 45 M | for T 50 basic |  | 555 | 1 | 1 | Refer to Cope
9570896 | Dispersing tool S 50 N - G 45 F | for T 50 basic |  | 555 | 1 | 1 | Refer to Cope
9570898 | Dispersing intruments S 50 KG - HH - G 45 F | 45 mm |  | 555 | 1 | 1 | Refer to Cope
9570922 | Dispersing tool S 50 N - W 65 SK | for T 50 basic |  | 556 | 1 | 1 | Refer to Cope
9570926 | Jet mixer head S 50 N - W 80 SMK | 80 mm |  | 556 | 1 | 1 | Refer to Cope
9570940 | ULTRA-TURRAX® T 10 basic | Disperser, | 220...240 V, 50/60 Hz | 552 | 1 | 1 | See Cope Price List MT435-67
9570941 | ULTRA-TURRAX® T 10 basic S 2 | Disperser, with UK plug, | 220...240 V, 50/60 Hz | 552 | 1 | 1 | Refer to Cope
9570942 | ULTRA-TURRAX® T 10 basic S 3 | Disperser, with Swiss plug | 220...240 V, 50/60 Hz | 552 | 1 | 1 | Refer to Cope
9570943 | ULTRA-TURRAX® T 18 digital | Disperser, | 230 V, 50/60 Hz | 553 | 1 | 1 | See Cope Price List MT440-32
9570944 | ULTRA-TURRAX® T 18 digital S 2 | Disperser, with UK plug | 230 V, 50/60 Hz | 553 | 1 | 1 | Refer to Cope
9570945 | ULTRA-TURRAX® T 18 digital S 3 | Disperser, with Swiss plug | 230 V, 50/60 Hz | 553 | 1 | 1 | Refer to Cope
9570946 | ULTRA-TURRAX® T 18 digital Package | Disperser, incl. 9.570 842 | 230 V, 50/60 Hz | 553 | 1 | 1 | Refer to Cope
9570947 | ULTRA-TURRAX® T 18 digital Package | Disperser, incl. 9.570 842 | 230 V, 50/60 Hz, with UK plug | 553 | 1 | 1 | Refer to Cope
9570948 | ULTRA-TURRAX® T 18 digital package S 3 | Disperser, incl. 9.570 842 | 230 V, 50/60 Hz, with Swiss plug | 553 | 1 | 1 | Refer to Cope
9570949 | ULTRA-TURRAX® T 25 digital | Disperser, | 230 V, 50/60 Hz | 554 | 1 | 1 | See Cope Price List MT450-18
9570950 | ULTRA-TURRAX® T 25 digital S 2 | Disperser, | 230 V, 50/60 Hz, with UK plug | 554 | 1 | 1 | Refer to Cope
9570951 | ULTRA-TURRAX® T 25 digital S 3 | Disperser, | 230 V, 50/60 Hz, with Swiss plug | 554 | 1 | 1 | Refer to Cope
9570952 | ULTRA-TURRAX® T 50 digital | Disperser, | 230 V, 50/60 Hz | 555 | 1 | 1 | Refer to Cope
9570953 | ULTRA-TURRAX® T 50 digital S 2 | Disperser, | 230 V, 50/60 Hz, with UK plug | 555 | 1 | 1 | Refer to Cope
9570954 | ULTRA-TURRAX® T 50 digital S 3 | Disperser, | 230 V, 50/60 Hz, with Swiss plug | 555 | 1 | 1 | Refer to Cope
9570959 | ULTRA-TURRAX® T 10 standard PCR-Kit | Disperser with PCR-Kit | 220...240 V, 50/60 Hz | 552 | 1 | 1 | Refer to Cope
9571098 | S 25 N - 8 G dispersing tool | for T 25 digital |  | 554 | 1 | 1 | See Cope Price List MT465-10
9571119 | S 25 N - 18 G Dispersing | element for T 25 digital |  | 554 | 1 | 1 | See Cope Price List MT465-30
9571121 | Dispersing tool S 25-NK-19 G | for T 25 digital |  | 554 | 1 | 1 | Refer to Cope
9571198 | S 25 KV - 25 G DISPERSING | TOOL for T 25 digital |  | 554 | 1 | 1 | Refer to Cope
9571199 | S 25 KV - 25 F Dispersing | element for T 25 digital |  | 554 | 1 | 1 | Refer to Cope
9571200 | S 25 N - 25 G dispersing tool | for T 25 digital |  | 554 | 1 | 1 | See Cope Price List MT465-40
9571201 | S 25 N - 25 F dispersing tool | for T 25 digital |  | 554 | 1 | 1 | Refer to Cope
9571207 | S 25 N - 10 G dispersing tool | for T 25 digital |  | 554 | 1 | 1 | See Cope Price List MT465-20
9571301 |  |  |  | 518 | 1 | 1 | 288.78
9571302 |  |  |  | 518 | 1 | 1 | 310.73
9571303 |  |  |  | 518 | 1 | 1 | 445.88
9571304 |  |  |  | 518 | 1 | 1 | 459.38
9571305 |  |  |  | 518 | 1 | 1 | 609.57
9571308 |  |  |  | 518 | 1 | 1 | 208.43
9571309 | Memory Blender 2 for laboratory glasses | 900W, 230 V, programmable, | incl. sound protection hood | 518 | 1 | 1 | 1444.01
9571350 | Stirring shaft R 50 | for T 50 basic |  | 556 | 1 | 1 | Refer to Cope
9571490 | Dispersing unit POLYTRON® PT 10-35 GT | package w.support ST-P10/600, drive holder, | vial holder, positioning ring, EU plug | 550 | 1 | 1 | #N/A
9571491 | Dispersing unit POLYTRON® PT 6100 D | package w.support ST-P14/590+500, EU plug |  | 550 | 1 | 1 | #N/A
9571492 | Hand disperser POLYTRON® PT 1200 E | EU plug |  | 548 | 1 | 1 | 1225.99
9571493 | Hand disperser POLYTRON® PT 1300 D | EU plug |  | 548 | 1 | 1 | 2219.12
9571495 | Blade grinding attachment | for PX-MFC 90 D |  | 519 | 1 | 1 | 855.93
9580006 | Ice flake maker, AF 80 AS | output 70 kg/24 hrs. | stainless steal air cooled, | 728 | 1 | 1 | 2535.5
9580009 | Flake ice maker MF 26 | up to 120 kg/24h, 500 Watt, 230 V, | air cooling, stainless steel w/o storage | 728 | 1 | 1 | 2638.99
9580010 | Storage container SB 193 | for MF 26, MF 36, MV 306, MV 426 |  | 728 | 1 | 1 | 904.12
9580016 | Ice flake maker MF 36 | up to 200 kg/24h, 760 Watt | stainless steel w/o storage | 728 | 1 | 1 | 3220.72
9580040 | Flake ice machine AF 103 AS | 108 kg/24h power, | stainless steel air cooled, 30 kg storage | 728 | 1 | 1 | 2946.63
9580041 | Flake ice machine AF 124 AS | 120 kg/24h power, | stainless steel air cooled, 40 kg storage | 728 | 1 | 1 | 3138.56
9580042 | Flake ice machine AF 156 AS | 160 kg/24h power, | stainless steel air cooled, 60 kg storage | 728 | 1 | 1 | 3463.14
9580043 | Flake ice machine AF 206 AS | 200 kg/24h power, | stainless steel air cooled, 60 kg storage | 728 | 1 | 1 | 4154.64
9580045 | Flake-ice maker EF 103 | 108 kg/24h power, with PWD system, | stainless steel air cooled, 30 kg tank | 728 | 1 | 1 | 3031.31
9580046 | Flake-ice maker EF 124 | 120 kg/24h power, with PWD system | stainless steel air cooled, 40 kg tank | 728 | 1 | 1 | 3218.53
9580047 | Flake-ice maker EF 156 | 160 kg/24h power, with PWD system, | stainless steel air cooled, 60 kg tank | 728 | 1 | 1 | 3543.11
9580048 | Flake-ice maker EF 206 | 200 kg/24h power, with PWD system, | stainless steel air cooled, 60 kg tank | 728 | 1 | 1 | 4234.61
9580049 | Storage container SB 393 incl. cover | adapter CBT30EFSD | for MC 16 SHORT, MF 26, MF 36, MF 46, MF 56, | 728 | 1 | 1 | 1586.84
9580201 | Flake-ice maker model RF 0244 A | 82 kg/24h power, 500x660x842 mm, | stainless steel air cooled, 18 kg tank | 728 | 1 | 1 | 2218.76
9580202 | Flake-ice maker model RF 0266 A | 82 kg/24h power, 500x660x952 mm, | stainless steel air cooled, 27 kg tank | 728 | 1 | 1 | 2257.96
9580203 | Flake-ice maker model RF 0385 A | 151 kg/24h power, 738x690x1003 mm, | stainless steel air cooled, 40 kg tank | 728 | 1 | 1 | #N/A
9580204 | Flake-ice maker model RF 0399 A | 151 kg/24h power, 738x690x1173 mm, | stainless steel air cooled, 54 kg tank | 728 | 1 | 1 | 2571.56
9580205 | Flake-ice maker model RF 0644 A | 312 kg/24h power, 741x678x1167 mm, | stainless steel air cooled, 54 kg tank | 728 | 1 | 1 | 3841.66
9584651 | multiSUB choice, 150x150 mm | UV tray, 2 x 20 sample combs, | loading guides and dams | 1193 | 1 | 1 | Refer to Cope
9584652 | omniPAGE mini, 100x100 mm, CLAMP VERSION | incl. glass plates with bonded 1 mm thick spacers | 2 x 12 1 mm sample combs, cooling pack, | 1210 | 1 | 1 | Refer to Cope
9584654 | omniPAGE mini, 100x100 mm, CLAMP VERSION | incl. glass plates with bonded 1 mm thick spacers | 2 x 12 sample combs, cooling pack, dummy plate | 1210 | 1 | 1 | See Cope Price List EL272-05
9584655 | Comb, 8 sample, 1mm thick |  |  | 1192 | 1 | 1 | Refer to Cope
9584656 | Comb 16 sample, 1.5mm thick |  |  | 1192 | 1 | 1 | Refer to Cope
9584657 | Comb 8 sample, 1mm thick |  |  | 1193 | 1 | 1 | See Cope Price List EL234-11
9584658 | Comb 10 sample MC, 1mm thick |  |  | 1193 | 1 | 1 | Refer to Cope
9584659 | Comb 12 sample, 1mm thick |  |  | 1193 | 1 | 1 | See Cope Price List EL234-21
9584660 | Comb 16 sample, 1mm thick |  |  | 1193 | 1 | 1 | See Cope Price List EL234-26
9584661 | Comb 20 sample MC, 1mm thick |  |  | 1193 | 1 | 1 | Refer to Cope
9584662 | Comb 25 sample, 1mm thick |  |  | 1193 | 1 | 1 | Refer to Cope
9584663 | multiSUB choice Stretch 20, 150x200mm | UV-permeable gel carrier, 4 combs with | 28 samples, loadign guide, casting damns | 1193 | 1 | 1 | Refer to Cope
9584664 | multiSUB choice Stretch 25, 150x250mm | UV-permeable gel carrier, 4 combs with | 28 samples, loadign guide, casting damns | 1193 | 1 | 1 | Refer to Cope
9584665 | Comb 18 samples MC, 1 mm thick |  |  | 1193 | 1 | 1 | Refer to Cope
9584666 | Comb 30 samples MC, 1,5 mm thick |  |  | 1193 | 1 | 1 | Refer to Cope
9584667 | Comb 18 samples MC, 1,5 mm thick |  |  | 1193 | 1 | 1 | See Cope Price List EL243-18
9584670 | multiSUB Maxi 200x100 & 200x200mm | UV-permeable gel carrier, 2 combs with | 20 samples, loadign guide, casting damns | 1194 | 1 | 1 | Refer to Cope
9584671 | multiSUB Maxi 200x250mm | UV-permeable gel carrier, 2 combs with | 20 samples, loadign guide, casting damns | 1194 | 1 | 1 | Refer to Cope
9584672 | Comb 20 samples MC, 1 mm thick |  |  | 1194 | 1 | 1 | Refer to Cope
9584673 | Comb, 30 sample, 1mm thick |  |  | 1194 | 1 | 1 | Refer to Cope
9584674 | Comb, 40 sample MC, 1mm thick |  |  | 1194 | 1 | 1 | See Cope Price List EL246-40
9584675 | Comb, 50 sample, 1mm thick |  |  | 1194 | 1 | 1 | Refer to Cope
9584676 | Comb, 20 sample MC, 1,5mm thick |  |  | 1194 | 1 | 1 | Refer to Cope
9584677 | Comb, 30 sample, 1,5mm thick |  |  | 1194 | 1 | 1 | Refer to Cope
9584680 | Fast MiniSub 100x80mm | 2 combs with | 8 samples | 1192 | 1 | 1 | See Cope Price List EL225-10
9584681 | Comb, 8 sample, 1mm thick |  |  | 1192 | 1 | 1 | Refer to Cope
9584682 | Comb, 16 sample, 1mm thick |  |  | 1192 | 1 | 1 | Refer to Cope
9584683 | Comb, 20 sample MC, 1mm thick |  |  | 1192 | 1 | 1 | Refer to Cope
9584684 | Comb 8 sample, 1.5mm thick |  |  | 1192 | 1 | 1 | Refer to Cope
9584685 | Comb 16 sample, 1.5mm thick |  |  | 1192 | 1 | 1 | See Cope Price List EL227-28
9584686 | Comb 20 sample MC, 1.5mm thick |  |  | 1192 | 1 | 1 | See Cope Price List EL227-32
9584690 | batteryGel, battery operated horizontal gel | 6 x 7.5cm, 2 x 8 sample combs | casting gates | 1192 | 1 | 1 | Refer to Cope
9584692 | Comb 8 sample, 1mm thick |  |  | 1192 | 1 | 1 | Refer to Cope
9584693 | Comb 16 sample, 1mm thick |  |  | 1192 | 1 | 1 | Refer to Cope
9584695 | Agarose, powder, 100g |  |  | 1197 | 1 | 1 | Refer to Cope
9584696 | Agarose, powder, 500g |  |  | 1197 | 1 | 1 | Refer to Cope
9584697 | Agarose, powder, 1000g (2x500g) |  |  | 1197 | 1 | 1 | Refer to Cope
9584699 | Gel Cutting Tips 6.5mm x 1mm | pack of 250 |  | 1196 | 1 | 1 | Refer to Cope
9584720 | multiSUB Midi96 | UV-tray, comb block with 12x8 samples 1 mm, | casting dams | 1194 | 1 | 1 | Refer to Cope
9584721 | Kamm with 8 samples | 1 Marker, 1,5 mm thick Comb block | # MSMIDI96-8-1.5-CB | 1194 | 1 | 1 | Refer to Cope
9584722 | Comb with 8 samples | 2 Marker, 1 mm thick Comb block | # MSMIDI96-8-1/2M-CB | 1194 | 1 | 1 | Refer to Cope
9584723 | Comb with 8 samples | 2 Marker, 1.5 mm thick comb block | # MSMIDI96-8-1.5/2M-CB | 1194 | 1 | 1 | Refer to Cope
9584724 | multiSUB Midi96 STRETCH | UV-tray, comb block with 12x8 samples 1 mm, | casting dams | 1194 | 1 | 1 | Refer to Cope
9584725 | Comb with 8 samples MC | 1 Marker, 1,5 mm thick comb block | # MSMIDI96ST-8-1.5-CB | 1194 | 1 | 1 | Refer to Cope
9584726 | Comb with 8 samples MC | 2 Marker, 1 mm thick Comb block | # MSMIDI96ST-8-1/2M-CB | 1194 | 1 | 1 | Refer to Cope
9584727 | Comb with 8 samples MC | 2 Marker, 1.5 mm thick comb block | # MSMIDI96ST-8-1.5/2M-CB | 1194 | 1 | 1 | Refer to Cope
9584730 | Plain glass plate 100x100 mm | with 0,75mm bonded spacers, pack of 2 |  | 1210 | 1 | 1 | Refer to Cope
9584731 | Plain glass plate 100x100 mm | with 1,5mm bonded spacers, pack of 2 |  | 1210 | 1 | 1 | Refer to Cope
9584732 | Comb with 12 samples | 0,75mm thick |  | 1210 | 1 | 1 | See Cope Price List EL272-16
9584733 | Comb with 16 samples MC | 0,75mm thick |  | 1210 | 1 | 1 | Refer to Cope
9584734 | Comb with 12 samples | 1,5mm thick |  | 1210 | 1 | 1 | Refer to Cope
9584735 | Comb with 16 samples MC | 1,5mm thick |  | 1210 | 1 | 1 | Refer to Cope
9584737 | Plain glass plates 200x200mm | with 1,5mm bondedn spacer, pack of 2 |  | 1211 | 1 | 1 | Refer to Cope
9584738 | Comb with 24 samples | 1mm thick |  | 1211 | 1 | 1 | Refer to Cope
9584739 | Comb with 36 samples MC | 1mm thick |  | 1211 | 1 | 1 | Refer to Cope
9584740 | Comb with 48 samples | 1mm thick |  | 1211 | 1 | 1 | Refer to Cope
9584741 | Comb with 18 samples MC | 1.5mm thick |  | 1211 | 1 | 1 | See Cope Price List EL274-64
9584742 | Comb with 24 samples | 1.5mm thick |  | 1211 | 1 | 1 | Refer to Cope
9584750 | omniPAGE Maxi Electroblotting complete system | vertical unit, with Blotting insert | and accessories | 1211 | 1 | 1 | 1346.18
9584753 | Semi Dry Mini Blotter | 100x100mm System |  | 1212 | 1 | 1 | Refer to Cope
9584754 | Semi Dry Maxi Blotter | 200x500mm System |  | 1212 | 1 | 1 | Refer to Cope
9584755 | Gel documentation system microDOC | with UV-Transilluminator | # CSL-MDOCUV312 | 1200 | 1 | 1 | Refer to Cope
9584756 | Gel documentation system microDOC | with UV-Transilluminator 254/312nm | # CSL-MDOCUV254/312 | 1200 | 1 | 1 | Refer to Cope
9584757 | Gel documentation system microDOC | with UV-Transilluminator 254/365nm | # CSL-MDOCUV254/365 | 1200 | 1 | 1 | Refer to Cope
9584758 | Gel documentation system microDOC | basic system with lift-off | dark room hood and camera only | 1200 | 1 | 1 | Refer to Cope
9584759 | Gel documentation system microDOC | incl.Analysis Software TotalLab1D |  | 1200 | 1 | 1 | Refer to Cope
9584760 | Gel documentation system microDOC | with UV-Transilluminator 312nm | incl.Analysis Software TotalLab1D | 1200 | 1 | 1 | Refer to Cope
9584761 | Gel documentation System microDOC | with UV-Transilluminator 254/312nm | incl.Analysis Software TotalLab1D | 1200 | 1 | 1 | Refer to Cope
9584762 | Gel documentation system microDOC | with UV-Transilluminator 254/365nm | incl.Analysis Software TotalLab1D | 1200 | 1 | 1 | Refer to Cope
9584763 | Gel documentation system microDOC | basic system, incl.Analysis Software TotalLab1D |  | 1200 | 1 | 1 | Refer to Cope
9584764 | runVIEW Horizontal Gel Electrophoresis System | 15x7cm gel tray and 2x1 sample, 2x2 sample, | 2x4 sample and 4x28MC sample 1mm comb | 1195 | 1 | 1 | Refer to Cope
9584765 | runVIEW Horizontal Gel Electrophoresis System | 15x10cm gel tray and 2x1 sample, 2x2 sample, | 2x4 sample, 4x28MC sample 1mm comb | 1195 | 1 | 1 | Refer to Cope
9584766 | runVIEW Horizontal Gel Electrophoresis System | 15x7cm, 15x10cm, 15x15cm gel tray and 2x1 sample, | 2x2 sample, 2x4 sample, 4x28mc sample 1mm combs | 1195 | 1 | 1 | Refer to Cope
9584767 | runVIEW base station and blueVIEW lid |  |  | 1195 | 1 | 1 | Refer to Cope
9584768 | runVIEW Gel Documentation Hood | with 10MP camera |  | 1195 | 1 | 1 | Refer to Cope
9584770 | UV-Transilluminator 254nm | 210x210mm, 230 V |  | 1198 | 1 | 1 | Refer to Cope
9584771 | UV-Transilluminator 365nm | 210x210mm, 230V |  | 1198 | 1 | 1 | Refer to Cope
9584772 | UV-Transilluminator 254/365nm | 210x210mm, 230V |  | 1198 | 1 | 1 | Refer to Cope
9584773 | UV-Transilluminator 254/312nm | 210x210mm, 230V |  | 1198 | 1 | 1 | Refer to Cope
9584774 | UV-Sterilisation cabinet | with Timer, 4 UV lights and | white light, w/o tray, 230 V | 1191 | 1 | 1 | Refer to Cope
9584775 | UV-Sterilisation cabinet Mini | with Timer, 4 UV lights and | white light, w/o tray, 230 V | 1191 | 1 | 1 | Refer to Cope
9584788 | Radiation hazard tray | yellow, 68x54 cm |  | 1191 | 1 | 1 | 105.86
9584790 | Agarose, powder, 2000g (4x500g) |  |  | 1197 | 1 | 1 | Refer to Cope
9584791 | Agarose, powder, 5000g (10x500g) |  |  | 1197 | 1 | 1 | Refer to Cope
9584792 | Agarose, powder, 10 kg (20x500g) |  |  | 1197 | 1 | 1 | Refer to Cope
9584793 | Agarose, powder, 20 kg (40x500g) |  |  | 1197 | 1 | 1 | Refer to Cope
9584795 | VS20 WAVE Maxi Vertical System | incl. glass plates, 2x24 well combs, | cooling coil, casting base | 1211 | 1 | 1 | See Cope Price List EL274-20
9584796 | VS20 WAVE Maxi Vertical System | incl. 2 sets glass plates with 1mm Spacer, | 2x24 samples, 1mm combs, cooling coil, | 1211 | 1 | 1 | Refer to Cope
9595290 | Plate sealer AccuSeal | incl.adapter for standard- and | DeepWell microplates, 230V | 1185 | 1 | 1 | 3432.67
9595291 | AccuSeal Adapter | for PCR- and assay plates |  | 1185 | 1 | 1 | 250.8
9595306 | Power Station Enduro 250 V | 230 V, incl. EU & UK power cords |  | 1196 | 1 | 1 | 763.66
9595314 | Power Station Enduro 300 V | 230 V, incl. EU & UK power cords |  | 1196 | 1 | 1 | 416.78
9595316 | Thermal-Cycler MultiGene Mini Personal | with 24x0,2 ml tube block, | 230 V, incl. EU & UK power cords | 1188 | 1 | 1 | 2717.11
9595319 | Thermal-Cycler MultiGene OptiMax | 96-well plate, 96x0,2 ml tubes, | 230 V | 1188 | 1 | 1 | 3503.66
9595341 | MultiGene Mini Personal Thermal Cycler | with 18x0.5 ml tube block, | 230 V, incl. EU & UK power cords | 1188 | 1 | 1 | 2717.11
9595345 | Enduro UV transiluminator | wave length 302 nm | 230 V, with UK and EU plug | 1199 | 1 | 1 | 1160.42
9595346 | Enduro UV transiluminator | wave length 302/365nm, | 230 V, with UK and EU plug | 1199 | 1 | 1 | 1225.22
9595501 | Thermocycler ³PRIMEBASE | incl.block for 18 x 0,5 ml test tubes, | temperature range 4 to 100°C, | 1189 | 1 | 1 | See Cope Price List MW605-55
9595502 | Thermocycler ³PRIMEBASE | incl.block for 24 x 0,2 ml test tubes, | temperature range 4 to 100°C | 1189 | 1 | 1 | See Cope Price List MW605-50
9595503 | Thermocycler ³PRIMEX | incl.block for 30 x 0,5 ml test tubes, | temperature range 4 to 100°C | 1189 | 1 | 1 | See Cope Price List MW606-30
9595504 | Thermocycler ³PRIMEX | incl.block for 48 x 0,2 ml test tubes, | temperature range 4 to 100°C | 1189 | 1 | 1 | See Cope Price List MW606-25
9595505 | ³PRIME gradient Upgrade |  |  | 1189 | 1 | 1 | See Cope Price List MW606-95
9595506 | Thermocycler ³PRIMEG | incl.block for 30 x 0,5 ml test tubes, | TR: 4 to 100°C, temperature gradient 30 to 80°C | 1189 | 1 | 1 | See Cope Price List MW606-55
9595507 | Thermocycler ³PRIMEG | incl.block for 48 x 0,2 ml test tubes, | TR: 4 to 100°C, temperature gradient 30 to 80°C | 1189 | 1 | 1 | See Cope Price List MW606-50
9595508 | Thermocycler PRIME | incl.block for 60 x 0,5 ml test tubes, | temperature range: 4 to 100°C | 1189 | 1 | 1 | See Cope Price List MW630-45
9595509 | Thermocycler PRIME | incl.block for 96 x 0,2 ml test tubes, | and 96well PCR plates, TR: 4 to 100°C | 1189 | 1 | 1 | See Cope Price List MW630-40
9595510 | PRIME gradient Upgrade |  |  | 1189 | 1 | 1 | See Cope Price List MW637-60
9595511 | Thermocycler PRIMEG | incl.block for 60 x 0,5 ml test tubes, | TR: 4 to 100°C, temperature gradient 30 to 80°C | 1189 | 1 | 1 | See Cope Price List MW635-45
9595512 | Thermocycler PRIMEG | incl.block for 96 x 0,2 ml test tubes | and 96well PCR-plates, TR: 4 to 100°C, | 1189 | 1 | 1 | See Cope Price List MW635-35
9595513 | Thermocycler PRIME | incl.block for 33 x 0,2/0,5 ml PCR vials, | temperature range: 4 up to 100°C | 1189 | 1 | 1 | 3848.4
9595514 | Thermocycler PRIMEG | incl.block for 33 x 0,2/0,5 ml PCR vials, | TR: 4 up to 100°C, temp.gradient 30 up to 80°C | 1189 | 1 | 1 | 4276
9595515 | Real Time PCR System PRIMEPRO48 | for 48-well plates or 48x 0,2ml tubes | temperature range 30 - 100°C | 1190 | 1 | 1 | Refer to Cope
9595516 | Plate seals PRIMEPRO48 | for 48-well PCR plates | pack of 50 | 1190 | 1 | 1 | Refer to Cope
9595517 | PCR plates PRIMEPRO48 | 48-well, pack of 50 |  | 1190 | 1 | 1 | Refer to Cope
9600105 | Ringcaps, disposable capillary pipettes | pack of 250, 5 marks, 1,2,3,4,5µl, DURAN |  | 863 | 1 | 1 | 25.82
9600110 | Ringcaps, disposable capillary pipettes | pack of 250, 10 µl, DURAN |  | 863 | 1 | 1 | 26.95
9600120 | Ringcaps, disposable capillary pipettes | pack of 250, 20 µl, DURAN |  | 863 | 1 | 1 | 26.95
9600122 | Ringcaps, disposable capillary pipettes | pack of 100, 200µl, DURAN |  | 863 | 1 | 1 | 25.11
9600125 | Ringcaps, disposable capillary pipettes | pack of 250, 25µl, DURAN |  | 863 | 1 | 1 | 26.95
9600140 | Ringcaps, disposable capillary pipettes | pack of 250, 40µl, DURAN |  | 863 | 1 | 1 | 26.95
9600150 | Ringcaps, disposable capillary pipettes | pack of 250, 50µl, DURAN |  | 863 | 1 | 1 | 26.95
9600199 | Ringcaps, disposable capillary pipettes | pack of 250, 100µl, DURAN |  | 863 | 1 | 1 | 26.95
9600210 | Ringcaps, disposable capillary pipettes | pack of 250, 2 marks 5+10µl, DURAN |  | 863 | 1 | 1 | 26.95
9600222 | Ringcaps, disposable capillary pipettes | pack of 100, 2 marks 100+200µl, DURAN |  | 863 | 1 | 1 | 25.11
9600240 | Ringcaps, disposable capillary pipettes | pack of 250, 2 marks 20+40µl, DURAN |  | 863 | 1 | 1 | 26.95
9600299 | Ringcaps, disposable capillary pipettes | pack of 250, 2 marks 50+100µl, DURAN |  | 863 | 1 | 1 | 26.95
9601426 | Glass fiber filter,pack of 80 |  |  | 362 | 1 | 1 | 51.11
9603181 |  |  |  | 683 | 1 | 1 | Refer to Cope
9603205 | Filter holder FP 050/1 | 50mm, from polysulfone, closed |  | 683 | 1 | 1 | Refer to Cope
9603250 | Vacuum filtration equipment GV 025/0 | 25mm, glass, glass frit D 2, 60ml |  | 687 | 1 | 1 | Refer to Cope
9603252 | Vacuum filtration equipment GV 25/2 | 25mm, glass, glass frit D2, | 60ml funnel volume, 250ml erlenmeyer flask | 687 | 1 | 1 | Refer to Cope
9603290 | ***after clearance sale no longer available*** | Funnel 100 ml, ABS | not autoclavable | 686 | 1 | 1 | Refer to Cope
9603500 | Vacuum filtration equipment GV 050/0 | 50mm, 250ml, glass, glass frit |  | 688 | 1 | 1 | Refer to Cope
9603501 | Vacuum filtration equipment GV 050/1 | 50mm, 250ml, glass, holefilter |  | 688 | 1 | 1 | Refer to Cope
9603502 | Vacuum filtration equipment GV 050/2 | 50mm, 250ml, glass, glass frit | an erlenmeyer flask | 688 | 1 | 1 | Refer to Cope
9603503 | Vacuum filtration equipment GV 050/3 | 50mm, 250ml, glass, holefilter | and erlenmeyer flask | 688 | 1 | 1 | Refer to Cope
9603510 |  |  |  | 685 | 1 | 1 | Refer to Cope
9603520 | Vacuum filtration units,metal,for 47/50 mm | funnel 250 ml |  | 685 | 1 | 1 | Refer to Cope
9603581 | Ready-to-use filter units 5µm | pack of 500, FP 30/5,0 CN, black rim |  | 673 | 1 | 1 | Refer to Cope
9603584 | Ready-to-use filter units 0,2µm | pack of 500, FP 30/0,2CA, red rim |  | 673 | 1 | 1 | Refer to Cope
9603585 | Ready-to-use filter units 0,2µm | pack of 100, FP 30/0,2CA, red rim |  | 673 | 1 | 1 | Refer to Cope
9604022 | Minisart SRP 17573-K | pack of 50 |  | 676 | 1 | 1 | 107.26
9604024 | Minisart SRP | pack of 50 |  | 676 | 1 | 1 | See Cope Price List FC842-30
9604061 | Stainless steel forcep |  |  | 685 | 1 | 1 | Refer to Cope
9604076 | All-glass vacuum filtration unit,cap. 1 ltr. | with funnel 250 ml,for 47/50 mm filter |  | 687 | 1 | 1 | Refer to Cope
9604201 | Vacuum filtering apparatus,st.steel,cap. 500 ml | for 47/50 mm filter |  | 685 | 1 | 1 | Refer to Cope
9604202 | Vacuum filtering apparatus,st.steel,cap. 1000 ml | for 47/50 mm filters |  | 685 | 1 | 1 | Refer to Cope
9604204 | Glass units for vacuum filtration,glass frit | for 25 mm filters |  | 686 | 1 | 1 | Refer to Cope
9604210 |  |  |  | 686 | 1 | 1 | Refer to Cope
9604211 | Filter funnels, vacuum | 500ml, stainless steel |  | 686 | 1 | 1 | Refer to Cope
9604212 |  |  |  | 686 | 1 | 1 | Refer to Cope
9604213 | Lid for 500ml | stainless steel |  | 686 | 1 | 1 | Refer to Cope
9604214 | Silicone seal, 77,2/85,8 mm |  |  | 686 | 1 | 1 | Refer to Cope
9604215 |  |  |  | 686 | 1 | 1 | Refer to Cope
9604216 | Base support | stainless steel |  | 686 | 1 | 1 | Refer to Cope
9604222 | Suction device,st.steel,3-fold,100 ml | for 47/50 mm filters |  | 686 | 1 | 1 | Refer to Cope
9604223 | Suction device,st.steel,6-fold,100 ml | for 47/50 mm filters |  | 686 | 1 | 1 | Refer to Cope
9604224 | Suction device,st.steel,6-fold,500 ml | for 47/50 mm filters |  | 686 | 1 | 1 | Refer to Cope
9604226 | Suction device,st.steel,3-fold,500 ml | for 47/50 mm filters |  | 686 | 1 | 1 | Refer to Cope
9604227 | Suction apparatus | Triple |  | 686 | 1 | 1 | Refer to Cope
9604228 |  |  |  | 686 | 1 | 1 | Refer to Cope
9604307 | Glass units for vacuum filtration,glass fit | for 50 mm filters |  | 686 | 1 | 1 | Refer to Cope
9604345 | Pressure filtration unit,st.steel,with 200 ml | vessel,for 47 mm membrane filters |  | 685 | 1 | 1 | Refer to Cope
9604383 | Connector M12x1 |  |  | 685 | 1 | 1 | Refer to Cope
9604389 | Diaphragm pump,230 V |  |  | 685 | 1 | 1 | Refer to Cope
9604394 | Stand 16970 |  |  | 685 | 1 | 1 | Refer to Cope
9604395 | Double bosshead for stand |  |  | 685 | 1 | 1 | Refer to Cope
9620404 | Ammoniak 2/a 2-30 ppm | pack with 10 tubes |  | 1104 | 1 | 1 | 90.13
9620405 | Ammoniak 5/a, 5-700 ppm | Pack with 10 Tubes |  | 1104 | 1 | 1 | 86.58
9620407 | Chlorine 0,2/a, 0.2-3 ppm, | Pack with 10 tubes |  | 1104 | 1 | 1 | 82.63
9620408 | Carbon dioxide 100/a, | 100-3000 ppm, pack of 10 |  | 1104 | 1 | 1 | 82.63
9620409 | Carbon monoxide 5/c | 8 - 700 ppm, | UN 3260, 8, II,(E), pack with 10 tubes | 1104 | 1 | 1 | 83.43
9620410 | Dräger Accuro gas pump |  |  | 1104 | 1 | 1 | 399.85
9620411 | Gas pump set "accuro" | incl. bag and E-set |  | 1104 | 1 | 1 | 466.32
9620413 | Hydrochlorid acid 1/a, | 1-10 ppm, Pack 10 tubes |  | 1104 | 1 | 1 | 106.65
9620414 | Activated charcoal tubes | type BIA, pack of 10 |  | 1103 | 1 | 1 | 62.97
9620415 | Activated charcoal tubes | type G, pack of 10 |  | 1103 | 1 | 1 | 62.97
9620416 | Activated charcoal tubes | type B/G, pack of 10 |  | 1103 | 1 | 1 | 62.97
9620417 | Silicagel tubes | pack of 10, type B |  | 1103 | 1 | 1 | 61.39
9620418 | Silicagel tubes | pack of 10, type G |  | 1103 | 1 | 1 | 61.39
9620419 | Silicagel tubes | pack of 10, type B/G |  | 1103 | 1 | 1 | 61.39
9620420 | Sulphur dioxide 0.5/a, | 0,5.25 ppm, Pack 10 tubes |  | 1104 | 1 | 1 | 87.36
9620421 | Acetone tubes 100 6 | pack of 10, 100-12.000ppm |  | 1104 | 1 | 1 | 83.43
9620423 | Alcohol tubes 25/a | pack of 10, 25-5000ppm |  | 1104 | 1 | 1 | #N/A
9620424 | Ammonia tubes 5/6 | pack of 10, 5-100ppm |  | 1104 | 1 | 1 | 85.01
9620425 | Hydrogen sulphide 5/b, | 5-60 ppm, Pack 10 tubes |  | 1104 | 1 | 1 | 77.13
9620426 | 10 Test Tubes, Petroleum | hydrocarbons 10/a, 10-300 ppm |  | 1104 | 1 | 1 | 112.54
9620429 | Tubes formaldehyde 0,2/a | pack of 10 |  | 1104 | 1 | 1 | 105.87
9620432 | Carbon monoxide tubes 2/a | pack of 10, 2-60ppm | UN 3260, 8, III, (E) | 1104 | 1 | 1 | 83.43
9620434 | Ozone tubes 0,05/6 | pack of 10, 0,05-0,7ppm |  | 1104 | 1 | 1 | 93.65
9620436 | Perchloroethylene tubes 2/a | pack of 10, 2-300ppm |  | 1104 | 1 | 1 | 87.36
9620437 | Phenol tubes 1/6 | pack of 10, 1-20ppm |  | 1104 | 1 | 1 | 107.82
9620438 | Hydrogen phosphide 0.01/a | 0.1 - 1 ppm, 0.01 - 0.3 ppm | pack of 10 | 1104 | 1 | 1 | 112.54
9620439 | Mercury vapour tubes 0,1/6 | pack of 10, 0,05-2mg/m³ |  | 1104 | 1 | 1 | 95.23
9620441 | Hydrochloric acid/nitric acid tubes 1/a | pack of 10, 0-10/15ppm |  | 1104 | 1 | 1 | 120.73
9620443 | Hydrogen sulphide tubes 1/d | pack of 10, 1-200ppm |  | 1104 | 1 | 1 | 83.43
9620446 | Microchip measurement system | 20-500ppm petroleum hydrocarbons | pack of 10 | 1104 | 1 | 1 | 102.32
9620447 | Trichloethylene 2/a | 20-250 ppm, Pack 10 tubes |  | 1104 | 1 | 1 | 87.36
9620448 | Tubes Oxygen 5%/c | 5 - 23 vol.%, pack of 10 |  | 1104 | 1 | 1 | 164.76
9620449 | Tubes prussic acid 0,5/a | pack of 10 |  | 1104 | 1 | 1 | 90.13
9620470 | Tube pump Dräger X-act 5000 | automatic, with shoulder belt, | w/o supply unit, no dan. goods | 1105 | 1 | 1 | 1290.09
9620471 | NiMH Accu, T4 | UN 3496, 9, M11 |  | 1105 | 1 | 1 | 206.46
9620472 | Akali battery pack, T4 | w/o batteries |  | 1105 | 1 | 1 | 112.2
9620473 | Alkali battery | for Dräger X-act 5000 |  | 1105 | 1 | 1 | 11.61
9620474 | Mains adapter 100-240 V |  |  | 1105 | 1 | 1 | 83.83
9620475 | Automobile charger 12/24 V |  |  | 1105 | 1 | 1 | 104.74
9642401 | Heating mantle KM-G 25 | 25 ml, 65 watt, | 1 heating zone, Ø 90 x 26 mm | 780 | 1 | 1 | 263.86
9642402 | Heating mantle KM-G 50 | 50 ml, 75 watt, | 1 heating zone, Ø 100 x 32 mm | 780 | 1 | 1 | 269.02
9642403 | Heating mantle KM-G 100 | 100 ml, 120 watt, | 1 heating zone, Ø 115 x 40 mm | 780 | 1 | 1 | 271.08
9642404 | Heating mantle KM-G 250 | 250 ml, 180 watt, | 2 heating zones, Ø 140 x 50 mm | 780 | 1 | 1 | 274.18
9642405 | Heating mantle KM-G 500 | 500 ml, 250 watt, | 2 heating zones, Ø 165 x 75 mm | 780 | 1 | 1 | 282.42
9642406 | Heating mantle KM-G 1000 | 1000 ml, 450 watt, | 2 heating zones, Ø 190 x 90 mm | 780 | 1 | 1 | 316.43
9642407 | Heating mantle KM-G 2000 | 2000 ml, 600 watt, | 2 heating zones, Ø 225 x 110 mm | 780 | 1 | 1 | 376.2
9642408 | Heating mantle KM-G 3000 | 3000 ml, 800 watt, | 2 heating zones, Ø 250 x 120 mm | 780 | 1 | 1 | 409.9
9642409 | Heating mantle KM-G 4000 | 4000 ml, 900 watt, | 2 heating zones, Ø 270 x 130 mm | 780 | 1 | 1 | 443.15
9642410 | Heating mantle KM-G 5000 | 5000 ml, 1200 watt, | 2 heating zones, Ø 290 x 140 mm | 780 | 1 | 1 | 551.75
9642411 | Heating mantle KM-G 6000 | 6000 ml, 1400 watt, | 2 heating zones, Ø 310 x 150 mm | 780 | 1 | 1 | 618.27
9642412 | Heating mantle KM-G 10000 | 10000 ml, 2000 watt, | 2 heating zones, Ø 360 x 175 mm | 780 | 1 | 1 | 799.63
9642413 | Heating mantle KM-G 20000 | 20000 ml, 2200 watt, | 2 heating zones, Ø 430 x 220 mm | 780 | 1 | 1 | 1202.22
9642440 | Heating mantle KM-GH 100 | 100 ml, 200 watt, | 1 heating zone, Ø 115 x 40 mm | 780 | 1 | 1 | 390.65
9642441 | Heating mantle KM-GH 250 | 250 ml, 300 watt, | 2 heating zones, Ø 140 x 50 mm | 780 | 1 | 1 | 419.5
9642442 | Heating mantle KM-GH 500 | 500 ml, 500 watt, | 2 heating zones, Ø 165 x 75 mm | 780 | 1 | 1 | 447.07
9642443 | Heating mantle KM-GH 1000 | 1000 ml, 750 watt, | 2 heating zones, Ø 190 x 90 mm | 780 | 1 | 1 | 559.59
9642444 | Heating mantle KM-GH 2000 | 2000 ml, 1200 watt, | 2 heating zones, Ø 225 x 110 mm | 780 | 1 | 1 | 778.71
9642445 | Heating mantle KM-GH 4000 | 4000 ml, 1800 watt, | 2 heating zones, Ø 270 x 130 mm | 780 | 1 | 1 | 893.32
9642446 | Heating mantle KM-GH 6000 | 6000 ml, 2500 watt, | 2 heating zones, Ø 310 x 150 mm | 780 | 1 | 1 | 1087.21
9642500 | Heating mantle KM-M 50 | 50 ml, 55 watt, | 1 heating zone, Ø 175 x 175 mm | 781 | 1 | 1 | 254.59
9642501 | Heating mantle KM-M 100 | 100 ml, 100 watt, | 1 heating zone, Ø 175 x 175 mm | 781 | 1 | 1 | 255.62
9642502 | Heating mantle KM-M 250 | 250 ml, 150 watt, | 2 heating zones, Ø 175 x 175 mm | 781 | 1 | 1 | 259.73
9642503 | Heating mantle KM-M 500 | 500 ml, 200 watt, | 2 heating zones, Ø 220 x 190 mm | 781 | 1 | 1 | 273.13
9642504 | Heating mantle KM-M 1000 | 1000 ml, 300 watt, | 2 heating zones, Ø 220 x 190 mm | 781 | 1 | 1 | 290.66
9642505 | Heating mantle KM-M 2000 | 2000 ml, 500 watt, | 2 heating zones, Ø 300 x 210 mm | 781 | 1 | 1 | 334.98
9642506 | Heating mantle KM-M 3000 | 3000 ml, 600 watt, | 2 heating zones, Ø 300 x 210 mm | 781 | 1 | 1 | 368.99
9642507 | Heating mantle KM-M 4000 | 4000 ml, 750 watt, | 2 heating zones, Ø 370 x 230 mm | 781 | 1 | 1 | 455.89
9642508 | Heating mantle KM-M 5000 | 5000 ml, 860 watt, | 2 heating zones, Ø 370 x 230 mm | 781 | 1 | 1 | 495.99
9642509 | Heating mantle KM-M 6000 | 6000 ml, 1000 watt, | 2 heating zones, Ø 370 x 230 mm | 781 | 1 | 1 | 565.44
9642510 | Heating mantle KM-M 10000 | 10000 ml, 1400 watt, | 2 heating zones, Ø 370 x 220 mm | 781 | 1 | 1 | 768.93
9642511 | Heating mantle KM-M 20000 | 20000 ml, 2000 watt, | 2 heating zones, Ø 440 x 250 mm | 781 | 1 | 1 | 1035.26
9642520 | Heating mantle KM-ME 50 | 50 ml, 55 watt, | 1 heating zone, Ø 175 x 175 mm | 781 | 1 | 1 | 286.53
9642521 | Heating mantle KM-ME 100 | 100 ml, 100 watt, | 1 heating zone, Ø 175 x 175 mm | 781 | 1 | 1 | 287.58
9642522 | Heating mantle KM-ME 250 | 250 ml, 150 watt, | 2 heating zones, Ø 175 x 175 mm | 781 | 1 | 1 | 291.69
9642523 | Heating mantle KM-ME 500 | 500 ml, 200 watt, | 2 heating zones, Ø 220 x 190 mm | 781 | 1 | 1 | 305.09
9642524 | Heating mantle KM-ME 1000 | 1000 ml, 300 watt, | 2 heating zones, Ø 220 x 190 mm | 781 | 1 | 1 | 322.61
9642525 | Heating mantle KM-ME 2000 | 2000 ml, 500 watt, | 2 heating zones, Ø 300 x 210 mm | 781 | 1 | 1 | 366.94
9642526 | Heating mantle KM-ME 3000 | 3000 ml, 600 watt, | 2 heating zones, Ø 300 x 210 mm | 781 | 1 | 1 | 400.94
9642527 | Heating mantle KM-ME 4000 | 4000 ml, 750 watt, | 2 heating zones, Ø 370 x 230 mm | 781 | 1 | 1 | 486.21
9642528 | Heating mantle KM-ME 5000 | 5000 ml, 860 watt, | 2 heating zones, Ø 370 x 230 mm | 781 | 1 | 1 | 526.31
9642529 | Heating mantle KM-ME 6000 | 6000 ml, 1000 watt, | 2 heating zones, Ø 370 x 230 mm | 781 | 1 | 1 | 595.77
9642530 | Heating mantle KM-ME 10000 | 10000 ml, 1400 watt, | 2 heating zones, Ø 370 x 220 mm | 781 | 1 | 1 | 799.26
9642531 | Heating mantle KM-ME 20000 | 20000 ml, 2000 watt, | 2 heating zones, Ø 440 x 250 mm | 781 | 1 | 1 | 1064.01
9642540 | Heating mantle KM-M 50-250 | 50-250 ml, 160 watt, | 3 heating zones, Ø 175 x 175 mm | 781 | 1 | 1 | 393.73
9642541 | Heating mantle KM-M 250-1000 | 250-1000 ml, 350 watt, | 3 heating zones, Ø 220 x 190 mm | 781 | 1 | 1 | 435.33
9642542 | Heating mantle KM-M 1000-3000 | 1000-3000 ml, 700 watt, | 3 heating zones, Ø 300 x 210 mm | 781 | 1 | 1 | 496.96
9642545 | Heating mantle KM-MER 100 | 100 ml, 100 W, 1 heating zone |  | 781 | 1 | 1 | 565.44
9642546 | Heating mantle KM-MER 250 | 250 ml, 150 W, 2 heating zones |  | 781 | 1 | 1 | 573.28
9642547 | Heating mantle KM-MER 500 | 500 ml, 200 W, 2 heating zones |  | 781 | 1 | 1 | 613.38
9642548 | Heating mantle KM-MER 1000 | 1 ltr., 300 W, 2 heating zones |  | 781 | 1 | 1 | 647.62
9642600 | Tripod KM-DF | for heating mantle 100 ml | made of plastic coated metall | 780 | 1 | 1 | 95.24
9642601 | Tripod KM-DF | for heating mantle 250 ml | made of plastic coated metall | 780 | 1 | 1 | 97.47
9642602 | Tripod KM-DF | for heating mantle 500 ml | made of plastic coated metall | 780 | 1 | 1 | 99.71
9642603 | Tripod KM-DF | for heating mantle 1 l | made of plastic coated metall | 780 | 1 | 1 | 103.08
9642604 | Tripod KM-DF | for heating mantle 2 l | made of plastic coated metall | 780 | 1 | 1 | 106.43
9642605 | Tripod KM-DF | for heating mantle 3 l | made of plastic coated metall | 780 | 1 | 1 | 115.39
9642606 | Tripod KM-DF | for heating mantle 4 l | made of plastic coated metall | 780 | 1 | 1 | 118.76
9642607 | Tripod KM-DF | for heating mantle 5 l | made of plastic coated metall | 780 | 1 | 1 | 132.2
9642608 | Tripod KM-DF | for heating mantle 6 l | made of plastic coated metall | 780 | 1 | 1 | 156.84
9642609 | Tripod KM-DF | for heating mantle 10 l | made of plastic coated metall | 780 | 1 | 1 | 177.01
9642610 | Tripod KM-DF | for heating mantle 20 l | made of plastic coated metall | 780 | 1 | 1 | 204.09
9642620 | Supporting ring KM-TR | for heating mantle 25 ml | made of plastic coated metall | 780 | 1 | 1 | 36.02
9642621 | Supporting ring KM-TR | for heating mantle 50 ml | made of plastic coated metall | 780 | 1 | 1 | 36.02
9642622 | Supporting ring KM-TR | for heating mantle 100 ml | made of plastic coated metall | 780 | 1 | 1 | 38.49
9642623 | Supporting ring KM-TR | for heating mantle 250 ml | made of plastic coated metall | 780 | 1 | 1 | 38.49
9642624 | Supporting ring KM-TR | for heating mantle 500 ml | made of plastic coated metall | 780 | 1 | 1 | 40.97
9642625 | Supporting ring KM-TR | for heating mantle 1 l | made of plastic coated metall | 780 | 1 | 1 | 42.21
9642626 | Supporting ring KM-TR | for heating mantle 2 l | made of plastic coated metall | 780 | 1 | 1 | 42.21
9642627 | Supporting ring KM-TR | for heating mantle 3 l | made of plastic coated metall | 780 | 1 | 1 | 48.42
9642628 | Supporting ring KM-TR | for heating mantle 4 l | made of plastic coated metall | 780 | 1 | 1 | 48.42
9642630 | support clamb KM-SK | for the attachment of the metal casing heating | mantles to support rods or within support wall | 782 | 1 | 1 | 22.96
9642654 | Laboratory controller KM-RX1004 | electronical with digital display, | max. 2300 W, 230 V AC | 782 | 1 | 1 | 436.34
9642660 | Power controller KM-L116 | electromechanical, infinitely variable control | over power outlet, max. 450 W, 230 V AC | 782 | 1 | 1 | 153.19
9642670 | Temperature sensor KM-TNF | NiCr-Ni flat membrane to 400°C, | 2.5 x 9.2 x 400 mm, without plug | 783 | 1 | 1 | 100.2
9642671 | Temperature sensor KM-TNS | NiCr-Ni bar element Inconell, | -40 to 1200°C, 1.5 m, 300 mm, without plug | 783 | 1 | 1 | 87.67
9642672 | Temperature sensor KM-TP2 | Pt-100 casing element V2A, | to 500°C, 3.5 x 50 mm, without plug | 783 | 1 | 1 | 58.45
9642673 | Temperature sensor KM-TPG | Pt100 in glass tube V2A, | up to 250°C, 6x400mm, without plug | 783 | 1 | 1 | 159.45
9642674 | Temperature sensor KM-TPG | Pt100 in glass tube V2A, | up to 250°C, 6x400mm, with plug | 783 | 1 | 1 | 187.08
9642720 | Heating tape, fibre glass, KM-HT-BS30/05 | 50 cm, 125 watt, | with inner protection net, | 782 | 1 | 1 | 108.95
9642721 | Heating tape, fibre glass, KM-HT-BS30/10 | 100 cm, 250 watt, | with inner protection net, | 782 | 1 | 1 | 118.21
9642722 | Heating tape, fibre glass, KM-HT-BS30/15 | 150 cm, 375 watt, | with inner protection net, | 782 | 1 | 1 | 136.77
9642723 | Heating tape, fibre glass, KM-HT-BS30/20 | 200 cm, 500 watt, | with inner protection net, | 782 | 1 | 1 | 154.15
9642724 | Heating tape, fibre glass, KM-HT-BS30/25 | 250 cm, 625 watt, | with inner protection net, | 782 | 1 | 1 | 175
9642725 | Heating tape, fibre glass, KM-HT-BS30/30 | 300 cm, 750 watt, | with inner protection net, | 782 | 1 | 1 | 194.05
9642726 | Heating tape, fibre glass, KM-HT-BS30/40 | 400 cm, 1000 watt, | with inner protection net, | 782 | 1 | 1 | 224.98
9642727 | Heating tape, fibre glass, KM-HT-BS30/50 | 500 cm, 1250 watt, | with inner protection net, | 782 | 1 | 1 | 270.83
9642728 | Heating tape, fibre glass, KM-HT-BS30/70 | 700 cm, 1500 watt, | with inner protection net, | 782 | 1 | 1 | 375.32
9642729 | Heating tape, fibre glass, KM-HT-BS30/100 | 1000 cm, 2000 watt, | with inner protection net, | 782 | 1 | 1 | 430.11
9642750 | Heating cable, fibre glass, KM-HC-G/05 | 50 cm, 75 watt, | with glass fibre insulation | 782 | 1 | 1 | 69.37
9642751 | Heating cable, fibre glass, KM-HC-G/10 | 100 cm, 150 watt, | with glass fibre insulation | 782 | 1 | 1 | 71.93
9642752 | Heating cable, fibre glass, KM-HC-G/15 | 150 cm, 225 watt, | with glass fibre insulation | 782 | 1 | 1 | 86.06
9642753 | Heating cable, fibre glass, KM-HC-G/20 | 200 cm, 300 watt, | with glass fibre insulation | 782 | 1 | 1 | 98.9
9642754 | Heating cable, fibre glass, KM-HC-G/25 | 250 cm, 375 watt, | with glass fibre insulation | 782 | 1 | 1 | 97.36
9642755 | Heating cable, fibre glass, KM-HC-G/30 | 300 cm, 450 watt, | with glass fibre insulation | 782 | 1 | 1 | 105.46
9642756 | Heating cable, fibre glass, KM-HC-G/40 | 400 cm, 600 watt, | with glass fibre insulation | 782 | 1 | 1 | 120.54
9642757 | Heating cable, fibre glass, KM-HC-G/50 | 500 cm, 750 watt, | with glass fibre insulation | 782 | 1 | 1 | 134.44
9642758 | Heating cable, fibre glass, KM-HC-G/60 | 600 cm, 900 watt, | with glass fibre insulation | 782 | 1 | 1 | 148.36
9643033 | Heating mantle cap. 100 ml | PP, +450°C, 60 W |  | 783 | 1 | 1 | See Cope Price List HE215-20
9643034 | Heating mantle cap. 250 ml | PP, +450°C, 150 W |  | 783 | 1 | 1 | See Cope Price List HE215-25
9643035 | Heating mantle cap. 500 ml | PP, +450°C, 200 W |  | 783 | 1 | 1 | See Cope Price List HE215-30
9643036 | Heating mantle cap. 1000 ml | PP, +450°C, 300 W |  | 783 | 1 | 1 | See Cope Price List HE215-40
9643037 | Heating mantle cap. 2000 ml | PP, +450°C, 500 W |  | 783 | 1 | 1 | See Cope Price List HE215-45
9643038 | Heating mantle cap. 3000 ml | PP, +450°C, 500 W |  | 783 | 1 | 1 | See Cope Price List HE215-50
9643039 | Heating mantle cap. 5000 ml | PP, +450°C, 800 W |  | 783 | 1 | 1 | See Cope Price List HE215-60
9643072 | Multi heating mantle | +450°C, cap.10 - 50 ml |  | 783 | 1 | 1 | See Cope Price List HE250-15
9643073 | Multi heating mantle | +450°C, cap.100 - 250 ml |  | 783 | 1 | 1 | See Cope Price List HE250-20
9643074 | Multi heating mantle | +450°C, cap. 500 - 1000 ml |  | 783 | 1 | 1 | See Cope Price List HE250-30
9643075 | Multi heating mantle | +450°C, cap. 1000-5000 ml |  | 783 | 1 | 1 | See Cope Price List HE250-45
9643081 | Heating mantle spillproof | +450°C, cap. 500 - 1000 ml |  | 783 | 1 | 1 | See Cope Price List HE270-15
9643083 | Heating mantle spillproof | +450°C, cap. 2000 - 5000 ml |  | 783 | 1 | 1 | See Cope Price List HE270-30
9643122 | Stirrer heating mantles,PP,+450°C,cap. 50 ml |  |  | 784 | 1 | 1 | See Cope Price List HE300-15
9643123 | Stirrer heating mantles,PP,+450°C,cap. 100 ml |  |  | 784 | 1 | 1 | See Cope Price List HE300-20
9643124 | Stirrer heating mantles,PP,+450°C,cap. 250 ml |  |  | 784 | 1 | 1 | See Cope Price List HE300-25
9643125 | Stirrer heating mantles,PP,+450°C,cap. 500 ml |  |  | 784 | 1 | 1 | See Cope Price List HE300-30
9643126 | Stirrer heating mantles,PP,+450°C,cap. 1000 ml |  |  | 784 | 1 | 1 | See Cope Price List HE300-40
9643127 | Stirrer heating mantles,PP,+450°C,cap. 2000 ml |  |  | 784 | 1 | 1 | See Cope Price List HE300-45
9645280 | Colony counter SC 6 Plus | 0 to 999, 120-230V, 50/60 Hz, 70W |  | 1272 | 1 | 1 | See Cope Price List CR315-70
9645281 | Magnifier 1.7x |  |  | 1272 | 1 | 1 | See Cope Price List CR315-85
9645295 | Hotplate 150x150mm | aluminium/silicone, | 230 V, 50 Hz, 750 W | 431 | 1 | 1 | See Cope Price List SS705-10
9645296 | Hotplatte 150x150mm | glass ceramic, | 230 V, 50 Hz, 550 W | 431 | 1 | 1 | See Cope Price List SS705-15
9645297 | Magnetic stirrer UC 151 | 150 x 150 mm, ceramic |  | 413 | 1 | 1 | See Cope Price List SS345-49
9645298 | Hotplate / digital stirrer 150x150mm | glass ceramic, | 230 V, 50 Hz, 550 W | 431 | 1 | 1 | See Cope Price List SS705-17
9645299 | Hotplate / digital stirrer 150x150mm | coated aluminium plate, | 230 V, 50 Hz, 750 W | 431 | 1 | 1 | See Cope Price List SS705-12
9645316 | Hotplate CB500 analog | 500 x 300 mm, 2250 W | max. 375 °C | 776 | 1 | 1 | See Cope Price List HP405-45
9645317 | Hotplate SB 500, analog | 500 x 300 mm, 1500 W | max. 300°C | 776 | 1 | 1 | See Cope Price List HP320-85
9645320 | Large digital hotplate SD 300 | 300 x 300 mm, 600 W | max. 300°C | 777 | 1 | 1 | See Cope Price List HP347-70
9645321 | Large digital hotplate SD 500 | 500 x 300 mm, 1500 W | max. 300°C | 777 | 1 | 1 | See Cope Price List HP347-85
9645322 | Rotator SB2 | for 1,5-50 ml tubes | 20 rpm | 491 | 1 | 1 | See Cope Price List CM470-20
9645323 | Rotator SB3 | for 1,5-50 ml tubes, | variable speed 2-40 rpm, digital timer | 491 | 1 | 1 | See Cope Price List CM470-35
9645324 | Micro tube holder SB3/1 | for 1,5 ml micro tubes |  | 492 | 1 | 1 | See Cope Price List CM473-03
9645325 | Tube holder SB3/2 | for test/blood tubes |  | 492 | 1 | 1 | See Cope Price List CM473-06
9645326 | Tube holder SB3/3 | for 50 ml micro tubes |  | 492 | 1 | 1 | See Cope Price List CM473-09
9645327 | Cultur tube holder SB3/4 | for 12 mm tubes |  | 492 | 1 | 1 | See Cope Price List CM473-12
9645328 | Cultur tube holder SB3/5 | for 16 mm tubes |  | 492 | 1 | 1 | See Cope Price List CM473-15
9645329 | Cultur tube holder SB3/6 | for 26 mm tubes |  | 492 | 1 | 1 | See Cope Price List CM473-19
9645331 | Hotplate SB 300 analog | 300 x 300 mm, 600 W | max. 300°C | 776 | 1 | 1 | See Cope Price List HP320-65
9645335 | Retort rod SR1 | 600 x 12 mm dia. | for CB162 and SB162 | 431 | 1 | 1 | 64.88
9645338 | Hotplate CB300, analog | 300 x 300 mm,1200W | max. 450°C | 776 | 1 | 1 | See Cope Price List HP405-40
9645342 | Temperature controller SCT 1 |  |  | 431 | 1 | 1 | See Cope Price List HP202-05
9645343 | Probe holder SCT 1/1 |  |  | 431 | 1 | 1 | See Cope Price List HP202-07
9645344 | PTFE-probe SCT 1/2 |  |  | 431 | 1 | 1 | See Cope Price List HP202-11
9645350 | Shaking incubator SI505 | Temp.range +7°C-60°C, | 2501250 rpm | 1260 | 1 | 1 | See Cope Price List MN720-60
9645351 | Incubator with orbital shaker SI600 | Ambient +5...60°C, large | 230V/50Hz | 1260 | 1 | 1 | See Cope Price List IN805-61
9645510 | Ceran® single boiling plate, | dual-circuit, Ø 140/210 mm / 1000/2200 W, | 230 V | 775 | 1 | 1 | 187.1
9645511 | Ceran® single boiling plate | touch control, Ø 140/210 mm / 1000/2200 W, | 230 V | 775 | 1 | 1 | 210.81
9645590 | Multiple hotplate system, | 4 individually adjustable hotplates with | metal protective grills, Dia 90 mm | 779 | 1 | 1 | 995.63
9645591 | Multiple hotplate system, | 6 individually adjustable hotplates with | metal protective grills, Dia 90 mm | 779 | 1 | 1 | 1376.1
9645592 | Attachment HBS 4 | incl.4 support rods, | for serial heating element HB 4 | 779 | 1 | 1 | 246.15
9645593 | Attachment HBS 6 | incl.6 support rods, | for serial heating element HB 6 | 779 | 1 | 1 | 322.11
9645594 | Multiple hotplate system HB 8, | 8 individually adjustable hotplates | with metal protective grills, dia. 94 mm | 779 | 1 | 1 | 1768.48
9645595 | Attachment HBS 8 | incl.8 support rods, | for serial heating element HB 8 | 779 | 1 | 1 | 445.74
9645616 | Ceran laboratory hotplate SLK 12 | 330x300 mm footprint |  | 775 | 1 | 1 | Refer to Cope
9645711 | CERAN® hotplates,upto +500°C,280x280 mm |  |  | 778 | 1 | 1 | 962.03
9645712 | CERAN® hotplates,upto +500°C,280x430 mm |  |  | 778 | 1 | 1 | 1120.37
9645714 | CERAN® hotplates,upto +500°C,430x430 mm |  |  | 778 | 1 | 1 | 1240.32
9645715 | CERAN® hotplates,upto +500°C,430x580 mm |  |  | 778 | 1 | 1 | 1386.67
9645740 | CERAN® hotplates, 175x175mm, | heating area diam. 150 mm |  | 778 | 1 | 1 | 401.8
9645744 | Precision hotplate,upto +450°C,290x440 mm |  |  | 778 | 1 | 1 | 1980.45
9645747 | Cable with plug |  |  | 778 | 1 | 1 | 44.96
9645748 | Temperature fuses | pack of 5 |  | 778 | 1 | 1 | 23.37
9645781 | Hotplates,upto +300°C,300x300 mm |  |  | 779 | 1 | 1 | 868.98
9645782 | Hotplates,upto +300°C,350x350 mm |  |  | 779 | 1 | 1 | 902.37
9645785 | Hotplates,upto +300°C,350x500 mm |  |  | 779 | 1 | 1 | 1043.44
9645786 | Hotplates,upto +300°C,430x580 mm |  |  | 779 | 1 | 1 | 1233.77
9645787 | Hotplates,upto +300°C,430x580 mm,3-phase current |  |  | 779 | 1 | 1 | 1233.77
9645814 | Sand bath 360x360 mm | 50...300°C, | 2200 W, 230 V | 774 | 1 | 1 | 1050.15
9645815 | Sand bath 510x360 mm | 50...30°C, | 2850 W, 230 V | 774 | 1 | 1 | 1244.96
9645816 | Sand bath 590x440 mm | 50...300°C, | 4000 W, 230 V | 774 | 1 | 1 | 1359.16
9645820 | Sand bath 590x440 mm | 50...300°C, | 4000 W, 3x400 V | 774 | 1 | 1 | 1359.16
9645824 | Precision hotplates,upto +300°C,350x350 mm |  |  | 779 | 1 | 1 | 1712.94
9645827 | Precision hotplates,upto +99,9°C,200x280 mm |  |  | 779 | 1 | 1 | 1387.87
9645828 | Precision hotplates,upto +300°C,200x280 mm |  |  | 779 | 1 | 1 | 1387.87
9645829 | Precision hotplates,upto +300°C,610x610 mm |  |  | 779 | 1 | 1 | 1676.96
9645831 | Cable for contact thermometer |  |  | 779 | 1 | 1 | 31.46
9645832 | Support rod, diam. 12 mm |  |  | 779 | 1 | 1 | 31.46
9645833 | Holder for contact thermometer |  |  | 779 | 1 | 1 | 26.97
9645950 | Cellculture-stirrer bioMixdrive 1 | 5-250 rpm |  | 415 | 1 | 1 | 539.41
9645951 | Control unit bioMIXcontrol | 5-250 rpm, 10-stepped |  | 416 | 1 | 1 | 1104.2
9645954 | Magnetic stirrer MIX 1 | with internal control |  | 422 | 1 | 1 | 591.5
9645955 | Magnetic stirrer MIX 1 eco | with internal control |  | 422 | 1 | 1 | 364.65
9645956 | Multible Magnetic stirrer MIX 6 | with internal control |  | 425 | 1 | 1 | 1409.34
9645957 | Multible Magnetic stirrer MIX 15 | with internal control |  | 425 | 1 | 1 | 1767.16
9645958 | Multible Magnetic stirrer MIX 15 eco | with internal control |  | 425 | 1 | 1 | 931.88
9645959 | Magnetic stirring system MIXdrive 1 | external control | -Please order control unit separately- | 424 | 1 | 1 | 278.06
9645960 | Magnetic stirring system MIXdrive 1 HT | (+200°C), external control | -Please order control unit separately- | 424 | 1 | 1 | See Cope Price List SS552-04
9645961 | Magnetic stirring system MIXdrive 1 eco | external control | -Please order control unit separately- | 424 | 1 | 1 | 223.18
9645962 | Magnetic stirring system MIXdrive 1 eco HT | (+200°C), external control | -Please order control unit separately- | 424 | 1 | 1 | 351.24
9645963 | Magnetic stirring system MIXdrive 6 | external control | -Please order control unit separately- | 424 | 1 | 1 | 964.81
9645964 | Magnetic stirring system MIXdrive 6 HT | (+200°C), external control | -Please order control unit separately- | 424 | 1 | 1 | See Cope Price List SS552-06
9645965 | Magnetic stirirng system MIXdrive 15 | external control | -Please order control unit separately- | 424 | 1 | 1 | 1237.01
9645966 | Magnetic stirring system MIXdrive 15 HT | (+200°C), external control | -Please order control unit separately- | 424 | 1 | 1 | See Cope Price List SS552-15
9645967 | Magnetic stirring system MIXdrive 60 | external control | -Please order control unit separately- | 424 | 1 | 1 | 1799
9645968 | Magnetic stirring system MIXdrive 60 HT | (+200°C), external control | -Please order control unit separately- | 424 | 1 | 1 | 2510.25
9645969 | Control unit MIXcontrol eco | for stirring drive MIXdrive |  | 424 | 1 | 1 | 307.33
9645970 | Control unit MIXcontrol 20 | for stirring drive MIXdrive |  | 424 | 1 | 1 | See Cope Price List SS570-95
9645971 | Control unit MIXcontrol 40 | for stirring drive MIXdrive |  | 424 | 1 | 1 | 833.43
9645972 | Distributor distriBOX 4 | 4x |  | 425 | 1 | 1 | 220.74
9645973 | Distributor distriBOX 8 | 8x |  | 425 | 1 | 1 | 315.87
9645974 | Stainless steel bath mixBATH | electro buffed, | for MIXdrive 6/15/60 | 425 | 1 | 1 | 679.47
9645975 | Magnetic stirrer maxMIX | 100-1200 rpm, IP 65, | SoftStart function | 415 | 1 | 1 | 2289.63
9645976 | Magnetic stirrer MAXdrive | with external control, | up to 250 liter | 414 | 1 | 1 | 1489.47
9645977 | Control unit MAXcontrol |  |  | 414 | 1 | 1 | 1328.12
9645978 | Cell culture stirrer bioMixdrive 2 | 5-250 rpm |  | 415 | 1 | 1 | 962.61
9645979 | Cell culture stirrer bioMixdrive 3 | 5-250 rpm |  | 415 | 1 | 1 | 1398.36
9645980 | Cell culture stirrer bioMixdrive 4 | 5-250 rpm |  | 415 | 1 | 1 | 1794.6
9645981 | Control unit bioMixcontrol S | stapable |  | 416 | 1 | 1 | 1104.2
9645982 | Control unit bioMixcontrol 4MS | for bioMIXdrive 1 only |  | 416 | 1 | 1 | 2133.77
9645985 | Magnetic stirr system MIXdrive 1 XS | external controll |  | 424 | 1 | 1 | See Cope Price List SS570-05
9645986 | Magnetic stirr system MIXdrive 1 XS HT | (+200°C), external controll |  | 424 | 1 | 1 | 345.14
9645990 | Magnetic stirr system FABdrive | external control |  | 414 | 1 | 1 | 1935.1
9645991 | Control unit FABcontrol |  |  | 414 | 1 | 1 | 1549.84
9645992 | Single point stirrer luMIX | with light function, 1-3000 ml, | 100-2000 rpm, 4-step, 20W | 423 | 1 | 1 | 868.15
9646000 | Controll unit atexMIXcontrol cleanroom | Ex protection zone 2 |  | 424 | 1 | 1 | 2117.3
9646010 | Multible Magnetic stirrer MIX 4 MS | 4 independent stirr places |  | 425 | 1 | 1 | 1668.38
9646011 | Magnetic stirrer accuMIX | with internal control |  | 426 | 1 | 1 | 735.04
9646026 | Multible Magnetic stirrer MIX 8 XL | for 8 x 600ml beaker glasses | (tall form), 100-1600 rpm | 425 | 1 | 1 | 1318.24
9646027 | Multible Magnetic stirrer MIX 12 XL | for 12 x 600ml beaker glasses | (tall form), 100-1600 rpm | 425 | 1 | 1 | 1559.71
9646028 | Magnetic stirring system MIXdrive 1XL | (+150°C), 60-2000rpm, IP66, | external control, 48 VDC | 413 | 1 | 1 | 750.08
9646029 | Control unit MIXcontrol 1XL | 60-2000 rpm, 20 W, IP20, | 200x155x48mm | 413 | 1 | 1 | 992.25
9646035 | Magnetic stirr system steriMIXdrive | external control, pressure-, steam-, | vacuum- and temperature resistant | 414 | 1 | 1 | 1471.91
9646036 | Cotrol unit steriMIXcontrol |  |  | 414 | 1 | 1 | 992.25
9646040 | Magnetic stirring bar ASTEROID 40 |  |  | 439 | 1 | 1 | 52.89
9646041 | Extension line 3m | for MIXdrive |  | 415 | 1 | 1 | 108.72
9646042 | Extension line 3m | for bioMIXdrive |  | 415 | 1 | 1 | 108.7
9646043 | Extension line 3m | for MAXdrive/FABdrive |  | 415 | 1 | 1 | 131.24
9646045 | Mobile trolley mixCADDY | for MAXdrive/FABdrive |  | 415 | 1 | 1 | 2211.7
9646051 | Stirring Hotplate 15 | with heatMIXcontrol |  | 427 | 1 | 1 | 6058.85
9646056 | Frame maxFRAME | for MAXdrive |  | 415 | 1 | 1 | 867.12
9646057 | Magnetic stirring bar ASTEROID 25 |  |  | 439 | 1 | 1 | 36.73
9646058 | Magnetic stirring bar ASTEROID 70 |  |  | 439 | 1 | 1 | 190.89
9650151 | Ultrasonic homogenizer HD 4050 | SONOPULS, Set: consisting of: | generator GM 4100, ultrasonic converter UW 50, | 560 | 1 | 1 | 2531.18
9650152 | Ultrasonic homogenizer HD 4100 | SONOPULS, Set: consisting of: | generator GM 4100, ultrasonic converter UW 100, | 560 | 1 | 1 | 2816.64
9650156 | Standard horn SH 100 G, Ø 13mm | for HD 4050, HD 4100 |  | 560 | 1 | 1 | 269.26
9650157 | Titanium probe TS 102 | Ø 2.5 mm |  | 561 | 1 | 1 | 194.77
9650158 | Titanium probe TS 103 | Ø 3.0 mm |  | 561 | 1 | 1 | 179.15
9650159 | Titanium probe TS 104 | Ø 4.5 mm |  | 561 | 1 | 1 | 173.94
9650160 | Ultrasonic unit SONOPULS mini20 | ready to operate set incl. generator GM mini20 | ultrasonic converter UW mini20, micro tip MS 2.5 | 557 | 1 | 1 | 1946.47
9650165 | Micro tip MS 1.5 | for volume 0.1 to 10 ml |  | 561 | 1 | 1 | 95.82
9650166 | Micro tip MS 2.5 | for volume 0.5 to 25 ml |  | 561 | 1 | 1 | 95.82
9650170 | Ultrasonic homogenizer,SONOPULS HD 3100 | Set with sonotrode, 230V 50/60Hz |  | 558 | 1 | 1 | #N/A
9650175 | Ultrasonic homogenizer,SONOPULS HD 3200 | 230V 50/60Hz |  | 558 | 1 | 1 | 3095.2
9650180 | Ultrasonic homogenizer,SONOPULS HD 2070 | for volumes from 100 µl upto 50 ml,basic equipm. |  | 557 | 1 | 1 | 2297.47
9650185 | Ultrasonic homogenizer,SONOPULS HD 2200 | for volumes from 5 ml upto 900 ml,basic equipm. | Set contents: GM 2200, UW 2200 | 557 | 1 | 1 | 2805.43
9650190 | Resonator cup BR 30 | for Sonopuls |  | 562 | 1 | 1 | 990.91
9650195 | Ultrasonic homogenizer HD 3400 | SONOPULS, Set: consisting of: | generator GM 3400, ultrasonic converter UW 3400, | 560 | 1 | 1 | 4786.4
9650204 | Boosterhorn SH 3419 | for HD 3400, dia. 19 mm, | titanium alloy, for connection | 560 | 1 | 1 | 757.61
9650205 | Stepped horn,diam. 13 mm |  |  | 560 | 1 | 1 | 269.26
9650208 | Booster horn,diam.13 mm | SH 213 G, 527 |  | 560 | 1 | 1 | 482.03
9650209 | Boosterhorn SH 3425 | for HD 3400, dia. 25 mm, | titanium alloy, for connection | 560 | 1 | 1 | 757.61
9650217 | Booster horn,diam.25 mm | SH 225 Gm TT 25, 543 |  | 560 | 1 | 1 | 638.46
9650218 | Booster horn,diam.19 mm | SH 219 G, 600 |  | 560 | 1 | 1 | 648.47
9650223 | Cooling vessel KG 5, 70 ml |  |  | 563 | 1 | 1 | 194.77
9650224 | Flow-through vessel DG 5 | for Sonotroden up to 25 mm |  | 563 | 1 | 1 | 283.64
9650225 | Distance tube AH 6 | for LS 6/7/8 |  | 563 | 1 | 1 | #N/A
9650228 | Standard ground joint adapter NS 29/32 |  |  | 562 | 1 | 1 | 118.74
9650229 | Standard ground joint adapter NS 45/40 |  |  | 562 | 1 | 1 | 124.99
9650235 | Cooling vessel KG 3, 15 ml |  |  | 563 | 1 | 1 | 167.69
9650236 | Flow-through vessel DG 3 |  |  | 563 | 1 | 1 | 278.85
9650238 | Support frame UG6 | for LS 6 |  | 563 | 1 | 1 | #N/A
9650239 | extended probe VS 70 T | dia. 13 mm, for SH 70/213 G |  | 561 | 1 | 1 | 157.28
9650240 | extended probe VS 200 T | dia. 25 mm, for SH 225 G |  | 561 | 1 | 1 | 333.47
9650241 | Flow-through stepped horn | FZ 5 G |  | 562 | 1 | 1 | 438.87
9650242 | Flow-through booster horn | FZ 7 G |  | 562 | 1 | 1 | 605.72
9650243 | extended probe VS 190 T | dia. 19 mm, for SH 219 G |  | 561 | 1 | 1 | 269.26
9650244 | Titanium sonotrodes,diam.2 mm,micro-type |  |  | 561 | 1 | 1 | 199.98
9650245 | Titanium sonotrodes,diam.3 mm,micro-type |  |  | 561 | 1 | 1 | 140.61
9650246 | Titanium sonotrodes,diam.6 mm,cone-type |  |  | 561 | 1 | 1 | 152.07
9650247 | Titanium sonotrodes,diam.13 mm,Titanium-plate |  |  | 561 | 1 | 1 | 108.51
9650248 | Titanium sonotrodes,diam.19 mm,Titanium-plate |  |  | 561 | 1 | 1 | 95.82
9650249 | Titanium sonotrodes,diam.25 mm,Titanium-plate |  |  | 561 | 1 | 1 | 108.51
9650250 | Titanium sonotrodes TT 13 | diam.13 mm,Titanium-plate |  | 561 | 1 | 1 | 71.57
9650254 | Irradiation beaker BB 6 | plastic |  | 562 | 1 | 1 | 1134.94
9650258 | Reaction cup holder EH 6, stainless steel | for BB 6 |  | 562 | 1 | 1 | 118.74
9650260 | Rosette cell RZ 4 |  |  | 563 | 1 | 1 | 323.88
9650261 | Rosotte cell,cap. 110 ml | RZ 3 |  | 563 | 1 | 1 | 244.35
9650264 | Rosette cell,cap. 900 ml | RZ 5 |  | 563 | 1 | 1 | 359.34
9650267 | Round anchor plate cell, glass | RZ 1, 25ml |  | 563 | 1 | 1 | 233.81
9650268 | Round anchor plate cell, glass | RZ 2, 40ml |  | 563 | 1 | 1 | 254.89
9650269 | Flow-through cell DG 4 G for | continuous flow processing | stainless steel, for HD 2070/HD2200 | 562 | 1 | 1 | 937.44
9650271 | sound proof box LS 4 | noise reduction 10 dB-AU, | for HD 2070/2200/3100/3200 | 563 | 1 | 1 | 719.41
9650273 | Stand HG 5, st.steel | with base plate |  | 561 | 1 | 1 | #N/A
9650275 | Stand HG 10, st.steel | with base plate |  | 561 | 1 | 1 | #N/A
9650276 | clamping device KL 7 | with rod, swivelling clamp | for reaction vessels, stainless steel | 561 | 1 | 1 | #N/A
9650277 | Supporting table KL 7 | for HG 5 with KL 7or LS 7/10, | stainless steel | 561 | 1 | 1 | #N/A
9650281 | sound proof box LS 8 |  |  | 563 | 1 | 1 | #N/A
9650282 | Sound proof box LS 11 | noise reduction 20 dB-AU, | for HD 3400 | 563 | 1 | 1 | #N/A
9650290 | Ultrsonic special unit set BactoSonic® 14.2 | cons.of: unit BS 14, transport containters, | container carriers, unit holder, TICKOPUR TR 3 | 1084 | 1 | 1 | 5425.92
9650291 | Implant box IB 5 | PP, 0,52 ltr., | 145x110x67 mm, pack of 5 | 1084 | 1 | 1 | 110.61
9650292 | Implant box IB 6 | PP, 0,60 ltr., | Ø 142x68 mm, pack of 5 | 1084 | 1 | 1 | 119.53
9650293 | Implant box IB 10 | PP, 1,00 ltr., | 278x115x60 mm, pack of 5 | 1084 | 1 | 1 | 125.56
9650294 | Implant box IB 18 | PP, 1,80 ltr., | 208x143x94 mm, pack of 5 | 1085 | 1 | 1 | 133.6
9650295 | Implant box IB 20 | PP, 2,00 ltr., | 135x102x282 mm, pack of 5 | 1084 | 1 | 1 | 143.26
9650300 | Ultrasonic unit SONOCOOL 255 | with cooling, sample holder PH 255, | lid D 255 G, 10 insert jars SD 01, | 1085 | 1 | 1 | 5641.13
9650303 | Sample holder PH 255-11 | for 11 vessels SD 01.2 |  | 1085 | 1 | 1 | 288.52
9650304 | Vessel SD 01.2 | 100ml,glass, w/o beak, | I.D.:44mm, H: 80mm, pack of 10 | 1085 | 1 | 1 | 165.89
9650305 | Sample holder PH 255-1 | for 1 Box IB 18 |  | 1085 | 1 | 1 | 266.56
9650306 | Sample holder PH 255-2 | for 2 vessels SD 06 |  | 1085 | 1 | 1 | 407.69
9650307 | Lid DG 255 G | glass |  | 1085 | 1 | 1 | 319.88
9650308 | Tube bushing SCH 255 | for connection of one pump |  | 1085 | 1 | 1 | 91.93
9650311 | Box carrier BT 5 | PC, for 2 boxes IB 5 |  | 1084 | 1 | 1 | 353.94
9650312 | Box carrier BT 6 | PC, for 2 boxes IB 6 |  | 1084 | 1 | 1 | 353.94
9650313 | Box carrier BT 10 | PC, for 1 box IB 10 |  | 1084 | 1 | 1 | 353.94
9650314 | Box carrier BT 18 | PC, for 1 box IB 18 |  | 1084 | 1 | 1 | 353.94
9651050 | Sterile Tissue Grinder CS1 | 15ml, pack of 10 |  | 1262 | 1 | 1 | 101.73
9651051 | Sterile Tissue Grinder CS1 | 50ml, pack of 10 |  | 1262 | 1 | 1 | 101.73
9651052 | Sterile Tissue Grinder CS2 | 15ml, pack of 10 |  | 1262 | 1 | 1 | 143.79
9651053 | Sterile Tissue Grinder CS2 | 50ml, pack of 10 |  | 1262 | 1 | 1 | 143.79
9651560 | Homogenizer drive,complete | speed range 40 - 3000 rpm |  | 1266 | 1 | 1 | 5519.45
9651564 | Glass rapid clamping chuck |  |  | 1266 | 1 | 1 | 183.32
9651637 | DUALL homogenizers with glass pestle | 1ml capacity, size 20 |  | 1264 | 1 | 1 | 102.21
9651638 | DUALL homogenizers, with glass pestle | 3ml capacity, size 21 |  | 1264 | 1 | 1 | 102.21
9651639 | Duall homogenizers,with glass pestle | 5 ml capacity Size 22 |  | 1264 | 1 | 1 | 103.04
9651641 | DUALL homogenizers with glass pestle | 15ml capacity, size 23 |  | 1264 | 1 | 1 | 117.56
9651642 | DUALL homogenizers with glass pestle | 30ml capacity, size 24 |  | 1264 | 1 | 1 | 125.29
9651643 | DUALL homogenizers with glass pestle | 50ml capacity, size 25 |  | 1264 | 1 | 1 | 146.33
9651656 | DUALL homogenizers with PTFE pestle | 1ml capacity, size 20 |  | 1264 | 1 | 1 | 83.27
9651657 | DUALL homogenizers with PTFE pestle | 3ml capacity, size 21 |  | 1264 | 1 | 1 | 83.27
9651658 | DUALL homogenizers with PTFE pestle | 5ml capacity, size 22 |  | 1264 | 1 | 1 | 93.65
9651659 | DUALL homogenizers with PTFE pestle | 15ml capacity, size 23 |  | 1264 | 1 | 1 | 106.45
9651660 | DUALL homogenizers with PTFE pestle | 30ml capacity, size 24 |  | 1264 | 1 | 1 | 121.88
9651661 | DUALL homogenizers with PTFE pestle | 50ml capacity, size 25 |  | 1264 | 1 | 1 | 160.48
9651674 | Homogenizer with flass pestle | Gr. 19,1ml Type POTTER-EKVEHJ. |  | 1264 | 1 | 1 | 90.67
9651675 | POTTER-ELVEHJ. homogenizers | with pestle, size 21, 5ml |  | 1264 | 1 | 1 | 79.4
9651676 | POTTER-ELVEHJ. homogenizers | with pestle, size 22, 8ml |  | 1264 | 1 | 1 | 79.69
9651677 | Potter-elveh jem homogenizers | 17ml, size 23, glass pestle |  | 1264 | 1 | 1 | 84.92
9651678 | Potter-eleveh jem homogenizers | 45ml, size 24, glass pestle |  | 1264 | 1 | 1 | 88.95
9651689 | Potter-elvehjem homogenizers | 0,5ml, size 18, PTFE pestle |  | 1264 | 1 | 1 | 103.82
9651690 | Potter-elvehjem homogenizers | 1ml, size 10, PTFE pestle |  | 1264 | 1 | 1 | 85.96
9651691 | Homogenizers with PTFE pestle | size 20, capacity 3ml, type POTTER-ELVEHJEM |  | 1264 | 1 | 1 | 91.87
9651692 | Homogenizers with PTFE pestle | size 21, 5ml "Potter-elvehjem" |  | 1264 | 1 | 1 | 88.95
9651693 | Homogenizers "Potter-elvehjem | size 22, 8ml with PTFE-pestle |  | 1264 | 1 | 1 | 85.96
9651694 | Potter-elvehjem homogenizers | 17ml, size 23, PTFE pestle |  | 1264 | 1 | 1 | 102.09
9651695 | Potter-elvehjem homogenizers | 45ml, size 24, PTFE pestle |  | 1264 | 1 | 1 | 113.17
9651850 | Homogenizer 2 ml | with PTFE pestle, conical |  | 1265 | 1 | 1 | 438.91
9651851 | Homogenizer 15 ml | with PTFE pestle, conical |  | 1265 | 1 | 1 | 527.44
9651852 | Homogenizer 40 ml | with PTFE pestle, conical |  | 1265 | 1 | 1 | 608.8
9651853 | Homogenizer 2 ml | with PTFE pestle, cylindrical |  | 1265 | 1 | 1 | 297.02
9651854 | Homogenizer 5 ml | with PTFE pestle, cylindrical |  | 1265 | 1 | 1 | 271.23
9651855 | Homogenizer 10 ml | with PTFE pestle, cylindrical |  | 1265 | 1 | 1 | 271.23
9651856 | Homogenizer 15 ml | with PTFE pestle, cylindrical |  | 1265 | 1 | 1 | 285.87
9651857 | Homogenizer 20 ml | with PTFE pestle, cylindrical |  | 1265 | 1 | 1 | 344.27
9651858 | Homogenizer 30 ml | with PTFE pestle, cylindrical |  | 1265 | 1 | 1 | 433.19
9651859 | Homogenizer 40 ml | with PTFE pestle, cylindrical |  | 1265 | 1 | 1 | 482.99
9651860 | Homogenizer 5 ml | with PTFE pestle (glass-fibre reinforced) | cylindrical | 1265 | 1 | 1 | 312.91
9651861 | Homogenizer 10 ml | with PTFE pestle (glass-fibre reinforced) | cylindrical | 1265 | 1 | 1 | 312.91
9651862 | Homogenizer 15 ml | with PTFE pestle (glass-fibre reinforced) | cylindrical | 1265 | 1 | 1 | 327.54
9651863 | Homogenizer 30 ml | with PTFE pestle (glass-fibre reinforced) | cylindrical | 1265 | 1 | 1 | 481.53
9651864 | Homogenizer 40 ml | with PTFE pestle (glass-fibre reinforced) | cylindrical | 1265 | 1 | 1 | 553.37
9651865 | Homogenizer 2 ml | with glass pestle, conical |  | 1265 | 1 | 1 | 383.02
9651866 | Homogenizer 15 ml | with glass pestle, conical |  | 1265 | 1 | 1 | 524
9651867 | Homogenizer 40 ml | with glass pestle, conical |  | 1265 | 1 | 1 | 490.53
9651868 | Homogenizer 8 ml | with glass pestle, cylindrical |  | 1265 | 1 | 1 | 434.03
9651869 | Homogenizer 15 ml | with glass pestle, cylindrical |  | 1265 | 1 | 1 | 367.82
9651870 | Homogenizer 40 ml | with glass pestle, cylindrical |  | 1265 | 1 | 1 | 457.45
9695000 | Gelpack Icecatch® Gel 90g | with cooling gel, 90x110x20mm, | pack of 120 | 729 | 1 | 1 | 90.67
9695001 | Gelpack Icecatch® Gel 170g | with cooling gel, 90x150x20mm | pack of 80 | 729 | 1 | 1 | 63.81
9695002 | Gelpack Icecatch® Gel 230g | with cooling gel, 90x180x20mm | pack of 60 | 729 | 1 | 1 | 49.11
9695003 | Gelpack Icecatch® Gel 460g | with cooling gel, 140x190x30mm | pack of 32 | 729 | 1 | 1 | 32.91
9695004 | Gelpack Icecatch® Gel 690g | with cooling gel, 140x240x30mm | pack of 24 | 729 | 1 | 1 | 29.72
9695005 | Icecatch® Solid 850g | with solid foam, 105x230x38mm | pack of 15 | 729 | 1 | 1 | #N/A
9695006 | Icecatch® Solid 1100g | with solid foam, 280x190x25mm | pack of 11 | 729 | 1 | 1 | 42.31
9695007 | Icecatch® Solid Isolated 1100g | with solid foam, 280x190x30mm | pack of 10 | 729 | 1 | 1 | 62.21
9695008 | Icecatch® Solid Isolated 500g | with solid foam, 195x130x23mm | pack of 24 | 729 | 1 | 1 | 68.51
9695009 | Icecatch® Solid Isolated 1700g | with solid foam, 280x190x45mm | pack of 7 | 729 | 1 | 1 | 45.34
9695020 | Icecatch® System packaging 15 ltr./22 ltr. | Styropor®, 670x390x385mm, white, | for 10 Icecatch® Solid Isolated | 730 | 1 | 1 | 28.18
9695021 | Icecatch® System packaging 12,8 ltr. | Styropor®, 365x270x250mm, white, | for 2 Icecatch® Solid Isolated | 730 | 1 | 1 | 19.22
9695022 | Icecatch® System packaging 5,4 ltr. | Styropor®, 365x270x240mm, white, | for 2 Icecatch® Solid Isolated | 730 | 1 | 1 | 12.82
9695023 | Icecatch® System packaging 333 ltr. | Styropor®, 1170x770x795mm, white, | for 24 Icecatch® Solid Isolated | 730 | 1 | 1 | 250.88
9698395 | Laboratory-refrigerator LKPv 6523 | capacity 601 ltr., LED | 700x830x2150 mm, insulated glass door | 724 | 1 | 1 | 4194.69
9698525 | Compact circulation chiller F250 |  |  | 750 | 1 | 1 | See Cope Price List CL125-06
9698526 | Compact circulation chiller F500 |  |  | 750 | 1 | 1 | 4415.56
9698528 | Compact circulation chiller F1000 |  |  | 750 | 1 | 1 | 3524.92
9698530 | Recirculating cooler FL300 | Temp.-Range: -20...+40°C |  | 750 | 1 | 1 | 3625.27
9698531 | Recirculating cooler FL601 | Temp.-Range: -20...+40°C |  | 750 | 1 | 1 | See Cope Price List CL125-09
9698532 | Recirculating cooler FL1201 | Temp.-Range: -20...+40°C |  | 750 | 1 | 1 | 6190.95
9698533 | Recirculating cooler FL1203 | Temp.-Range: -20...+40°C |  | 750 | 1 | 1 | See Cope Price List CL125-13
9698534 | Recirculating cooler FL1701 | Temp.-Range: -20...+40°C |  | 750 | 1 | 1 | 6704.09
9698535 | Recirculating cooler FL1703 | Temp.-Range: -20...+40°C |  | 750 | 1 | 1 | 7410.49
9698536 | Recirculating cooler FL2503 | Temp.-Range: -20...+40°C |  | 750 | 1 | 1 | 9929.52
9698537 | Recirculating cooler FL2505 | Temp.-Range: -20...+40°C |  | 750 | 1 | 1 | 11222.35
9698538 | Recirculating cooler FL4003 | Temp.-Range: -20...+40°C |  | 750 | 1 | 1 | 10895.81
9698539 | Recirculating cooler FL4006 | Temp.-Range: -20...+40°C |  | 750 | 1 | 1 | 12248.63
9698540 | Recirculating cooler FL7006 | Temp.-Range: -20...+40°C |  | 750 | 1 | 1 | 16926.83
9698541 | Recirculating cooler FL11006 | Temp.-Range: -20...+40°C |  | 750 | 1 | 1 | 19992.32
9698550 | Recirculating cooler FL20006 | temp.-range: -20...+40°C |  | 750 | 1 | 1 | 29055.5
9698677 | Laboratory Cooling-Freezing combination LCexv 4010 | explosion protected internal space |  | 726 | 1 | 1 | See Cope Price List RG225-15
9698680 | Laboratory-refrigerator LKUv 1610 | 141 ltr., compact format 600x615x820 mm |  | 725 | 1 | 1 | See Cope Price List RG222-05
9698682 | Laboratory-refrigerator LKUexv 1610 | capacity 141/130 ltr. | explosion-proof interior | 726 | 1 | 1 | Refer to Cope
9698683 | Laboraytory-refrigerator LKv 3910 | 360 ltr. | compact format 600x615x1840 mm | 725 | 1 | 1 | See Cope Price List RG222-14
9698685 | Laboratory-refrigerator LKexv 3910 | capacity 360/344 ltr. | explosion-proof interior | 726 | 1 | 1 | Refer to Cope
9698686 | Laboratory-refrigerator LKPv 6520 | capacity 601 ltr. | 700x830x2150 mm | 724 | 1 | 1 | See Cope Price List RG228-15
9698688 | Laboratory-refrigerator LKPv 1420 | capacity 1427 ltr. | 1430x830x2150 mm | 724 | 1 | 1 | See Cope Price List RG228-45
9698690 | Laboratory-freezer LGUex 1500 | capacity 139/129 ltr. | explosion-proof interior | 726 | 1 | 1 | Refer to Cope
9698691 | Laboratory-freezer LGex 3410 | capacity 310/284 ltr. | explosion-proof interior | 726 | 1 | 1 | Refer to Cope
9698692 | Labor-freezer LGPv 6520 | capacity 601 ltr. | 700x830x2150 mm | 724 | 1 | 1 | See Cope Price List RG228-77
9698693 | Laboratory-freezer LGPv 1420 | capacity 1427 ltr. | 1430x830x2150 mm | 724 | 1 | 1 | See Cope Price List RG228-85
9698694 | Laboratory freezer LGT 2325 MediLine | 215/200 Ltr., 1132x760x919mm |  | 721 | 1 | 1 | Refer to Cope
9698695 | Laboratory freezer LGT 3725 MediLine | 365/342 Ltr., 1373x808x919mm |  | 721 | 1 | 1 | Refer to Cope
9698696 | Laboratory freezer LGT 4725 MediLine | 459/431 Ltr. 1648x808x919mm |  | 721 | 1 | 1 | Refer to Cope
9698697 | Laboratory refrigerator LKPv 8420 | capacity 856 ltr. | 790x980x2150 mm | 724 | 1 | 1 | See Cope Price List RG228-40
9698698 | Laboratory freezer LGPv 8420 | capacity 856 ltr. | 790x980x2150 mm | 724 | 1 | 1 | Refer to Cope
9698699 | Laboratory refrigerator LKUv 1613 | gross capacity 141 ltr., glass door, | under bench model, LED | 725 | 1 | 1 | 1242.9
9698708 | Cryobox PP, 50 mm, blue 9x9 | 130 x 130 x 50 mm |  | 708 | 1 | 1 | 4.76
9698709 | Cryobox PP, 50 mm, green 9x9 | 130 x 130 x 50 mm |  | 708 | 1 | 1 | 4.76
9698710 | Cryobox PP, 50 mm, natural 9x9 | 130 x 130 x 50 mm |  | 708 | 1 | 1 | 4.76
9698711 | Cryobox PP, 50 mm, red 9x9 | 130 x 130 x 50 mm |  | 708 | 1 | 1 | 4.76
9698712 | Cryobox PP, 50 mm, yellow 9x9 | 130 x 130 x 50 mm |  | 708 | 1 | 1 | 4.76
9698746 | Rack for 10 x 50 mm high boxes | 140 x 141 x 557 mm, | for freezers | 709 | 1 | 1 | 48.86
9698776 | LLG-Cryobox 133x133x75mm | blue, special, w/o grid |  | 706 | 1 | 1 | 3.95
9698786 | LLG-Cryobox 133x133x100 mm | blue, special, w/o grid |  | 706 | 1 | 1 | 5.72
9698787 | LLG-Cryobox 133x133x100 | red, special, w/o grid |  | 706 | 1 | 1 | 5.72
9698788 | LLG-Cryobox 133x133x100 mm | grün, special, w/o grid |  | 706 | 1 | 1 | 5.72
9698789 | LLG-Cryobox 133x133x100 mm | gelb, special, w/o grid |  | 706 | 1 | 1 | 5.72
9698954 | Rack, 2x3 boxes 75 mm | for upright freezer |  | 710 | 1 | 1 | 28.94
9698959 | Rack, 6x4 boxes 50 mm | for upright freezer |  | 710 | 1 | 1 | 109.91
9698960 | Rack, 4x4 boxes 78 mm | 556 x 140 x 326 mm, | for freezers | 710 | 1 | 1 | 80.98
9698961 | Rack, 5x4 boxes 78 mm | 556 x 140 x 407 mm, | for freezers | 710 | 1 | 1 | 108.64
9698962 | Rack, 7x1 boxes 50 mm | 140 x 141 x 390 mm, | for freezers | 709 | 1 | 1 | 36.25
9698963 | Rack, 11x1 boxes 50 mm | 140 x 141 x 613 mm, | for freezers | 709 | 1 | 1 | 53.65
9698964 | Rack, 12x1 boxes 50 mm | 140 x 141 x 669 mm, | for freezers | 709 | 1 | 1 | 58.45
9698965 | Rack, 13x1 boxes 50 mm | 140 x 141 x 724 mm, | for freezers | 709 | 1 | 1 | 66.72
9698966 | Rack, 8x1 boxes 75 mm | 140 x 141 x 649 mm, | for freezers | 709 | 1 | 1 | 68.07
9698967 | Rack, 5x1 boxes 75 mm | 140 x 141 x 406 mm, | for freezers | 709 | 1 | 1 | 25.61
9698968 | Rack, 9x1 boxes 75 mm | 140 x 141 x 730 mm, | for freezers | 709 | 1 | 1 | 73.02
9698969 | Rack, 4x4 boxes 53 mm | 556 x 140 x 225 mm, | for freezers | 710 | 1 | 1 | 69.82
9698970 | Rack, 3x4 boxes 50 mm | 558 x 139 x 168 mm, | for freezers | 710 | 1 | 1 | 52.74
9698971 | Rack, 5x4 boxes 50 mm | 558 x 139 x 276 mm, | for freezers | 710 | 1 | 1 | 91.41
9698972 | Rack, 7x4 boxes 53 mm | 556 x 140 x 392 mm, | for freezers | 710 | 1 | 1 | 141.5
9698973 | Rack, 4x5 boxes 53 mm | 695 x 140 x 225 mm, | for freezers | 710 | 1 | 1 | 93.7
9698974 | Rack, 5x3 boxes 53 mm | 418 x 140 x 280 mm, | for freezers | 710 | 1 | 1 | 69.65
9698975 | Rack, 3x4 boxes 78 mm | 556 x 140 x 245 mm, | for freezers | 710 | 1 | 1 | 57.87
9698976 | Rack, 3x3 boxes 78 mm | 418 x 140 x 245 mm, | for freezers | 710 | 1 | 1 | 43.88
9698980 | Single drawer AluCool | subdivided, 3 channels, 12 universal divider, | perforated, drawer 425mm | 725 | 1 | 1 | 178.41
9698981 | Single drawer AluCool | subdivided, 3 channels, 12 universal divider, | drawer 425mm | 725 | 1 | 1 | 135.35
9699005 | Laboratory refrigerator EX 160 | 160 l volume, 3 glass bottoms, | adjustable in height | 726 | 1 | 1 | 950.54
9699006 | Laboratory refrigerator EX 220 | 220 l volume, 4 glass bottoms, | adjustable in height | 726 | 1 | 1 | 1017.49
9699007 | Laboratory refrigerator EX 300 | 300 l volume, 5 glass bottoms, | adjustable in height | 726 | 1 | 1 | 1212.87
9699008 | Laboratory refrigerator EX 160 | 160 l volume, 3 glass bottoms, | adjustable in height | 726 | 1 | 1 | 1376.41
9699085 | Lid for bath P5 | stainless steel, flat |  | 735 | 1 | 1 | See Cope Price List BJ187-62
9699086 | Lid for bath P12 | plastic, flat |  | 735 | 1 | 1 | See Cope Price List BJ187-64
9699087 | Lid for bath P 18 | plastic, flat |  | 735 | 1 | 1 | See Cope Price List BJ187-66
9699096 | Drain syphon |  |  | 735 | 1 | 1 | See Cope Price List BJ242-12
9699100 | E-grade "Exclusiv" | for thermostates | -Please always advise serial no. | 737 | 1 | 1 | 488.7
9699101 | E-grade "Professional" | for thermostates | -Please always advise serial no. | 737 | 1 | 1 | 913.63
9699110 | Immersion thermostate MPC-E | temp.-range: (-30)+25..+200°C, | 2,0 KW, 230V, 50/60 Hz | 736 | 1 | 1 | #N/A
9699142 | Thermostatic cabinet TC 135 S | with steel door, 135 L, | 3 grids, 1 bottom grid, 4 sockets | 805 | 1 | 1 | 1608.01
9699143 | Thermostatic cabinet TC 175 S | with steel door, 175 L, | 3 grids, 1 bottom grid, 5 sockets | 805 | 1 | 1 | 2062.42
9699144 | Thermostatic cabinet TC 255 S | with steel door, 255 L, | 4 grids, 1 bottom grid, 7 sockets | 805 | 1 | 1 | 2250.12
9699145 | Thermostatic cabinet TC 445 S | with steel door, 445 L, | 5 grids, 1 bottom grid, 9 sockets | 805 | 1 | 1 | 2798.92
9699146 | Thermostatic cabinet TC 140 G | with glass door, 140 L, | 3 grids, 1 bottom grid, 4 sockets | 805 | 1 | 1 | 1867.05
9699147 | Thermostatic cabinet TC 256 G | with glass door, 256 L, | 4 grids, 1 bottom grid, 7 sockets | 805 | 1 | 1 | 2425.73
9699226 | Adapter for 16mm cuvettes, grey |  |  | 1130 | 1 | 1 | 27.92
9699227 | Adapter for 16mm cuvettes, black |  |  | 1130 | 1 | 1 | 27.92
9699228 | Adapter for 13mm cuvettes, grey |  |  | 1130 | 1 | 1 | 27.92
9699229 | Adapter for 13mm cuvettes, black |  |  | 1130 | 1 | 1 | 27.92
9699230 | Photometer MultiDirect | compl. in case | with standard accessories without reagents | 1131 | 1 | 1 | 1272.14
9699231 | Set with 12 round cuvettes | 24mm with lid |  | 1131 | 1 | 1 | 96.53
9699235 | Photometer AL400 | with standard accessories | in case | 1130 | 1 | 1 | 993.34
9699236 | Waste water measuring place AL400 Photometer | with atandard accessories |  | 1130 | 1 | 1 | 2447.69
9699240 | Set of 10 round vials 16mm |  |  | 1131 | 1 | 1 | 44.52
9699243 | Sealing ring for cuvette | Ø 24 mm, grey, pack of 12 |  | 1130 | 1 | 1 | 4.76
9699244 | Funnel, plastic, | with handle, white |  | 1130 | 1 | 1 | 10.4
9699246 | Verification Standard KIT AL400 | ZERO/430/530/560/580/610/660 NM |  | 1130 | 1 | 1 | 180.68
9699247 | Infrared data transfer module IRiM |  |  | 1128 | 1 | 1 | 264.65
9699264 | Adapter for round vials 16mm |  |  | 1131 | 1 | 1 | 35.7
9699266 | Stirring rod 13cm, plastic |  |  | 1130 | 1 | 1 | 4.23
9699267 | Ceaning brush 10cm |  |  | 1130 | 1 | 1 | 8.46
9699273 | Mains adapter TR15RA150 Level V | for Multi/Pool/Turbi, | incl.4 adapter | 1131 | 1 | 1 | 113.08
9699275 | pH hand meter SD300PH | incl.batteries and user manual |  | 287 | 1 | 1 | 445.49
9699276 | pH hand meter SD300PH Set-1 | in case incl. accessories |  | 287 | 1 | 1 | 575.46
9699277 | pH hand meter SD300PH Set-2 | in case incl. accessories |  | 287 | 1 | 1 | 614.16
9699278 | Photometer AL100 | for Boiler water |  | 1129 | 1 | 1 | 554.46
9699279 | Photometer AL100 | for Cooling water |  | 1129 | 1 | 1 | 554.46
9699280 | Photometer AL100 Ammonium | 0,02-1,0 mg/L, in case |  | 1128 | 1 | 1 | 480.38
9699281 | Photometer AL100 Chloride dioxide | 0,05-11,0 mg/L, in case |  | 1128 | 1 | 1 | 450.28
9699282 | Photometer AL100 Iron | 0,02-1,0 mg/L, in case |  | 1128 | 1 | 1 | 480.38
9699283 | Photometer AL100 copper | 0,05-5,0 mg/L, in case |  | 1128 | 1 | 1 | 480.38
9699284 | Photometer AL100 Manganese LR | 0,2-4,0 mg/L, in case |  | 1128 | 1 | 1 | 480.38
9699285 | Photometer AL100 phosphate | 0,05-4,0 mg/L, in case |  | 1128 | 1 | 1 | 480.38
9699286 | Photometer AL100 silicon dioxide | 0,05-4,0 mg/L, in case |  | 1128 | 1 | 1 | 480.38
9699287 | Photometer AL100 2 in 1 Chloride/pH | 0,01-6,0 mg/L / 0,1-10,0 mg/L, | 6,5-8,4 pH, in case | 1128 | 1 | 1 | 537.1
9699288 | Photometer AL100 3 in 1 Chloride | Chloride LR/Chloride HR/Chloride dioxide, | 0,01-6,0 mg/L / 5-200 mg/L/ 0,05-11 mg/L | 1128 | 1 | 1 | 655.17
9699289 | Photometer AL100 5 in 1 Chloride | Chloride/pH/Cyanuric acid/Alkalinity-M/ | calcium hardness, 0,01-6,0 mg/L / 0,1-10 mg/L/ | 1128 | 1 | 1 | 612.34
9699290 | Reference standard kit Chloride | 1,0 and 4,0 mg/L, for AL100 |  | 1128 | 1 | 1 | 87.86
9699291 | Reference standard kit pH | 7,45 pH, for AL100 |  | 1128 | 1 | 1 | 77.58
9699292 | CON hand meter SD320CON (Set 1) | in case incl electrodes | and accessoires | 320 | 1 | 1 | 686.58
9699293 | CON hand meter SD320CON (Set 2) | in case incl. electrodes LC 16 | and accessories | 320 | 1 | 1 | 788.78
9699295 | Multiparameter meter AL15 Set pH/Redox |  |  | 334 | 1 | 1 | 645.9
9699301 | Flocculation tester AL 30, portable | with 4 stirring places | 100-240V/50-60Hz | 1145 | 1 | 1 | 1299.58
9699302 | Transport kit for AL 30 |  |  | 1145 | 1 | 1 | 182.94
9699310 | Ultra low temperature freezer refrigerator | ULUF 65, 55l, 600x700x810 mm (WxDxH) | Temp.range -40...-86°C, single compressor | 719 | 1 | 1 | 4674.11
9699311 | Ultra low temperature freezer refrigerator | ULUF 125, 115l, 950x725x810 mm (WxDxH) | Temp.range -40...-86°C, single compressor | 719 | 1 | 1 | 5382.07
9699312 | Ultra low temperature freezer refrigerator | ULUF 450, 413l, 720x885x2089 mm (WxDxH) | Temp.range -40...-86°C, single compressor | 719 | 1 | 1 | 6907.09
9699314 | Ultra low temperature freezer refrigerator | ULUF 750, 680l, 1030x885x2089 mm (WxDxH) | Temp.range -40...-86°C, insulated inner doors | 719 | 1 | 1 | 10322.47
9699315 | Ultra low temperature freezer refrigerator | ULUF 850, 826l, 1492x885x2089 mm (WxDxH), | dual refrigeration system, | 719 | 1 | 1 | 11748.41
9699318 | Ultra low temperature freezer refrigerator | ULUF 490, 393l, 720x885x2089 mm (WxDxH), | dual refrigeration system, | 719 | 1 | 1 | 8885.61
9699319 | Ultra low temperature freezer refrigerator | ULUF 890, 786l, 1492x885x2089 mm (WxDxH), | dual refrigeration system, | 719 | 1 | 1 | 15985.37
9699320 | Ultra low temperature freezer ULTF 80, 71l | 552x648x850 mm (WxDxH) | Temp.range -40...-86°C, single compressor | 720 | 1 | 1 | 4122.43
9699321 | Ultra low temperature freezer ULTF 220, 189l | 920x695x885 mm (WxDxH) | Temp.range -40...-86°C, single compressor | 720 | 1 | 1 | 4687.74
9699322 | Ultra low temperature freezer ULTF 320, 284l | 1262x698x885 mm (WxDxH) | Temp.range -40...-86°C, single compressor | 720 | 1 | 1 | 5498.41
9699323 | Ultra low temperature freezer ULTF 420, 368l | 1562x698x885 mm (WxDxH) | Temp.range -40...-86°C, single compressor | 720 | 1 | 1 | 5722.88
9699330 | Chloride reagent set 65 ml | (0.5 - 20 mg/I CI-) |  | 1129 | 1 | 1 | 50
9699331 | Iron reagent set 65 ml | (0.03 - 2.00 mg/I Fe²+³+) |  | 1129 | 1 | 1 | 56.54
9699332 | Phosphate reagent set 65 ml | (5 - 80 mg/I PO4) |  | 1129 | 1 | 1 | 27.96
9699333 | Polyacrylate reagent set 65 ml | (1 - 30 mg/I) |  | 1129 | 1 | 1 | 33.62
9699334 | Zinc reagent set 65 ml | (0.1 - 2.5 mg/I Zn) |  | 1129 | 1 | 1 | 49.87
9699340 | Chest freezers,cap. 70 ltrs, 0° - -40°C |  |  | 722 | 1 | 1 | 8869.93
9699341 | Chest freezers,cap. 30 ltrs, 0° - -40°C |  |  | 722 | 1 | 1 | 8283.48
9699342 | Chest freezers,cap. 100 ltrs, 0° - -40°C |  |  | 722 | 1 | 1 | 9389.73
9699343 | Chest freezers,cap. 220 ltrs, 0° - -40°C |  |  | 722 | 1 | 1 | 10695.89
9699344 | Chest freezers,cap. 300 ltrs, 0° - -40°C |  |  | 722 | 1 | 1 | 11129.06
9699345 | Chest freezers,cap. 500 ltrs, 0° - -40°C |  |  | 722 | 1 | 1 | 12181.99
9699380 | Chest freezers,cap. 70 ltrs, -50° - -85°C |  |  | 722 | 1 | 1 | 11102.4
9699381 | Chest freezers,cap. 30 ltrs, -50° - -85°C |  |  | 722 | 1 | 1 | 10589.26
9699382 | Chest freezers,cap. 100 ltrs, -50° - -85°C |  |  | 722 | 1 | 1 | 11715.5
9699383 | Chest freezers,cap. 220 ltrs, -50° - -85°C |  |  | 722 | 1 | 1 | 13094.97
9699384 | Chest freezers,cap. 300 ltrs, -50° - -85°C |  |  | 722 | 1 | 1 | 13314.88
9699385 | Chest freezers,cap. 500 ltrs, -50° - -85°C |  |  | 722 | 1 | 1 | 14367.81
9699495 | Upright freezer model 6483 | cap. 300 ltr, -50...-40°C | 600 x 450 x 1100 mm | 723 | 1 | 1 | 15134.19
9699497 | Upright freezer model 6485 | cap. 500 ltr, -50...-40°C | 600 x 760 x 1100 mm | 723 | 1 | 1 | 15474.05
9699501 | Upright freezer model 6441 | cap. 96 ltr, 0...-40°C | 430 x 430 x 510 mm | 723 | 1 | 1 | 10495.97
9699502 | Upright freezer Model 6481 | cap. 96 ltr, -50...-85°C | 430 x 430 x 510 mm | 723 | 1 | 1 | 12421.89
9699503 | Upright freezer model 6443 | cap. 300 ltr, 0...-40°C | 600 x 450 x 1100 mm | 723 | 1 | 1 | 12741.77
9699504 | Upright freezer model 6445 | cap. 500 ltr, 0...-40°C | 600 x 760 x 1100 mm | 723 | 1 | 1 | 13181.6
9699630 | Thermostate T 100 | digital, 0...+100°C, | w/o clamp | 732 | 1 | 1 | See Cope Price List BJ180-18
9699631 | Thermostate TC 120 | digital, -20...+120°C, | w/o clamp, with pump | 732 | 1 | 1 | See Cope Price List BJ180-28
9699632 | Thermostate TX 150 | programmable, -50...+150°C, | w/o clamp, with pump | 733 | 1 | 1 | See Cope Price List BJ180-37
9699633 | Thermostate TXF 200 | programmable, -50...+200°C, | w/o clamp, with multi-stage pump | 733 | 1 | 1 | See Cope Price List BJ180-49
9699634 | Clamp | for independent use of thermostates |  | 733 | 1 | 1 | See Cope Price List BJ180-95
9699640 | Thermostatic bath, 5 ltr. | digital, plastic tank, +15...+99°C |  | 734 | 1 | 1 | See Cope Price List BJ185-48
9699641 | Thermostatic bath, 12 Liter | digital, plastic tank, +5...+99°C |  | 734 | 1 | 1 | See Cope Price List BJ185-51
9699642 | Thermostatic bath, 18 ltr. | digital, plastic tank, +5...+99°C |  | 734 | 1 | 1 | See Cope Price List BJ185-53
9699643 | Thermostatic bath, 5 ltr. | digital, stainless steel tank, | brifge plate, +5...+100°C | 734 | 1 | 1 | See Cope Price List BJ185-55
9699644 | Thermostatic bath, 12 ltr. | digital, stainless steel tank, | bridge plate, Amb. +5...+100°C | 734 | 1 | 1 | See Cope Price List BJ185-57
9699645 | Thermostatic bath, 18 ltr. | digital, stainless steel tank, | bridge plate, Amb. +5...+100°C | 734 | 1 | 1 | See Cope Price List BJ185-60
9699646 | Thermostatic bath, 26 ltr. | digital, stainless steel tank, | bridge plate, Amb. +5...+100°C | 734 | 1 | 1 | See Cope Price List BJ185-63
9699647 | Thermostatic bath, 38 ltr. | digital, stainless steel tank, | bridge plate, Amb. +5...+100°C | 734 | 1 | 1 | See Cope Price List BJ185-66
9699648 | Thermostatic bath, 5 ltr. | digital, plastic tank, | with pump, bridge plate, +15...+99°C | 734 | 1 | 1 | See Cope Price List BJ185-67
9699649 | Thermostatic bath, 12 ltr. | digital, plastic tank, | with pump, bridge plate, +5...+99°C | 734 | 1 | 1 | See Cope Price List BJ185-70
9699650 | Thermostatic bath, 18 ltr. | digital, plastic tank, | with pump, bridge plate, +5...+99°C | 734 | 1 | 1 | See Cope Price List BJ185-72
9699651 | Thermostatic bath, 5 ltr. | digital, stainless steel tank, | with pump, bridge plate, Amb. +15...+120°C | 734 | 1 | 1 | See Cope Price List BJ185-73
9699652 | Thermostatic bath, 12 ltr. | digital, stainless steel tank, | with pump, bridge plate, Amb. +5...+120°C | 734 | 1 | 1 | See Cope Price List BJ185-76
9699653 | Thermostatic bath, 18 ltr. | digital, stainless steel tank, | with pump, bridge plate, Amb. +5...+120°C | 734 | 1 | 1 | See Cope Price List BJ185-78
9699654 | Thermostatic bath, 26 ltr. | digital, stainless steel tank, | with pump, bridge plate, Amb. +5...+120°C | 734 | 1 | 1 | See Cope Price List BJ185-80
9699655 | Thermostatic bath, 38 ltr. | digital, stainless steel tank, | with pump, bridge plate, Amb. +5...+120°C | 734 | 1 | 1 | See Cope Price List BJ185-82
9699656 | Thermostatic bath, 5 ltr. | programmable, USB, plastic tank, | with pump, bridge plate, +15...99°C | 734 | 1 | 1 | See Cope Price List BJ186-06
9699657 | Thermostatic bath, 12 ltr. | programmable, USB, plastic tank, | with pump, bridge plate, +5...99°C | 734 | 1 | 1 | See Cope Price List BJ186-11
9699658 | Thermostatic bath, 18 ltr. | programmable, USB, plastic tank, | with pump, bridge plate, +5...99°C | 734 | 1 | 1 | See Cope Price List BJ186-16
9699659 | Thermostatic bath, 5 ltr. | programmable, USB, stainless steel tank, | with pump, bridge plate, Amb. +15...150°C | 734 | 1 | 1 | See Cope Price List BJ186-21
9699660 | Thermostatic bath, 12 ltr. | programmable, USB, stainless steel tank, | with pump, bridge plate, Amb. +5...150°C | 734 | 1 | 1 | See Cope Price List BJ186-26
9699661 | Thermostatic bath, 18 ltr. | programmable, USB, stainless steel tank, | with pump, bridge plate, Amb. +5...+150°C | 734 | 1 | 1 | See Cope Price List BJ186-31
9699662 | Thermostatic bath, 26 ltr. | programmable, USB, stainless steel tank, | with pump, bridge plate, Amb. +5...+150°C | 734 | 1 | 1 | See Cope Price List BJ186-36
9699663 | Thermostatic bath, 38 ltr. | programmable, USB, stainless steel tank, | with pump, bridge plate, Amb. +5...+150°C | 734 | 1 | 1 | See Cope Price List BJ186-41
9699664 | Thermostatic bath, 5 ltr. | programmable, USB, plastic tank, | with pump, bridge plate, +15...99°C | 734 | 1 | 1 | See Cope Price List BJ186-46
9699665 | Thermostatic bath, 12 ltr. | programmable, USB, plastic tank, | with pump, bridge plate, +5...99°C | 734 | 1 | 1 | See Cope Price List BJ186-51
9699666 | Thermostatic bath, 18 ltr. | programmable, USB, plastic tank, | with pump, bridge plate, +5...99°C | 734 | 1 | 1 | See Cope Price List BJ186-56
9699667 | Thermostatic bath, 5 ltr. | programmable, USB, stainless steel tank, | with pump, bridge plate, Amb. +15...+200°C | 734 | 1 | 1 | See Cope Price List BJ186-61
9699668 | Thermostatic bath, 12 ltr. | programmable, USB, stainless steel tank, | with pump, bridge plate, Amb. +5...+200°C | 734 | 1 | 1 | See Cope Price List BJ186-68
9699669 | Thermostatic bath, 18 ltr. | programmable, USB, stainless steel tank, | with pump, bridge plate, Amb. +5...+200°C | 734 | 1 | 1 | See Cope Price List BJ186-71
9699670 | Thermostatic bath, 26 ltr. | programmable, USB, stainless steel tank, | with pump, bridge plate, Amb. +5...+200°C | 734 | 1 | 1 | See Cope Price List BJ186-76
9699671 | Thermostatic bath, 38 ltr. | programmable, USB, stainless steel tank, | with pump, bridge plate, Amb. +5...+200°C | 734 | 1 | 1 | See Cope Price List BJ186-81
9699676 | Heating Gerber bath, 20 Ltr. | with control unit, 5...100°C, | precision digital thermostatic temperature control | 1158 | 1 | 1 | Refer to Cope
9699677 | Spare tank | for Gerber bath T100-MST20 |  | 1158 | 1 | 1 | Refer to Cope
9699678 | Test tube rack | für 12 butyrometers |  | 1158 | 1 | 1 | Refer to Cope
9700400 | Roller steps,plastic coated metal,height 405 mm |  |  | 259 | 1 | 1 | 54.19
9700401 | Roller steps, red | 430/425x440x290mm |  | 259 | 1 | 1 | 54.19
9700420 | Laboratory perstaltig pumps | PLP 33, 0,2...2l/h |  | 954 | 1 | 1 | 515.27
9700421 | Laboratory peristaltic pumps | PLP 66 0,5... 4l/h |  | 954 | 1 | 1 | 515.27
9700422 | Laboratory peristaltic pumps | PLP 330 2...24l/h |  | 954 | 1 | 1 | 515.27
9700423 | Laboratory peristaltic pumps | PLP 1000 12...64l/h |  | 954 | 1 | 1 | 701.93
9700430 | Peristaltic pump PLP 380 | 0,00025 - 380 ml/min |  | 954 | 1 | 1 | 696.37
9700433 | Peristaltic pump PLP 6000 | 4,2 - 6000 ml/min |  | 955 | 1 | 1 | 1390.15
9700435 | Pump head PPH 103 | 2200 ml/min, for PLP 380/ | PLP 380 multi/ PLP 2200/ PLP 6000 | 955 | 1 | 1 | 405.6
9700436 | Pump head PPH 303 | 1600 ml/min, for PLP 380/ | PLP 380 multi/ PLP 2200/ PLP 6000 | 955 | 1 | 1 | 405.6
9700437 | Pump head PPH 5061 | 48 ml/min, for PLP 380 |  | 955 | 1 | 1 | 325.17
9700438 | Pump head PPH 5062 | 48 ml/min, for PLP 380/ PLP 380 multi |  | 955 | 1 | 1 | 368.52
9700442 | Pump head PPH 603 | 6000 ml/min, for PLP 6000 |  | 955 | 1 | 1 | 580.22
9700443 | Pump head PPH 7042 | 1800 ml/min, for PLP 6000 |  | 955 | 1 | 1 | 618.59
9700802 | Conductivity meter LFÜ 3D | battery operated R 3/4" straight, | <1<20>20 | 1166 | 1 | 1 | 181.8
9700803 | Conductivity meter LFÜ 3D | battery operated R 3/4" straight, | <5<20>20 | 1166 | 1 | 1 | 181.8
9700804 | Conductivity meter LFÜ 3D | battery operated R 3/4" angulate, | <1<20>20 | 1166 | 1 | 1 | 181.8
9700805 | Conductivity meter LFÜ 3D | battery operated R 3/4" angulatet, | <5<20>20 | 1166 | 1 | 1 | 181.8
9700806 | Conductivity meter LFÜ 3DH | battery operated flow guided R 3/4" |  | 1167 | 1 | 1 | 229.98
9704000 | Portable pH meter EL2-Basic | Education Line |  | 282 | 1 | 1 | See Cope Price List PH608-35
9704001 | Portable pH meter EL2-Kit | Education Line incl. LE407, IP54 conecting caps, | 2x pH 4,01 and 2x pH 7,00 buffer solution bag | 282 | 1 | 1 | See Cope Price List PH608-15
9704002 | Portable pH meter EL2-Feldkit | Education Line incl. LE407, IP54 conecting caps, | 2x pH 4,01 and 2x pH 7,00 buffer solution bag, | 282 | 1 | 1 | See Cope Price List PH608-25
9704003 | Portable conductivity meter EL3-Basic | Education Line |  | 317 | 1 | 1 | See Cope Price List CU616-24
9704004 | Portable conductivity meter EL3-Kit | Education Line incl. LE703, IP54 conecting caps, | 2x 1413 µS/cm und 2x 12,88 mS/cm | 317 | 1 | 1 | See Cope Price List CU616-12
9704006 | Portable conductivity meter EL3-Feldkit | Education Line incl. LE703, IP54 conecting caps, | 2x 1413 µS/cm und 2x 12,88 mS/cm | 317 | 1 | 1 | See Cope Price List CU616-18
9704010 | Conductivity testers,range: 0 - 1999 µS/cm | DIST 3 |  | 313 | 1 | 1 | 76.55
9704012 | Conductivity tester DIST 5 |  |  | 313 | 1 | 1 | See Cope Price List CU570-20
9704013 | Conductivity tester DIST 6 |  |  | 313 | 1 | 1 | See Cope Price List CU570-25
9704014 | Conductivity testers,range: 0 - 19900 µS/cm | DIST 4 |  | 313 | 1 | 1 | 76.55
9704016 | Conductivity meter HI 8733 |  |  | 314 | 1 | 1 | 491.13
9704017 | Conductivity calibration solution | 12880 µS/cm, 500 ml |  | 325 | 1 | 1 | 23.42
9704018 | Conductivity calibration solution | 1413 µS/cm, 500 ml |  | 325 | 1 | 1 | 23.42
9704078 | Conductivity measuring cells,TetraCon DU/T | constant: K abt. 0,8, w/o. connection cable |  | 324 | 1 | 1 | 860.2
9704079 | Connection cable for TetraCon DU/T |  |  | 324 | 1 | 1 | 177.56
9704081 | Conductivity measuring cells,TetraCon 325 | constant: K = 0,475 |  | 324 | 1 | 1 | See Cope Price List CU683-05
9704083 | Conductivity measuring cells,LR 325/01 | constant: K = 0.1 |  | 324 | 1 | 1 | See Cope Price List CU683-07
9704147 | Benchtop pH meter EL20-Basic | Education Line |  | 292 | 1 | 1 | See Cope Price List PH615-25
9704148 | Benchtop pH meter EL20-Kit | Education Line incl. LE407, electrode arm, | 2x pH 4,01 and 2x pH 7,00 buffer solution bag | 292 | 1 | 1 | See Cope Price List PH615-15
9704149 | Benchtop conductivity meter EL20-Basic | Education Line |  | 322 | 1 | 1 | See Cope Price List CU665-75
9704150 | Benchtop conductivity meter EL20-Kit | Education Line incl. LE703, electrode arm, | 2x 1413 µS/cm und 2x 12,88 mS/cm | 322 | 1 | 1 | See Cope Price List CU665-40
9704156 | pH-meter SevenCompact S210-Basic | single unit |  | 293 | 1 | 1 | 785.34
9704157 | pH-meter SevenCompact S210-Kit | unit with InLab® ExpertPro-ISM, | each 2 buffer bags pH 4.01/7.00/9.21/10.00 | 293 | 1 | 1 | 983.84
9704158 | pH-meter SevenCompact S210-Bio | unit with InLab® Routine Pro-ISM cable kit, | each 2 buffer bags pH 4.01/7.00/9.21/10.00 | 293 | 1 | 1 | 1057.73
9704159 | pH-meter SevenCompact S210-U | unit with InLab® Versatile Pro, | each 2 buffer bags pH 4.01/7.00/9.21/10.00 | 293 | 1 | 1 | 892.46
9704160 | pH/Ion-meter SevenCompact S220-Basic | single unit |  | 294 | 1 | 1 | Refer to Cope
9704161 | pH/Ion-meter SevenCompact S220-Kit | unit with InLab® ExpertPro-ISM, | each 2 buffer bags pH 4,01/7,00/9,21/1,00 | 294 | 1 | 1 | Refer to Cope
9704162 | pH/Ion-meter SevenCompact S220-Bio | unit with InLab® Routine Pro-ISM cablekit, | each 2 buffer bags pH 4,01/7,00/9,21/1,00 | 294 | 1 | 1 | Refer to Cope
9704163 | pH/Ion-meter SevenCompact S220-U | unit with InLab® Versatile Pro, | each 2 buffer bags pH 4,01/7,00/9,21/1,00 | 294 | 1 | 1 | Refer to Cope
9704164 | Conductivity-meter SevenCompact S230-Basic | single unit |  | 323 | 1 | 1 | Refer to Cope
9704165 | Conductivity meter SevenCompact S230-Kit | unit with InLab® 731-ISM, each 2 | calibration bags for 1413 µS/cm and 12,88 mS/cm | 323 | 1 | 1 | Refer to Cope
9704166 | Conductivity meter SevenCompact S230-USP/EP | unit with InLab® 741-ISM, | 2 calibration bags for 1413 µS/cm | 323 | 1 | 1 | Refer to Cope
9704350 | SevenExcellence pH/mV ,meter S400 |  |  | 295 | 1 | 1 | Refer to Cope
9704351 | SevenExcellence pH/mV meter S400 | standard kit with InLab® Expert Pro-ISM |  | 295 | 1 | 1 | Refer to Cope
9704352 | SevenExcellence pH/mV meter S400 | biotechnology kit with InLab® Routine Pro-ISM | cable kit | 295 | 1 | 1 | Refer to Cope
9704353 | SevenExcellence pH/mV meter S400 | ISFET kit with InLab® 490 laboratory ISFET sensor |  | 295 | 1 | 1 | Refer to Cope
9704354 | SevenExcellence conductivity meter S700 | base unit |  | 324 | 1 | 1 | Refer to Cope
9704355 | SevenExcellence conductivity meter S700 | standard kit with InLab® 731-ISM |  | 324 | 1 | 1 | Refer to Cope
9704356 | SevenExcellence conductivity meter S700 | trace kit with InLab® Trace flow cell |  | 324 | 1 | 1 | Refer to Cope
9704357 | SevenExcellence pH/Ion meter S500 | base unit |  | 342 | 1 | 1 | Refer to Cope
9704358 | SevenExcellence pH/Ion meter S500 | standard kit with InLab® Expert Pro-ISM |  | 342 | 1 | 1 | Refer to Cope
9704359 | SevenExcellence pH/Ion meter S500 | biotechnology kit with InLab® Routine Pro-ISM | cable kit | 342 | 1 | 1 | Refer to Cope
9704360 | SevenExcellence pH/Ion meter S500 | fluoride kit with perfectION fluoride |  | 342 | 1 | 1 | Refer to Cope
9704364 | SevenExcellence pH/mV, pH/Ion conductivity | meter S475, base unit |  | 343 | 1 | 1 | Refer to Cope
9704403 | Folding steps, 2 steps | white/black sucessor |  | 259 | 1 | 1 | 62.11
9704404 | folding staps, 3 steps | white-black |  | 259 | 1 | 1 | 86.12
9705078 | Illuminated magnifier RLL 122T | with lamp T-R29, 22W, 230V, 50 Hz |  | 1011 | 1 | 1 | 437.13
9705088 | Table clamp TK 1/45, black | for lamp RLL 122T |  | 1011 | 1 | 1 | 29.74
9705170 | Focussing attachment and filter set |  |  | 1019 | 1 | 1 | 179.72
9705175 | Focussing attachment, w/o. filter |  |  | 1019 | 1 | 1 | 40.93
9705176 | Polarization filter |  |  | 1019 | 1 | 1 | 88.68
9705177 | Conversion filter | for Focussing attachment 9.705 175 |  | 1019 | 1 | 1 | 31.38
9705194 | Split ring lamp "Standard" | diam. 58 mm |  | 1019 | 1 | 1 | 546.03
9705195 | Split ring lamp "Standard" | diam. 66 mm |  | 1019 | 1 | 1 | 578.27
9705202 | Cold light sources | KL 2500 LCD |  | 1019 | 1 | 1 | 1039.6
9705206 | Cold light source KL 1600 LED | incl.mains adapter (w/o power cord) |  | 1019 | 1 | 1 | 643.84
9705220 | Swan-neck light guide, 2-arm,length 500 mm |  |  | 1019 | 1 | 1 | 197.05
9705221 | Swan-neck light guide, 1-arm,length 500 mm |  |  | 1019 | 1 | 1 | 123.09
9705225 | Flexible light guide, 1-arm,length 600 mm |  |  | 1019 | 1 | 1 | 79.13
9705226 | Flexible light guide, 2-arm,length 1000 mm |  |  | 1019 | 1 | 1 | 140.33
9705230 | 6-point ring lamp,diam. 66 mm |  |  | 1019 | 1 | 1 | 436
9705231 | 6-point ring lamp,diam. 58 mm |  |  | 1019 | 1 | 1 | 436
9705272 | Lens adapter | for Leica M1 - M7 |  | 1019 | 1 | 1 | 39.56
9718011 | Protective cover |  |  | 377 | 1 | 1 | 38.2
9718020 | Protective cover TopSafe |  |  | 377 | 1 | 1 | See Cope Price List HY472-08
9718200 | NiCr-Ni imm./penetration sensor,waterproof |  |  | 377 | 1 | 1 | See Cope Price List TJ822-10
9718202 | Immersion probe TE, type K | +60...+1000°C, 300x1,5mm |  | 377 | 1 | 1 | 115.33
9718222 | NiCr-Ni surface sensor |  |  | 377 | 1 | 1 | See Cope Price List TJ822-19
9718230 | NiCr-Ni air sensor, robust |  |  | 377 | 1 | 1 | See Cope Price List TJ822-17
9720085 | Mini magnetic stirrer HI 190M-2 | Cover plate: ABS, 230 V |  | 412 | 1 | 1 | See Cope Price List SS307-10
9720090 | Mini magnetic stirrer HI 180A-2 | without heating, light yellow, 230 V |  | 413 | 1 | 1 | 155.06
9720091 | Mini magnetic stirrer HI 180B-2 | without heating, light green, 230 V |  | 413 | 1 | 1 | #N/A
9720092 | Mini magnetic stirrer HI 180C-2 | without heating, light blue, 230 V |  | 413 | 1 | 1 | 155.06
9720093 | Mini magnetic stirrer HI 180D-2 | without heating, yellow, 230 V |  | 413 | 1 | 1 | #N/A
9720094 | Mini magnetic stirrer HI 180E-2 | without heating, green, 230 V |  | 413 | 1 | 1 | 155.06
9720095 | Mini magnetic stirrer HI 180F-2 | without heating, dark blue, 230 V |  | 413 | 1 | 1 | 155.06
9720096 | Mini magnetic stirrer HI 180G-2 | without heating, red, 230 V |  | 413 | 1 | 1 | #N/A
9720097 | Mini magnetic stirrer HI 180H-2 | without heating, grey, 230 V |  | 413 | 1 | 1 | #N/A
9720098 | Mini magnetic stirrer HI 180I-2 | without heating, ivory, 230 V |  | 413 | 1 | 1 | 155.06
9720130 | Magnetic stirrer hotplate 230V |  |  | 432 | 1 | 1 | Refer to Cope
9720208 | Multi position magnetic stirrer RO 5 | digital, with 5 stirring places, | w/o heating | 420 | 1 | 1 | Refer to Cope
9720210 | Magnetic stirrer KMO 2 basic | IKAMAG®, without heating |  | 418 | 1 | 1 | Refer to Cope
9720211 | Magnetic stirrer Mini MR standard | IKAMAG®, without heating, | with EU/CH/UK/USA plug | 418 | 1 | 1 | See Cope Price List SS330-20
9720220 | Magnetic stirrer Topolino | IKAMAG®, without heating, | with EU/CH plug | 416 | 1 | 1 | Refer to Cope
9720222 | Multi-position magnetic stirrer RO 10 | digital, with 10 stirring places, | w/o heating | 420 | 1 | 1 | Refer to Cope
9720226 | Multi-position magnetic stirrer RO 15 | digital, with 15 stirring places, | w/o heating | 420 | 1 | 1 | Refer to Cope
9720231 | Safety magnetic stirrer RET control-visc white | with heating and integr.balance |  | 433 | 1 | 1 | Refer to Cope
9720232 | Safety magnetic stirrer RET control-visc white S 2 | with heating and integr.balance | with UK plug | 433 | 1 | 1 | Refer to Cope
9720233 | Safety magnetic stirrer RET control-visc white S 3 | with heating and integr.balance | with CH plug | 433 | 1 | 1 | Refer to Cope
9720241 | Electronic contact thermometer ETS-D 5 |  |  | 435 | 1 | 1 | Refer to Cope
9720242 | Contact thermometer IKATRON® ETS-D6 |  |  | 435 | 1 | 1 | Refer to Cope
9720250 | LLG-Magnetic stirrer RCT Standard | safety control incl. temperature probe PT 1000 |  | 430 | 1 | 1 | 534.88
9720257 | H 16 V Support rod |  |  | 435 | 1 | 1 | Refer to Cope
9720261 | Safety magnetic stirrer RET control-visc | with heating and integr.balance |  | 433 | 1 | 1 | Refer to Cope
9720262 | Safety magnetic stirrer RET control-visc S 2 | with heating and integr.balance | with UK plug | 433 | 1 | 1 | Refer to Cope
9720263 | Safety magnetic stirrer RET control-visc S 3 | with heating and integr.balance | with CH plug | 433 | 1 | 1 | Refer to Cope
9720276 | Main cable H 11 | Euro plug |  | 435 | 1 | 1 | Refer to Cope
9720306 | Magnetic stirrer Midi MR 1 digital | IKAMAG®, 350x350 mm, | without heating | 419 | 1 | 1 | Refer to Cope
9720348 | Temperature sensor PT 1000.50 | 2 sonsors, stainless steel | for RET | 433 | 1 | 1 | Refer to Cope
9720349 | Temperature sensor PT 1000.51 | 2 sensors, stainless steel, glass coated | for RET | 433 | 1 | 1 | Refer to Cope
9720350 | Temperature sensor PT 100.50 | st.steel |  | 433 | 1 | 1 | Refer to Cope
9720351 | Temperature sensor PT 100.51 | with glass jacket |  | 433 | 1 | 1 | Refer to Cope
9720352 | Temperature probe PT 1000.80 |  |  | 433 | 1 | 1 | Refer to Cope
9720365 | color squid IKAMAG® white | Magnetic stirrer without heating | with EU/CH/UK/USA plug | 416 | 1 | 1 | Refer to Cope
9720411 | Magnetic stirrer RH basic | with heating |  | 432 | 1 | 1 | Refer to Cope
9720412 | Magnetic stirrer RH basic S 2 | with heating | with UK plug | 432 | 1 | 1 | Refer to Cope
9720414 | Magnetic stirrer RH digital | with heating |  | 432 | 1 | 1 | Refer to Cope
9720417 | Magnetic stirrer RH basic, white | with heating | (with enamelled plate) | 432 | 1 | 1 | Refer to Cope
9720418 | Magnetic stirrer RH digital, white | with heating | (with enamelled plate) | 432 | 1 | 1 | Refer to Cope
9720419 | Lift manuel |  |  | 166 | 1 | 1 | Refer to Cope
9720441 | Magnetic stirrer C-MAG HS 4 digital | IKAMAG® with heating, | glasc ceramic hotplate | 434 | 1 | 1 | Refer to Cope
9720442 | Magnetic stirrer C-MAG HS 4 digital S 2 | IKAMAG® with heating, | glass ceramic hotplate | 434 | 1 | 1 | Refer to Cope
9720443 | Magnetic stirrer C-MAG HS 7 digital | IKAMAG® with heating, | glass ceramic hotplate | 434 | 1 | 1 | Refer to Cope
9720444 | Magnetic stirrer C-MAG HS 7 digital S 2 | IKAMAG® with heating, | glass ceramic hotplate | 434 | 1 | 1 | Refer to Cope
9720445 | Magnetic stirrer C-MAG HS 10 digital | IKAMAG® with heating, | glass ceramic hotplate | 434 | 1 | 1 | Refer to Cope
9720446 | Magnetic stirrer C-MAG HS 10 digital S 2 | IKAMAG® with heating, | glass ceramic hotplate | 434 | 1 | 1 | Refer to Cope
9720447 | Magnetic stirrer C-MAG HS 4 digital S 3 | IKAMAG® with heating, | glass ceramic-heating plate, | 434 | 1 | 1 | Refer to Cope
9720448 | Magnetic stirrer C-MAG HS 7 digital S 3 | IKAMAG® with heating, | glass ceramic-heating plate | 434 | 1 | 1 | Refer to Cope
9720449 | Magnetic stirrer C-MAG HS 10 digital S 3 | IKAMAG® with heating | glass ceramic-heating plate | 434 | 1 | 1 | Refer to Cope
9720470 | Magnetic stirrer big squid IKAMAG® white | without heating, | with EU/UK/CH/USA plug | 418 | 1 | 1 | Refer to Cope
9720480 | Magnetic stirrer lab disc WHITE | ultraflat | 100....240V, 50/60Hz | 421 | 1 | 1 | See Cope Price List SS240-15
9720493 | Magnetic stirrer C-MAG MS 4 | IKAMAG® without heating, | glass ceramics set-up plate | 419 | 1 | 1 | Refer to Cope
9720494 | Magnetic stirrer C-MAG MS 7 | IKAMAG® without heating, | glass ceramics set-up plate | 419 | 1 | 1 | Refer to Cope
9720495 | Magnetic stirrer C-MAG MS 10 | IKAMAG® without heating, | glass ceramics set-up plate | 419 | 1 | 1 | Refer to Cope
9720496 | Hotplate C-MAG HP 4 | IKATHERM®, glass ceramics |  | 777 | 1 | 1 | Refer to Cope
9720497 | Hotplate C-MAG HP 7 | IKATHERM®, glass ceramics |  | 777 | 1 | 1 | Refer to Cope
9720498 | Hotplate C-MAG HP 10 | IKATHERM®, glass ceramics |  | 777 | 1 | 1 | Refer to Cope
9720501 | Magnetic stirrer MONO, 100-1000 rpm | stirring volume: 1 ml - 3 ltrs |  | 422 | 1 | 1 | 243.92
9720595 | Magnetic stirrer POWER DIRECT | for volumens from 100ml-40l |  | 423 | 1 | 1 | 922
9720603 | Multi-position magnetic stirrer RT 5 | digital, with 5 stirring places, | with heating | 436 | 1 | 1 | 2332.44
9720604 | Multi-position magnetic stirrer RT 5 S 2 | digital, with 5 stirring places, | with heating, with UK plug | 436 | 1 | 1 | 2332.44
9720605 | Multi-position magnetic stirrer RT 5 S 3 | digital, with 5 stirring places, | with heating, with Swiss plug | 436 | 1 | 1 | 2332.44
9720606 | Multi-position magnetic stirrer RT 10 | digital, with 10 stirring places, | with heating | 436 | 1 | 1 | 3121.62
9720607 | Multi-position magnetic stirrer RT 10 S 2 | digital, with 10 stirring places, | with heating, with UK plug | 436 | 1 | 1 | 3121.62
9720608 | Multi-position magnetic stirrer RT 10 S 3 | digital, with 10 stirring places, | with heating, with Swiss plug | 436 | 1 | 1 | 3121.62
9720609 | Multi-position magnetic stirrer RT 15 | digital, with 15 stirring places, | with heating | 436 | 1 | 1 | 3905.32
9720610 | Multi-position magnetic stirrer RT 15 S 2 | digital, with 15 stirring places, | with heating, with UK plug | 436 | 1 | 1 | 3905.32
9720611 | Multi-position magnetic stirrer RT 15 S 3 | digital, with 15 stirring palces, | with heating, with Swiss plug | 436 | 1 | 1 | 3905.32
9720618 | Magnetic stirrer MAXI DIRECT,with power supply | 180 x 180 x 35 mm,stirring volume:250 - 4000 ml |  | 422 | 1 | 1 | 556.77
9720624 | Magnetic stirrer Multipoint 6 |  |  | 423 | 1 | 1 | 1386.29
9720625 | Multipoínt 15 | magnetic stirrer systems |  | 423 | 1 | 1 | 1737.53
9720650 | Magnetic stirrer POLY 15 | grey, with 15 stirring positions | speed: 100-980 rpm | 423 | 1 | 1 | 880.29
9721000 | Mini-Vortex mixer PV-1 | for tubes 1,5 ml - 50 ml | incl. EU-/UK-plug | 459 | 1 | 1 | See Cope Price List MS510-10
9721001 | Combi-spin centrifuge PCV-2400 | with rotor for 12x1,5/2,0 ml tubes | 12x0,5 ml, 12x0,2 ml tubes | 628 | 1 | 1 | See Cope Price List CD125-20
9721003 | High Speed Mini Fuge Microspin 12 | 14500 rpm, incl.adapters for 0,5ml | and 2,0ml vials, incl.EU-/UK-plug | 629 | 1 | 1 | Refer to Cope
9721004 | Centrifuge/ Vortex Multispin PCV-6000 | 1-6000 rpm, incl.EU-/UK-plug |  | 628 | 1 | 1 | Refer to Cope
9721006 | rotor PR2-05 | for 8x1,5/2,0 ml | and 8x0,5 ml tubes | 628 | 1 | 1 | See Cope Price List CD129-10
9721007 | rotor PR2-05-02 | for 6x1,5/2,0 ml, 6x0,5 ml | and 6x0,2 ml tubes | 628 | 1 | 1 | See Cope Price List CD129-15
9721008 | rotor PSR-16 | for 2x8-well 0,2 ml | PCR-tubes 8-er strips | 628 | 1 | 1 | Refer to Cope
9721009 | Incubator PCH-1 | Personal Benchtop cooling/heating | dry block for 12x1,5ml and 20x0,5 ml tubes | 1299 | 1 | 1 | See Cope Price List MW340-10
9721010 | Incubator PCH-2 | Personal Benchtop cooling/heating | dry block for 20x1,5 ml tubes | 1299 | 1 | 1 | See Cope Price List MW340-20
9721011 | Mini platform rocker PMR-30 | incl.EU-/UK-plug |  | 484 | 1 | 1 | See Cope Price List SE808-10
9721013 | Dimpled mat |  |  | 484 | 1 | 1 | See Cope Price List SE808-55
9721014 | Mini 3D platform mixer PS-3D | incl.EU-/UK-plug |  | 483 | 1 | 1 | Refer to Cope
9721015 | Platform rocker PMR-100 | platform 460x360mm | incl.EU-/UK-plug | 481 | 1 | 1 | Refer to Cope
9721016 | Multi-Function-Rotator PTR-25 | incl.EU-/UK-plug |  | 488 | 1 | 1 | Refer to Cope
9721017 | Multi-function rotator 3D mixer | incl.EU-/UK-plug |  | 484 | 1 | 1 | Refer to Cope
9721018 | Flat platform | with non-slip mat |  | 467 | 1 | 1 | See Cope Price List IN732-14
9721019 | Flatbed Orbital Rotator PSU-10i | w/o platform | incl.EU-/UK-plug | 466 | 1 | 1 | Refer to Cope
9721021 | Universal platform | with adjustable handles |  | 467 | 1 | 1 | See Cope Price List IN732-18
9721022 | Flat platform |  |  | 815 | 1 | 1 | See Cope Price List IN732-14
9721023 | Platform P12-100 | with clamps for 12x100 ml flasks, | 150 ml beakers | 467 | 1 | 1 | Refer to Cope
9721024 | Platform P6-250 | with clamps for 6x250 ml flasks, | 400 ml beakers | 467 | 1 | 1 | Refer to Cope
9721026 | Platform MPP-4 for | 4 micro plates |  | 1295 | 1 | 1 | See Cope Price List SE643-07
9721028 | Multi function rotator PTR-35 | for 26 micro tubes | incl.EU-/UK-plug | 488 | 1 | 1 | Refer to Cope
9721029 | Platform PPRS4-12 | for 4x50 ml and | 12x1,5 ml tubes | 488 | 1 | 1 | Refer to Cope
9721030 | Multi function rotator PTR-60 | for 48 microtubes | incl.EU-/UK-plug | 488 | 1 | 1 | Refer to Cope
9721031 | Platform PRS8-22 für PTR-60 | (for 8 tubes Ø 30 mm and 24 tubes Ø 15 mm) |  | 488 | 1 | 1 | Refer to Cope
9721032 | Platform PRS-14 for PTR-60 | for 14 tubes up to 30mm diam. |  | 488 | 1 | 1 | Refer to Cope
9721033 | Microplate thermoshaker PHMP | for 96 and 384 well plates | temperature range RT +5...60°C | 1297 | 1 | 1 | See Cope Price List MN670-10
9721036 | Block PSC-18 for PHMT | 20 x 0,5 ml, 12 x 1,5/2,0 ml tubes |  | 1309 | 1 | 1 | Refer to Cope
9721038 | Platform PRS-10 | for PTR-35 | (for 10 jars up to Ø 30 mm) | 488 | 1 | 1 | Refer to Cope
9721039 | Platform PRSC-10 | for PTR-35 | (for 10 jars up to Ø 30 mm, with clips) | 488 | 1 | 1 | Refer to Cope
9721040 | Platform PRSC-22 | for PTR-35 | (for 22 jars up to Ø 15 mm, with clips) | 488 | 1 | 1 | Refer to Cope
9721041 | Microtube thermo shaker PHMT | with block PSC24 | for 24x2,0 ml microtubes | 1308 | 1 | 1 | See Cope Price List IN104-30
9721042 | Block PSC24 | for 24x2,0 ml | microtubes | 1309 | 1 | 1 | Refer to Cope
9721043 | Block PSC32 | for 20x0,2 ml + 12x1,5ml | microtubes | 1309 | 1 | 1 | Refer to Cope
9721044 | Block PSC96 | for 96well microplates (0,2ml) |  | 1309 | 1 | 1 | Refer to Cope
9721045 | Replacement platform PRS-26 | for PTR-35 EURO | (for 26 vials up to Ø 15 mm) | 488 | 1 | 1 | Refer to Cope
9721046 | Platform PRS-22 | for PTR-30 | (for 22 tubes up to dia.15 mm) | 488 | 1 | 1 | Refer to Cope
9721047 | Platform PRSC-18 | for PTR-30 | (for 18x15ml tubes up to dia.15 mm) | 488 | 1 | 1 | Refer to Cope
9721048 | Platform PRS-48 | for PTR-60 | (for 48 jars up to Ø 15 mm) | 488 | 1 | 1 | Refer to Cope
9721049 | Platform with spring holders | for 88 tubes up to 30mm |  | 467 | 1 | 1 | Refer to Cope
9721050 | Microtube-/Microplate thermo shaker PCMT | w/o block, incl.EU-/UK-plug |  | 1308 | 1 | 1 | Refer to Cope
9721052 | Block HC18 | for 20x0,5ml + 12x1,5ml | microtubes | 1308 | 1 | 1 | Refer to Cope
9721053 | Block HC24 | for 24x2,0ml | microtubes | 1308 | 1 | 1 | Refer to Cope
9721054 | Block HC32 | for 20x0,2ml + 12x1,5ml | microtubes | 1308 | 1 | 1 | Refer to Cope
9721055 | Block HC96 | for 96well | microplates | 1308 | 1 | 1 | Refer to Cope
9721056 | Shaking incubator ES-80 | 50-250 rpm, 25...80°C | incl.EU-/UK-plug | 814 | 1 | 1 | See Cope Price List IN730-20
9721057 | McFarland Densitometer DEN-1B | incl.EU-/UK-plug |  | 1315 | 1 | 1 | See Cope Price List CR500-20
9721058 | Aspirator FTA-1 | built-in pump, 1 ltr. bottle | incl.EU-/UK-plug | 1231 | 1 | 1 | See Cope Price List PX800-15
9721059 | Dry block thermostate DB-4S | for 4x8 strips or 32x0,2 ml tubes | incl.EU-/UK-plug | 1298 | 1 | 1 | Refer to Cope
9721060 | Flat platform PP-400 | non-slip rubber mat, 400x360mm |  | 815 | 1 | 1 | See Cope Price List IN732-22
9721061 | Platform P30-100 | with clamps for 30x100ml flasks |  | 467 | 1 | 1 | Refer to Cope
9721062 | Platform P16-250 | with clamps for 16x250ml flasks |  | 467 | 1 | 1 | Refer to Cope
9721063 | Platform P9-500 | with clamps for 9x500ml flasks |  | 467 | 1 | 1 | Refer to Cope
9721064 | Platform P6-1000 | with clamps for 6x1000ml flasks |  | 467 | 1 | 1 | Refer to Cope
9721065 | Platform PRS-1DP | for PTR-35 EURO | (for 1x 96-well microplate) | 488 | 1 | 1 | Refer to Cope
9721066 | Incubator PCH-3, Personal | Cooling-, Heating block | for 20x2,0 ml microtubes | 1299 | 1 | 1 | Refer to Cope
9721067 | Low temperature bath circulator system LTC4 | -30...100°C, 20L, incl. drain and relay | (as per TX150-R4) | 742 | 1 | 1 | Refer to Cope
9721068 | Reference standards McFarland | diam. 18 mm, set of 5 |  | 1315 | 1 | 1 | See Cope Price List CR502-08
9721070 | UV cabinet/PCR workstation economy | with timer and UV recirculator |  | 1191 | 1 | 1 | Refer to Cope
9721071 | Block PSC24N | for 24x1,5 ml | microtubes | 1309 | 1 | 1 | Refer to Cope
9721072 | Microtube thermo shaker PHMT-PSC24N | incl. block PSC24N for 24x1,5ml | incl.EU-/UK-plug | 1308 | 1 | 1 | Refer to Cope
9721073 | Block HC24 | for 24x1,5ml | micro tubes | 1308 | 1 | 1 | Refer to Cope
9721074 | Microplate shaker PMS-1000i | incl. platform for 2 microplates | incl.EU-/UK-plug | 1295 | 1 | 1 | See Cope Price List SE640-10
9721075 | Spare flask 1 ltr. | for aspirator |  | 1231 | 1 | 1 | See Cope Price List PX815-10
9721076 | Replacement tubing set | for aspirator |  | 1231 | 1 | 1 | Refer to Cope
9721077 | 8 channel adapter set |  |  | 1231 | 1 | 1 | See Cope Price List PX815-15
9721078 | 8 channel tip |  |  | 1231 | 1 | 1 | Refer to Cope
9721079 | Microtube thermoshaker PHMT | with block PSC32 | for 20x0,2/12x1,5 ml microtubes | 1308 | 1 | 1 | Refer to Cope
9721080 | Microtube thermoshaker PHMT | with block PSC96 | for 1x 96well microplate | 1308 | 1 | 1 | Refer to Cope
9721081 | Universal platform | with adjustable bars |  | 467 | 1 | 1 | Refer to Cope
9725094 | Power controller,Voltron 20,range 25 - 225 V |  |  | 784 | 1 | 1 | 125.82
9725320 | Probe Pt 100, Ø 1,6 mm, 250 mm | with 2 m line |  | 785 | 1 | 1 | 156.54
9725321 | Probe Pt 100, Ø 2,0 mm, 250 mm | with 2 m line |  | 785 | 1 | 1 | 152.14
9725322 | Glass-probe Pt 100, Ø 2,5 mm | 250 mm |  | 785 | 1 | 1 | 166.78
9725323 | Glass-probe Pt 100, Ø 3,0 mm | 250 mm |  | 785 | 1 | 1 | 166.78
9725363 | Power controller | "Voltron plus" |  | 785 | 1 | 1 | 161.65
9725378 |  |  |  | 785 | 1 | 1 | 149.23
9725381 | Temperature controller | TEMPAT-D P+100, 0-400°C |  | 784 | 1 | 1 | 562.07
9725382 | Temperature controller TEMPAT-D | FeCu-Ni, 0-600°C |  | 784 | 1 | 1 | 562.07
9725383 | Temperature controller TEMPAT-D | NiCr-Ni, 0-1200°C |  | 784 | 1 | 1 | 568.45
9725394 |  |  |  | 785 | 1 | 1 | 132.39
9725395 |  |  |  | 785 | 1 | 1 | 132.39
9726000 | Transitional plug, black | of male with 2 earthing contact system | to england plug, angle construction with fuse | 176 | 1 | 1 | 5.87
9726001 | Transitional plug, black | of male with 2. earthing contact system | to swiss plug | 176 | 1 | 1 | 5.64
9726403 | Thermohygrometers, analogue | 0-100%, -5...+50°C |  | 395 | 1 | 1 | See Cope Price List HY160-25
9726404 | Thermohygrometers Klimatherm | 15-100%, 0...40°C |  | 395 | 1 | 1 | 12.06
9726405 | Thermohygrometer TA 100 | -40...+70°C, 1...99% rF |  | 395 | 1 | 1 | 38.54
9726408 | CO² measuring device Air CO²ntrol 3000 | to 3000 ppm, incl. calibration certificate | 193 x 74 x 37 mm, 600 g | 398 | 1 | 1 | 175.93
9726410 | Wireless weather station "Diva Plus" | 180 x 100 x 35 mm |  | 398 | 1 | 1 | See Cope Price List BF107-40
9726411 | Temperature logger LOG100 | -30...+70:0,5°C, IP 65, | 92 x 55 x 21 mm, 95 g | 385 | 1 | 1 | 109.55
9726412 | Data logger LOG110 | humidity and temperature, | 0...99%, -30...+70:0,5°C | 387 | 1 | 1 | 171.1
9726413 | Software DE-Graph | with USB-cable, | for LOG100 and LOG110 | 385 | 1 | 1 | 79.13
9726416 | external temperature sensor 3mtr |  |  | 385 | 1 | 1 | 61.39
9726417 | external temperature sensor 8mtr. |  |  | 385 | 1 | 1 | 75.04
9726422 | Datalogger LOG32TH | for temperature and humidity | 130 x 30 x 25 mm, 70 g | 387 | 1 | 1 | 84.56
9726424 | Disposable data logger TempMate 90 days | incl.package sticker and pocket |  | 383 | 1 | 1 | 36.73
9726426 | Disposable data logger TempMate 6 days | incl.package sticker and pocket |  | 383 | 1 | 1 | #N/A
9726428 | Disposable data logger TempMate 15 days | incl.package sticker and pocket |  | 383 | 1 | 1 | 36.73
9726431 | Datalogger LOG32T | for temperature, -40...+70°C, | 100 x 19 x 19 mm, 70 g | 383 | 1 | 1 | 67.52
9726531 | Hygro-thermograph,quartz-controlled, | range:-10° - +50°C, 10 - 100% rel.H. | recording 1, 7, 31 days switchable | 396 | 1 | 1 | 704.94
9726533 | Hygro-thermograph,battery powdered | range:-35° - +45°C, 10 - 100% rel.H | recording: 1/7 days switchable | 396 | 1 | 1 | 634.16
9726964 | Thermo-hygrometer testo 608-H1 |  |  | 396 | 1 | 1 | Refer to Cope
9726965 | Thermo-hygrometer testo 608-H2 | with alarm |  | 396 | 1 | 1 | Refer to Cope
9727002 | Microscope B1-220 ASC | eductaion/lab |  | 1012 | 1 | 1 | #N/A
9727003 | Microscope B1-220 ASC | eductaion/lab | with UK plug | 1012 | 1 | 1 | #N/A
9727022 | Digital-Camera Moticam X | C-Mount, Sensor: CMOS, | 1.3MP (1280x1024 pixel) | 1016 | 1 | 1 | 385.37
9727030 | Inverse Routine Microscope AE2000 | Binocular, N-WF 10X/22mm |  | 1014 | 1 | 1 | 2291.94
9727031 | Inverse Routine Microscope AE2000 | Trinocular, N-WF 10X/22mm |  | 1014 | 1 | 1 | 2634.97
9727032 | Educational microscope BA81A-MS Corded | WF 10X/18mm |  | 1012 | 1 | 1 | 334.69
9727033 | Educational microscope BA81B-MS w/100x Corded | WF 10X/18mm |  | 1012 | 1 | 1 | 490.95
9727050 | Laboratory microscope BA410E Binocular | reversed sextuple revolving nosepiece 50W | N-WF 10X/22mm | 1014 | 1 | 1 | 2477.17
9727051 | Laboratory microscope BA410E Binocular | reversed sextuple revolving nosepiece 100W | N-WF 10X/22mm | 1014 | 1 | 1 | 2909.94
9727052 | Laboratory microscope BA410E Trinocular | reversed sextuple revolving nosepiece 50W | N-WF 10X/22mm | 1014 | 1 | 1 | 2407.86
9727053 | Laboratory microscope BA410E Trinocular | reversed sextuple revolving nosepiece 100W | N-WF 10X/22mm | 1014 | 1 | 1 | 3059.53
9728800 | Rocker, gyratory lab scale | 230V/50Hz, +4...40°C | platform 335 x 335 mm, | 482 | 1 | 1 | See Cope Price List SE850-21
9728801 | Rocker, see-saw lab scale | 230V/50Hz, +4...40°C | platform 335 x 335 mm, | 482 | 1 | 1 | See Cope Price List SE800-25
9728802 | Tier System Lab Scale SSL3/1 | for shaker SSL4/SSL3/1 |  | 482 | 1 | 1 | See Cope Price List SE802-09
9728810 | Roller mixer SRT6, 6 rollers, analogue | fixed speed, speed 33 rpm, | Amplitude 16 mm, 230V/50 Hz | 493 | 1 | 1 | See Cope Price List MS400-30
9728811 | Roller mixer SRT6D, 6 rollers, digital | variable speed, speed 5 to 60 rpm, | Amplitude 16 mm, 230V/50 Hz | 493 | 1 | 1 | See Cope Price List MS400-40
9728812 | Roller mixer, 9 rollers, analogue | fixed speed, speed 33 rpm, | Amplitude 16 mm, 230V/50 Hz | 493 | 1 | 1 | See Cope Price List MS400-60
9728813 | Roller mixer SRT9D, 9 rollers, digital | variable speed, speed 5 to 60 rpm, | Amplitude 16 mm, 230V/50 Hz | 493 | 1 | 1 | See Cope Price List MS400-70
9728815 | Stacking blocks | pack of 4 |  | 493 | 1 | 1 | See Cope Price List MS400-95
9728820 | Mini-scale, gyratory rocker SSM3 | 230V/50Hz, 50 W, platform 235 x 235 mm | 240 x 300 x 165 mm | 468 | 1 | 1 | See Cope Price List SE850-16
9728821 | Mini-scale see-saw wave rocker SSM4 | 230V/50Hz, 50 W, platform 235 x 235 mm | 240 x 300 x 150 mm | 468 | 1 | 1 | See Cope Price List SE800-15
9728830 | Shaker, orbital mini, 230V/50Hz | platform 220 x 220 mm, +4...40°C | 240 x 300 x 140 mm | 468 | 1 | 1 | See Cope Price List SE775-20
9728831 | Accessory cradle with 4 s8curing bars |  |  | 468 | 1 | 1 | See Cope Price List SE776-06
9728840 | Shaker orbital lab scale 230V/50Hz | platform 335 x 335 mm, 50 W | +4...40°C, 360 x 420 x 270 mm | 469 | 1 | 1 | See Cope Price List SE780-15
9728841 | Shaker, reciprocating lab scale | 230V/50Hz, 50 W, +4...40°C | platform 335x335 mm, 360x420x270 mm | 469 | 1 | 1 | See Cope Price List SE450-20
9728842 | Accessory platform SSL1/1 | 510 x 510 mm, | with twelve rubber securing bars | 469 | 1 | 1 | See Cope Price List SE782-14
9728843 | Accessory platform SSL1/2 | 350 x 350 mm, | without cradle | 469 | 1 | 1 | 154.93
9728850 | Shaker, microtitre SSM5, mini | 230V/50Hz, 50W, platform 220 x 220 mm | +4...40°C, 240 x 300 x 160 mm | 1296 | 1 | 1 | See Cope Price List SE785-15
9728851 | Tube holder for 1.5 ml tubes |  |  | 1296 | 1 | 1 | See Cope Price List SE788-04
9728852 | Tube holder for 0.5 ml tubes |  |  | 1296 | 1 | 1 | See Cope Price List SE788-07
9728853 | Shaker, microtitre SSL5, labscale | 230V/50Hz, 50W, platform 306 x 306 mm | +4...40°C, 360 x 420 x 160 mm | 1296 | 1 | 1 | Refer to Cope
9728854 | Tube holder for 0.2 ml tubes |  |  | 1296 | 1 | 1 | See Cope Price List SE788-09
9728885 | LLG-Safety cover for 500 ml heating block |  |  | 437 | 1 | 1 | 76.32
9728886 | LLG-Safety cover for 500 ml heating block |  |  | 437 | 1 | 1 | 83.7
9728887 | LLG-Safety cover for 1000 ml heating block |  |  | 437 | 1 | 1 | 103.4
9728890 | LLG-Universal round bottom flask heating block | 50 ml, for 145mm hotplates, | with adapter for 135mm hotplate | 437 | 1 | 1 | 113.25
9728891 | LLG-Universal round bottom flask heating block | 100 ml, for 145mm hotplates, | with adapter for 135mm hotplate | 437 | 1 | 1 | 113.25
9728892 | LLG-Universal round bottom flask heating block | 250ml, for 145mm hotplates, | with adapter for 135mm hotplate | 437 | 1 | 1 | 113.25
9728893 | LLG-Universal round bottom flask heating block | 500 ml, for 145mm hotplates, | with adapter for 135mm hotplate | 437 | 1 | 1 | 113.25
9728894 | LLG-Replacement adapter ring | from reduction of 145mm | to 135mm. for attachment 50-500ml | 437 | 1 | 1 | 32.74
9728895 | LLG-Adapter plate | for rectangular hotplates | for heating block 50-500ml | 437 | 1 | 1 | 40.93
9728896 | 2 spare screws | and 1 allen hexagonal key | for attachment heating block 50-500ml | 437 | 1 | 1 | 2.47
9728897 | LLG-Universal round bottom flask heating block | 1000ml, for 145mm hotplates, | with adapter for 135mm hotplate | 437 | 1 | 1 | 190.25
9728898 | LLG-Universal round bottom flask heating block | 2000ml, for 145mm hotplates, | with adapter for 135mm hotplate | 437 | 1 | 1 | 278.59
9728899 | Spare adapter ring for reduction | from 145mm to 135mm for heating block | 1000ml and 2000ml | 437 | 1 | 1 | 32.74
9728900 | Adapter plate for rectangular | hotplates for heating block 1000ml and | 2000ml, incl. 2 countersunk bolds | 437 | 1 | 1 | 40.93
9728901 | 2 spare screws |  |  | 437 | 1 | 1 | 0.98
9728902 | LLG-Safety cover for 2000 ml heating block |  |  | 437 | 1 | 1 | 147.22
9729900 | Orbitalshaker Vibrax® VXR basic |  |  | 463 | 1 | 1 | See Cope Price List SE630-14
9729901 | One hand attachment VX 1 | for VXR |  | 463 | 1 | 1 | See Cope Price List SE632-15
9729902 | Test tube attachment VX 2 | for VXR, upto 36 test tubes |  | 463 | 1 | 1 | See Cope Price List SE632-20
9729914 | "Eppendorf" attachment VX 2E | for VXR |  | 463 | 1 | 1 | See Cope Price List SE632-25
9729915 | Test tube insert VX 11.4 | for VXR |  | 464 | 1 | 1 | Refer to Cope
9729931 | Vortex Genius 1 | with EU/CH plug |  | 460 | 1 | 1 | Refer to Cope
9729932 | Vortex Genius 4 basic | with EU/UK/CH/USA plug |  | 460 | 1 | 1 | Refer to Cope
9729933 | Vortex Genius 4 digital | with EU/UK/CH/USA plug |  | 460 | 1 | 1 | Refer to Cope
9729936 | Shaker lab dancer | with EU/CH plug, | for test tubes, 100-240V, 50/60Hz | 459 | 1 | 1 | See Cope Price List SE620-50
9729938 | Small-sized shaker MS 3 basic | with EU/UK/CH/USA plug |  | 462 | 1 | 1 | Refer to Cope
9729939 | Small-sized shaker MS 3 digital | with EU/CH/UK/USA plug |  | 462 | 1 | 1 | Refer to Cope
9729942 | Standard attachment MS 3.1 | for MS 3 basic / digital |  | 463 | 1 | 1 | Refer to Cope
9729943 | Microtiter attachment MS 3.4 | for MS 3 basic / digital |  | 463 | 1 | 1 | Refer to Cope
9729944 | Universal attachment MS 3.3 | for MS 3 basic / digital |  | 463 | 1 | 1 | Refer to Cope
9729945 | One-hand insert MS 1.21 |  |  | 463 | 1 | 1 | Refer to Cope
9729946 | Test tube insert MS 1.31 |  |  | 463 | 1 | 1 | Refer to Cope
9729947 | Test tube insert MS 1.32 |  |  | 463 | 1 | 1 | Refer to Cope
9729948 | Test tube insert MS 1.33 |  |  | 463 | 1 | 1 | Refer to Cope
9729949 | Test tube insert MS 1.34 |  |  | 463 | 1 | 1 | Refer to Cope
9729950 | VORTEX shaker Genius 3 Orbital | (incl. standard attachment) |  | 461 | 1 | 1 | Refer to Cope
9729951 | Universal attachment VG 3.3 | for VORTEX Genius 3 |  | 462 | 1 | 1 | Refer to Cope
9729952 | Test tube insert VG 3.35 | (for 8 reagent glasses ø20mm) | for VORTEX Genius 3 | 462 | 1 | 1 | Refer to Cope
9729953 | Erlenmey.-flask VG 3.36 | bracket for VORTEX Genius 3 |  | 462 | 1 | 1 | Refer to Cope
9729954 | Standard attachment VG 3.1 | for VORTEX Genius 3 |  | 462 | 1 | 1 | Refer to Cope
9729955 | One-hand attachment VG 3.2 | for VORTEX Genius 3 |  | 462 | 1 | 1 | Refer to Cope
9729956 | Test tube insert VG 3.31 | for 54 Eppendorf tubes | for VORTEX Genius 3 | 462 | 1 | 1 | Refer to Cope
9729957 | Test tube insert VG 3.32 | (for 18 reagent glasses ø10mm) | for VORTEX Genius 3 | 462 | 1 | 1 | Refer to Cope
9729958 | Test tube insert VG 3.33 | (for 12 reagent glasses ø12mm) | for VORTEX Genius 3 | 462 | 1 | 1 | Refer to Cope
9729959 | Test tube insert VG 3.34 | (for 8 reagent glasses ø16mm) | for VORTEX Genius 3 | 462 | 1 | 1 | Refer to Cope
9729960 | Bracket VG 3.37 | for 1 standard microtiter plate | for VORTEX Genius 3 | 462 | 1 | 1 | Refer to Cope
9729970 | Roller 6 basic | 6 rolls, 30 rpm |  | 493 | 1 | 1 | Refer to Cope
9729971 | Roller 6 digital | 6 rolls, 0-80 rpm | with timer display | 493 | 1 | 1 | Refer to Cope
9729972 | Roller 10 basic | 10 rolls, 30 rpm |  | 493 | 1 | 1 | Refer to Cope
9729973 | Roller 10 digital | 10 rolls, 0-80 rpm | with timer display | 493 | 1 | 1 | Refer to Cope
9729982 | Rotator Loopster basic | fix driving speed |  | 492 | 1 | 1 | Refer to Cope
9729983 | Rotator Loopster digital | adjustable driving speed |  | 492 | 1 | 1 | Refer to Cope
9729984 | Shaker Rocker 2D basic | fix driving speed |  | 482 | 1 | 1 | Refer to Cope
9729985 | Shaker Rocker 2D digital | adjustable driving speed |  | 482 | 1 | 1 | Refer to Cope
9729986 | Shaker Rocker 3D basic | fix driving speed |  | 485 | 1 | 1 | Refer to Cope
9729987 | Shaker Rocker 3D digital | adjustable driving speed |  | 485 | 1 | 1 | Refer to Cope
9730051 | Standard shaking top 25mm | # 146-3011-00 |  | 461 | 1 | 1 | 42.38
9730053 | Spare-knob cap 75 mm | for Vortex Genie® 2 series |  | 461 | 1 | 1 | 33.9
9730058 | Insert for 96 f. microtiterplate |  |  | 461 | 1 | 1 | 74.51
9730060 | Vortex Genie 2-Mixer | 230 V, 50 Hz |  | 460 | 1 | 1 | 303.15
9730090 | Multi Vortex-Genie®-Mixer | 230 V, European plug |  | 464 | 1 | 1 | 1884.97
9730100 | Glass beads 0,1 mm | 375 g, for Disruptor Genie |  | 1311 | 1 | 1 | 43.26
9730101 | Glass beads 0,5 mm | 375 g, for Disruptor Genie |  | 1311 | 1 | 1 | 43.26
9730102 | Rotator Genie, magn.platform | 230 V, UK-plug |  | 487 | 1 | 1 | 861.85
9730103 | Rotator Genie, magn.platform | 230 V, swiss plug |  | 487 | 1 | 1 | 861.85
9730104 | Standard platform | with bands |  | 487 | 1 | 1 | 181.25
9730105 | Clip plate | for 12 tubes of 10-13mm |  | 487 | 1 | 1 | 40.57
9730106 | Clip plate | for 6 tubes of 15-17mm |  | 487 | 1 | 1 | 40.57
9730107 | Clip plate | for 3 tubes of 28-30mm |  | 487 | 1 | 1 | 40.57
9730108 | Clip plate | for 12 tubes of 10-13mm | pack of 6 | 487 | 1 | 1 | 179.15
9730109 | Clip plate | for 6 tubes 15-17mm | pack of 6 | 487 | 1 | 1 | 179.15
9730110 | Clip plate | for 3 tubes of 28-30mm | pack of 6 | 487 | 1 | 1 | 179.15
9730111 | Universal clip plates | with 2 elastic bands | pack of 2 | 487 | 1 | 1 | 78.81
9730112 | Microtubes box, magnetic | for 100x1,5/2,0ml tubes |  | 487 | 1 | 1 | 78.81
9730113 | Clip plate | for 100ml flask |  | 487 | 1 | 1 | 61.04
9730114 | Magnetic platform |  |  | 487 | 1 | 1 | 198.81
9730115 | Disruptor Genie® | for 1,5/2,0ml tubes | 230 V, European plug | 1311 | 1 | 1 | 636.55
9730116 | Disruptor Genie® | for 1,5/2,0ml tubes | 230 V, UK plug | 1311 | 1 | 1 | 636.55
9730117 | Disruptor Genie® | for 1,5/2,0ml tubes | 230 V, swiss plug | 1311 | 1 | 1 | 636.55
9730118 | Disruptor Genie® digital | 230V, UK plug |  | 1311 | 1 | 1 | 735.66
9730119 | Disruptor Genie® digital | 230V, CH plug |  | 1311 | 1 | 1 | 735.66
9730120 | Digital Vortex Genie® 2-Mixer | 230 V, 50-60 Hz, 500-2850 U/min | with UK plug | 460 | 1 | 1 | 564.17
9730121 | Vortex Genie® 2T | 230 V, with standard attachment, | with CH plug | 460 | 1 | 1 | 542.47
9732200 | LLG-Laborytory chair PUR Standard II plus | seat, backside and armrests made from | PU foam, height adjustable 525-770mm, | 258 | 1 | 1 | 180.01
9732201 | LLG-Laboratory chair PUR Standard II | PU foam, height adjustable 450-580mm, | with soft and hard castors | 258 | 1 | 1 | 143.05
9732202 | LLG-Laboratory chair PUR Standard I plus | seat and backside made from PU foam, | height adjustable 525-770mm, | 258 | 1 | 1 | 162.58
9732203 | LLG-Laboratory chair PUR Standard I | PU foam, height adjustable 425-560mm, | with hard and soft castors | 258 | 1 | 1 | 129.13
9732204 | LLG-Laboratory stool PUR Special plus | non-slip seat made from PU foam, extended | back support, height adjustable 525-770mm, | 257 | 1 | 1 | 126.94
9732208 | LLG-Laboratory stool PUR Standard plus | seat made from PU foam, height adjustable | 525-770mm, chromed footring, | 257 | 1 | 1 | 118.74
9732209 | LLG-Laboratory stool PUR Standard | PU foam, height adjustable 425-540mm, | with hard and soft castors | 257 | 1 | 1 | 101
9732212 | LLG-Laboratory stool PUR Standard | PU foam, height adjustable 425-540mm, | with soft castors | 257 | 1 | 1 | #N/A
9732213 | LLG-Stop-and-Go rolls for LLG-Laboratory chairs | set of 5 castors |  | 257 | 1 | 1 | 9.45
9732220 | Swivel chair Klimastar WS 9220 with arm rest | with castors, backrest and seat from | PUR integral foam, height adjustable 450-620mm | 258 | 1 | 1 | 549.09
9732221 | Laboratory stool WS 1211 XL T GMP w.step-up rail | backrest and seat from PUR integral foam, | height adjustable 640 - 880mm | 258 | 1 | 1 | 613.26
9732222 | Swivel chair WS 1320 KL GMP | ERGO backrest and seat from imitation leather | height adjustable 450 - 620mm | 258 | 1 | 1 | 594.39
9732223 | Saddle stool WS 3520 KL GMP | seat and backrest from imitation leather, | height adjustable 510 - 660mm | 258 | 1 | 1 | 419.97
9732224 | Standing help WS 4211.20 GMP | PUR integral foam, height adjustable 700-910mm |  | 258 | 1 | 1 | 306.1
9732225 | Work place mat Food-Grade | telegrey |  | 259 | 1 | 1 | 115.33
9733060 | Weighing and measuring table TWK I | solid artificial stone plates | 900 x 600 x 750 mm | 367 | 1 | 1 | 935.72
9733070 | Weighing and measuring table TWK II | solid artificial stone plates | 900 x 600 x 750 mm | 367 | 1 | 1 | 1056.46
9733644 | Swivel stool on casters |  |  | 257 | 1 | 1 | 173.32
9733653 |  |  |  | 257 | 1 | 1 | 145.16
9733654 | Turning stool "Indico" black | 47-64 cm, imitation leather |  | 257 | 1 | 1 | 168.98
9733655 |  |  |  | 257 | 1 | 1 | 200.4
9733658 | Swivel stool with castors | with aluminium cross tube base and | gas-strut height adjustment from approx. | 257 | 1 | 1 | 151.65
9733778 | Hand-operated eye showers,one head,sloping | for wall and bench mounting |  | 238 | 1 | 1 | 146.33
9733779 | Hand-operated eye showers,two heads,sloping | for wall and bench mounting |  | 238 | 1 | 1 | 185.34
9733786 | Hand-operated eye showers,one head,vertical | for wall and bench mounting |  | 238 | 1 | 1 | 126.81
9733787 | Eye wash station | in wall box |  | 237 | 1 | 1 | 69.6
9733788 | Eye wash bottle 200ml | single, sterile | Phosphate buffer solution 4,9% | 237 | 1 | 1 | 15.16
9733793 | Eye-wash bottle 500 ml | single, 0,9% NaCL |  | 237 | 1 | 1 | 17.05
9733794 |  | Eye-wash bottle 200 ml | single, 0,9% NaCL | 236 | 1 | 1 | 11.89
9733808 | Plaster dispenser QuickFix | incl. 2x refill packs | water resistant plasters strips | 240 | 1 | 1 | 30.71
9733809 | refill pack Quickfix | with 45 water resistant plasters strips |  | 240 | 1 | 1 | 8.44
9733810 | Body shower ClassicLine | on finery, wall flange | length 625 mm, special showering head | 239 | 1 | 1 | 222.03
9733811 | Body shower ClassicLine | under finery, wall/60mm-3/4" pipe | length 625 mm, special showering head | 239 | 1 | 1 | 222.03
9733812 | Body shower ClassicLine | on finery, over door, wall flange | length 565 mm, special showering head | 239 | 1 | 1 | 317.18
9733816 | Eye emergency station DUO | for the simultaneous flushing of both |  | 236 | 1 | 1 | 86.1
9733817 | Eye wash-bottle pH neutral DUO | for the simultaneous flushing of both eyes |  | 237 | 1 | 1 | 31.02
9733819 | Safety eye-shower ClassicLine | 2x shower heads 45° angled, wall mounting, | water connection 1/2 inch-AG | 238 | 1 | 1 | 175.59
9733825 | Refill pack QuickFix | 30-parts finger dressing | 120x20mm | 240 | 1 | 1 | 11.61
9733826 | QuickRinse Eye wash ampoules | sterile, 0,9% NaCI, | pack of 5 ampoules á 20 ml | 235 | 1 | 1 | 14.78
9733998 | PH/°C meter H991001 | pH -2...+16, -5...+105°C |  | 279 | 1 | 1 | 408.52
9737780 | Microfine grinder drive MF 10 basic |  |  | 540 | 1 | 1 | Refer to Cope
9737781 | Cutting grinding head MF 10.1 | for MF 10 basic |  | 540 | 1 | 1 | Refer to Cope
9737782 | Impact grinding head MF 10.2 | for MF 10 basic |  | 540 | 1 | 1 | Refer to Cope
9737783 | Siev MF 0.25 | Hole size Ø 0.25 mm) | für MF 10 basic | 540 | 1 | 1 | Refer to Cope
9737784 | Siev MF 0.50 | Hole size Ø 0.50 mm) | für MF 10 basic | 540 | 1 | 1 | Refer to Cope
9737785 | Siev MF 1.0 | Hole size Ø 1.0 mm) | für MF 10 basic | 540 | 1 | 1 | Refer to Cope
9737787 | Siev MF 2.0 | Hole size Ø 2.0 mm) | für MF 10 basic | 540 | 1 | 1 | Refer to Cope
9737788 | Siev MF 3.0 | Hole size Ø 3.0 mm) | für MF 10 basic | 540 | 1 | 1 | Refer to Cope
9737789 | Sieve MF 4.0 | (hole size, Ø 4,0 mm) | for MF 10 basic | 540 | 1 | 1 | Refer to Cope
9737790 | Batch mill Tube Mill control | for disposable grinding beakers |  | 537 | 1 | 1 | Refer to Cope
9737791 | Disposable grinding chamber MT 40 | pack of 10 |  | 537 | 1 | 1 | Refer to Cope
9737801 | Analytical mill A 11 basic |  |  | 538 | 1 | 1 | See Cope Price List MP300-20
9737805 | Grinding chamber A 11.4 | for A11 basic |  | 539 | 1 | 1 | See Cope Price List MP305-16
9737806 | Cutting blade A 11.2 | for A11 basic |  | 539 | 1 | 1 | See Cope Price List MP305-11
9737807 | A 11.3 Beater for A11 basic |  |  | 539 | 1 | 1 | See Cope Price List MP305-09
9737815 | Spare beater A 11.1 | for A 11 basic |  | 539 | 1 | 1 | See Cope Price List MP305-47
9737816 | Spare grinding chamber A 11.5 | 80 ml |  | 539 | 1 | 1 | Refer to Cope
9737817 | A 11.6 Double beater for A11 | basic |  | 539 | 1 | 1 | See Cope Price List MP305-48
9737818 | Funnel A 11.7 | for A11 basic |  | 539 | 1 | 1 | Refer to Cope
9737828 | Universal mill M 20 |  |  | 539 | 1 | 1 | Refer to Cope
9737829 | Spare cutter M 21 | stainless steel, for M 20 |  | 540 | 1 | 1 | Refer to Cope
9737830 | Beater M 22 | carbide, for M 20 |  | 540 | 1 | 1 | Refer to Cope
9737831 | Star-shaped cutter M 23 | stainless steel, for M 20 |  | 540 | 1 | 1 | Refer to Cope
9737832 | Grinding chamber M 20.1 | with lid, for M 20 |  | 540 | 1 | 1 | Refer to Cope
9738151 | Mortar RMO/RM 100, hard porcelain |  |  | 525 | 1 | 1 | See Cope Price List MX303-05
9738170 | Mortar mill RM 200 | 220 - 240 V, 50 Hz |  | 525 | 1 | 1 | See Cope Price List MX300-30
9738172 | Mortar RM200 agate |  |  | 525 | 1 | 1 | See Cope Price List MX303-07
9738173 | Pestle RM200 hard porcelain |  |  | 525 | 1 | 1 | See Cope Price List MX303-15
9738174 | Pestle RM200 agate |  |  | 525 | 1 | 1 | See Cope Price List MX303-17
9738200 | Mortar mill "pulverisette 2",w/o.grinding tools | feed volume: 30 - 150 ml |  | 531 | 1 | 1 | 5546.67
9738211 | Grinding sets agate |  |  | 531 | 1 | 1 | 4337.53
9738218 | Grinding beakers 250ml | type C, tungsten carbide |  | 529 | 1 | 1 | 5308.58
9738221 | Grinding beakers 250ml | type C, zirconium oxide |  | 529 | 1 | 1 | 4054.29
9738222 | Grinding beakers 500ml | type C, steel |  | 529 | 1 | 1 | 1938.46
9738223 | Grinding beakers 500ml | type C, stainless steel |  | 529 | 1 | 1 | 2191.85
9738226 | Grinding beakers 500ml | type C, sintered corundum |  | 529 | 1 | 1 | 2761.98
9738227 | Grinding beakers 500ml | type C, zirconium oxide |  | 529 | 1 | 1 | 4725.78
9738231 | Grinding beaker 45 ml, tungsten carbide |  |  | 534 | 1 | 1 | 3544.24
9738232 | Grinding beaker 80 ml, tungsten carbide |  |  | 534 | 1 | 1 | 4254.37
9738235 | Grinding tools,CrNi-steel |  |  | 531 | 1 | 1 | 2405.48
9738240 | Grinding tools,hard porcelain |  |  | 531 | 1 | 1 | 1279.51
9738255 | Planetary mill pulverisette 5 | w.4 grinding bowl fasteners, classic line model I | for 230-240 V/1~, 50-60 Hz, 1600 Watt | 532 | 1 | 1 | 18143.43
9738257 | Planetary mill pulverisette 5 | w.2 grinding bowl fasteners, classic line model II | for 230-240 V/1~, 50-60 Hz, 1600 Watt | 532 | 1 | 1 | 14420.06
9738276 | Rapid rotor mill "pulverisette 14" | w/o. rotor and sieve ring, incl. collecting vessel | with lid, for 100-120 V/1~, 50-60 Hz, 1200 Watt | 535 | 1 | 1 | 7350.78
9738277 | Rapid rotor mill "pulverisette 14" | w/o. rotor and sieve ring, incl. collecting vessel | with lid, for 230-240 V/1~, 50-60 Hz, 1200 Watt | 535 | 1 | 1 | 7350.78
9738303 | Grinding balls, dia.40 mm | silicium nitrite |  | 530 | 1 | 1 | 513.07
9738304 | Grinding balls, dia.30 mm | silicium nitrite |  | 530 | 1 | 1 | 288.59
9738305 | Gridning balls, dia.20 mm | silicium nitrite |  | 530 | 1 | 1 | 108.64
9738310 | Rotary cone sample divider "laborette 27" | w/o.accessories |  | 547 | 1 | 1 | 3467.47
9738311 | Grinding beaker type C, 50 ml | wolframcarbide |  | 529 | 1 | 1 | 2990.04
9738313 | Dividing head, Aluminium, 1 : 8 |  |  | 547 | 1 | 1 | 2635.79
9738314 | Dividing head, Aluminium,PTFE-coated, 1 : 30 |  |  | 547 | 1 | 1 | 4164.8
9738315 | Reducing adapter for beaker 80 ml |  |  | 532 | 1 | 1 | 236.01
9738316 | Dividing head, POM, 1 : 8 |  |  | 547 | 1 | 1 | 2635.79
9738317 | Dividing head, Aluminium, 1 : 10 |  |  | 547 | 1 | 1 | 2782.93
9738318 | Dividing head, Aluminium, 1 : 10 |  |  | 547 | 1 | 1 | 2782.93
9738319 | Dividing head, POM, 1 : 30 |  |  | 547 | 1 | 1 | 4164.8
9738325 | Grinding jars 50ml, type C | zirconium oxide |  | 529 | 1 | 1 | 2597.28
9738327 | Grinding jars 50ml, type C | sinter I (99,8% alumina) |  | 529 | 1 | 1 | 1241.62
9738340 | Grindign beaker type C, 125 ml | stainless steel |  | 529 | 1 | 1 | 1380.99
9738343 | Grinding beaker "comfort" 125ml | silicium nitrite |  | 529 | 1 | 1 | 3927.59
9738345 | Grinding beaker type C, 125 ml | achate |  | 529 | 1 | 1 | 1558.37
9738354 | Gridning beaker "comfort" 250 ml | silicium nitrite |  | 529 | 1 | 1 | 4206.32
9738380 | Grinding balls 10mmØ | sintered corundum |  | 530 | 1 | 1 | 27.14
9738381 | Grinding balls 10mmØ | chrome steel |  | 527 | 1 | 1 | 3.25
9738382 | Grinding balls 10mmØ | stainless steel |  | 527 | 1 | 1 | 4.48
9738383 | Grinding balls 10mmØ | agate |  | 527 | 1 | 1 | 15.67
9738384 | Grinding balls 10mm Ø | tungsten carbide |  | 527 | 1 | 1 | 50.88
9738385 | Grinding balls 20mmØ | sintered corundum |  | 530 | 1 | 1 | 55.96
9738387 | Grinding balls 20mmØ | stainless steel |  | 527 | 1 | 1 | 18.51
9738389 | Grinding balls 20mmØ | tungsten carbide |  | 530 | 1 | 1 | 169.85
9738390 | Grinding balls 30mmØ | sintered corundum |  | 530 | 1 | 1 | 83.1
9738394 | Grinding balls 30mmØ | tungsten carbide |  | 530 | 1 | 1 | 440.62
9738395 | Grinding balls 40mmØ | sintered corundum |  | 530 | 1 | 1 | 120.88
9738400 | Grinding balls dia.10mm | silicium nitrite |  | 530 | 1 | 1 | 30.52
9738403 | Grinding balls 25mmØ | stainless steel |  | 527 | 1 | 1 | 30.52
9738414 | Grinding ball 15 ø | tungsten carbide |  | 527 | 1 | 1 | 122.41
9738417 | Grinding balls 30mmØ | zirconium oxide |  | 530 | 1 | 1 | 203.5
9738418 | Grinding balls 40mmØ | zirconium oxide |  | 530 | 1 | 1 | 384.31
9738419 | Grinding balls 10mmØ | zirconium oxide |  | 527 | 1 | 1 | 50.88
9738421 | Cutting mill"pulverisette 15" | 400V/3-/50Hz/1900W | without rotor | 536 | 1 | 1 | 6160.83
9738424 | rotor made of tempered steel | with rotating and fixed knives |  | 536 | 1 | 1 | 1688.95
9738425 | Grindings balls 2mmØ | 500g, stainless steel |  | 530 | 1 | 1 | 456.1
9738426 | Grindings balls 3mmØ | 500g, stainless steel |  | 530 | 1 | 1 | 456.1
9738429 | Universal support stand | for cutting and impact mills compl. |  | 536 | 1 | 1 | 468.22
9738432 | Sieve insert,trapezoidal holes 0,25 mm |  |  | 536 | 1 | 1 | 207.06
9738433 | Sieve insert,trapezoidal holes 0,50 mm |  |  | 536 | 1 | 1 | 207.06
9738435 | Sieve insert,trapezoidal holes 1,00 mm |  |  | 536 | 1 | 1 | 207.06
9738437 | Sieve insert,trapezoidal holes 2,00 mm |  |  | 536 | 1 | 1 | 207.06
9738441 | Sieve insert,square holes 4,00 mm |  |  | 536 | 1 | 1 | 207.06
9738442 | Sieve insert,square holes 6,00 mm |  |  | 536 | 1 | 1 | 207.06
9738449 | Insert 60l |  |  | 536 | 1 | 1 | 1064.55
9738453 | Grinding beaker 80 ml | stainless steel, with steel frame |  | 534 | 1 | 1 | 1328.13
9738454 | Grinding beaker 45 ml | stainless steel, with steel frame |  | 534 | 1 | 1 | 1302.54
9738455 | Grinding beaker 20 ml | stainless steel, with steel frame |  | 534 | 1 | 1 | 1284.62
9738456 | Grinding beaker 80 ml | zirconium oxide, with steel frame |  | 534 | 1 | 1 | 3518.65
9738457 | Grinding beaker 45 ml | zirconium oxide, with steel frame |  | 534 | 1 | 1 | 3134.8
9738458 | Grinding beaker 20 ml | zirconium oxide, with steel frame |  | 534 | 1 | 1 | 2936.47
9738459 | Grinding beaker 20 ml, sintered corundum |  |  | 534 | 1 | 1 | 1868.08
9738460 | Gridning beaker 45 ml, sintered corundum |  |  | 534 | 1 | 1 | 2098.39
9738461 | Grinding beaker 80 ml, sintered corundum |  |  | 534 | 1 | 1 | 1951.25
9738500 | Knife Mill Grindomix GM 300 | 220-230 V, 50/60 Hz |  | 524 | 1 | 1 | 7145.68
9738501 | Grinding beaker 5 liter | plastic, incl.blade acceptance, | autoclavable, scratch-proof | 524 | 1 | 1 | 650.7
9738502 | Grinding beaker 5 liter | plastic, w/o blade acceptance, | autoclavable, scratch-proof | 524 | 1 | 1 | 337.86
9738503 | Grinding beaker 5 liter | stainless steel, incl.blade-acceptance, | autoclavable | 524 | 1 | 1 | 1165.61
9738504 | Grinding beaker 5 liter | stainless steel, w/o blade-acceptance, | autoclavable | 524 | 1 | 1 | 861.54
9738505 | Standard lid | plastic, transparent, | autoclavable, scratch-proof | 524 | 1 | 1 | 213.98
9738506 | Gravitation lid | plastic, | autoclavable, scratch-proof | 524 | 1 | 1 | 551.81
9738507 | Gravitation lid | with overflow channels, plastic, | autoclavable, scratch-proof | 524 | 1 | 1 | 551.81
9738508 | Universal blade | rustfree steel, autoclavable |  | 524 | 1 | 1 | 551.81
9738509 | Scraper |  |  | 524 | 1 | 1 | 54.28
9738510 | Grinding container 1 Liter | plastic, autoclavable | for GM200 | 524 | 1 | 1 | 198.92
9738512 | Grinding jar,sintered carborundum 1,cap.80 ml |  |  | 532 | 1 | 1 | 1529.01
9738514 | Grinding jar,Tungsten carbide,cap.80 ml |  |  | 532 | 1 | 1 | 3812.94
9738515 | Grinding beaker 80 ml, chrome steel | with lid and filling |  | 532 | 1 | 1 | 1138.76
9738516 | Grinding jar,Cr-Nr-steel,cap.80 ml |  |  | 532 | 1 | 1 | 1178.43
9738518 | Grinding jar,Zirconium oxide,cap.80 ml |  |  | 532 | 1 | 1 | 3122
9738522 | Grinding jar,sintered carborundum 1,cap.250 ml |  |  | 532 | 1 | 1 | 1919.26
9738524 | Grinding jar,tungstene carbide,cap.250 ml |  |  | 532 | 1 | 1 | 5386.73
9738525 | Grinding beaker, 250 ml, chrome steel hardenend | with lid and filling |  | 532 | 1 | 1 | 1356.28
9738526 | Grinding jar,Cr-Ni-steel,cap.250 ml |  |  | 532 | 1 | 1 | 1422.81
9738528 | Grinding jar,Zirconium oxide,cap.250 ml |  |  | 532 | 1 | 1 | 3940.89
9738532 | Grinding jar,sintered carborundum 1,cap.500 ml |  |  | 532 | 1 | 1 | 2750.94
9738535 | Grinding beaker 500 ml, chrome steel GEH | with lid and filling |  | 532 | 1 | 1 | 1944.85
9738536 | Grinding jar,Ni-Cr-steel,cap.500 ml |  |  | 532 | 1 | 1 | 2093.28
9738538 | Grinding jar,Zirconium oxide,cap.500 ml |  |  | 532 | 1 | 1 | 4619.03
9738552 | Grinding balls,sintered carborundum 1,diam. 10 mm |  |  | 533 | 1 | 1 | 26.38
9738554 | Grinding balls,tungsten carbide,diam. 10 mm |  |  | 533 | 1 | 1 | 44.87
9738555 | Grinding balls 10mmØ | hardened steel |  | 533 | 1 | 1 | 3.17
9738556 | Grinding balls,CrNi-steel,diam. 10 mm |  |  | 533 | 1 | 1 | 4.11
9738558 | Grinding balls,Zirconium oxide,diam. 10 mm |  |  | 533 | 1 | 1 | 45.74
9738560 | Grinding balls, 5 mm | stainless steel |  | 533 | 1 | 1 | 2.07
9738562 | Grinding balls,sintered carborundum 1,diam. 20 mm |  |  | 533 | 1 | 1 | 48.99
9738564 | Grinding balls,tungsten carbide,diam. 20 mm |  |  | 533 | 1 | 1 | 163.81
9738565 | Grinding ball 20mm, chrome steel hardened |  |  | 533 | 1 | 1 | 8.01
9738566 | Grinding balls,CrNi-steel,diam. 20 mm |  |  | 533 | 1 | 1 | 17.68
9738568 | Grinding balls,Zirconium oxide,diam. 20 mm |  |  | 533 | 1 | 1 | 110.8
9738572 | Grinding balls,sintered carborundum 1,diam. 30 mm |  |  | 533 | 1 | 1 | 82.89
9738574 | Grinding balls,tungsten carbide,diam. 30 mm |  |  | 533 | 1 | 1 | 422.23
9738575 | Grinding ball 30mm, chrome steel hardened |  |  | 533 | 1 | 1 | 18.29
9738576 | Grinding balls,CrNi-steel,diam. 30 mm |  |  | 533 | 1 | 1 | 35.45
9738578 | Grinding balls,Zirconium oxide,diam. 30 mm |  |  | 533 | 1 | 1 | 198.58
9738582 | Grinding balls,sintered carborundum 1,diam. 40 mm |  |  | 533 | 1 | 1 | 120.54
9738584 | Grinding balls,tungsten carbide,diam. 40 mm |  |  | 533 | 1 | 1 | 765.08
9738585 | Grinding ball 40mm, chrome steel hardened |  |  | 533 | 1 | 1 | 32.89
9738586 | Grinding balls,CrNi-steel,diam. 40 mm |  |  | 533 | 1 | 1 | 75.18
9738588 | Grinding balls,Zirconium oxide,diam. 40 mm |  |  | 533 | 1 | 1 | 385.7
9738770 | Jaw crusher BB 50 | manganese steel / stainless steel | 200-240 V, 50/60 Hz | 515 | 1 | 1 | 14266.02
9738771 | Jaw crusher BB 50 | stainless steel /stainless steel | 200-240 V, 50/60 Hz | 515 | 1 | 1 | 14950.18
9738772 | Jaw crusher BB 50 | tungsten carbide / tungsten carbide | 200-240 V, 50/60 Hz | 515 | 1 | 1 | 19942.02
9738773 | Jaw crusher BB 50 | zirconium oxide / zirkonium oxide | 200-240 V, 50/60 Hz | 515 | 1 | 1 | 22209.88
9738774 | Jaw crusher BB 50 | steel 1.1750 / steel 1.0344 | 200-240 V, 50/60 Hz | 515 | 1 | 1 | 14405.38
9738775 | High-performance ball mill Emax | for max.2 x 45ml, 200-240 V / 50/60 Hz |  | 530 | 1 | 1 | 24883.18
9738776 | Grinding beaker 50ml, stainless steel | for Emax |  | 530 | 1 | 1 | 1571.04
9738777 | Grinding beaker 125ml, stainless steel | for Emax |  | 530 | 1 | 1 | 2153.84
9738778 | Gridning beaker 50ml, zirconium oxide | for Emax |  | 530 | 1 | 1 | 4054.29
9738779 | Grinding beaker 125ml, zirconium oxide | for Emax |  | 530 | 1 | 1 | 5245.23
9738780 | Grinding beaker 50ml, tungsten carbide | for Emax |  | 530 | 1 | 1 | 4801.79
9738781 | Disc Swinging Mill RS 200 | 220-230 V / 50/60 Hz |  | 528 | 1 | 1 | 14177.33
9738782 | Grinding set RS100/RS200, 250ml | special steel |  | 528 | 1 | 1 | 2369.22
9738783 | Grinding set RS100/RS200, 50ml | tungsten carbide |  | 528 | 1 | 1 | 5701.34
9738784 | Grinding set RS100/RS200, 100ml | tungsten carbide |  | 528 | 1 | 1 | 8805.4
9738785 | Grinding set RS100/RS200, 250ml | tungsten carbide |  | 528 | 1 | 1 | 12897.7
9738786 | Grinding set RS100/RS200, 50ml | zirconium oxide |  | 528 | 1 | 1 | 5004.51
9738787 | Handle | for RS200 grinding set |  | 528 | 1 | 1 | 128.53
9738788 | Handle insert | for 50ml grinding beaker | from hardened steel or tungsten carbide | 528 | 1 | 1 | 128.53
9738789 | Handle insert | for 50ml grinding beaker | from achate | 528 | 1 | 1 | 128.53
9738790 | Handle insert | for 50ml grinding beaker | from zirconium oxide | 528 | 1 | 1 | 128.53
9738791 | Handle insert | for 100ml grinding beaker, | from tungsten carbide | 528 | 1 | 1 | 128.53
9738823 | Grinding beaker MM200, 1,5 ml | stainless steel, with lid |  | 526 | 1 | 1 | 330.82
9738827 | Grinding beaker MM200, 5 ml | achate, with lid |  | 526 | 1 | 1 | 728.19
9738829 | Grinding beaker MM200, 5 ml | stainless steel, with lid |  | 526 | 1 | 1 | 358.97
9738833 | Grinding jars MM 200 with lid | 10ml, agate |  | 526 | 1 | 1 | 828.4
9738835 | Grinding jars MM 200 with lid | 10ml, stainless steel |  | 526 | 1 | 1 | 373.05
9738839 | Grinding jars MM 200, with lid | 25ml, stainless steel |  | 526 | 1 | 1 | 487.69
9738847 | Grinding balls 20mmØ | zirconium oxide |  | 527 | 1 | 1 | 113.23
9738848 | Grinding jars with lid for MM 301 | 1,5ml, stainless steel |  | 526 | 1 | 1 | 665.38
9738849 | Grinding jars with lid for MM 400 | 5ml, stainless steel |  | 526 | 1 | 1 | 668.06
9738852 | Grinding jars with lid for MM 301 | 5ml, agate |  | 526 | 1 | 1 | 2014.47
9738860 | Grinding balls 5mmØ | agate |  | 527 | 1 | 1 | 9.57
9738861 | Grinding balls 7mm Ø | agate |  | 527 | 1 | 1 | 10.98
9738864 | Grinding jars with lid for MM 400 | 25ml, tungsten carbide |  | 526 | 1 | 1 | 2217.19
9738868 | Grinding balls 12mmØ | chrome steel |  | 527 | 1 | 1 | 3.88
9738869 | Grinding jars with lid for MM 301 | 25ml, chrome steel |  | 526 | 1 | 1 | 708.15
9738870 | Grinding balls 5mmØ | stainless steel |  | 527 | 1 | 1 | 2.04
9738871 | Grinding balls 7mmØ | stainless steel |  | 527 | 1 | 1 | 2.24
9738873 | Grinding balls 12mmØ | stainless steel |  | 527 | 1 | 1 | 5.29
9738874 | Grinding jars with lid for MM 400 | 25ml, PTFE |  | 526 | 1 | 1 | 513.07
9738875 | Grinding jars with lid for MM 400 | 35ml, stainless steel |  | 526 | 1 | 1 | 801.68
9738877 | Grinding balls 7mmØ | tungsten carbide |  | 527 | 1 | 1 | 32.22
9738880 | Grinding jars with lid for MM 400 | 35ml, zirconium oxide |  | 526 | 1 | 1 | 2128.5
9738885 | Grinding jars with lid vor MM 400 | 50ml, stainless steel |  | 526 | 1 | 1 | 912.21
9738888 | Grinding balls 20mmØ | PTFE with steel core |  | 527 | 1 | 1 | 201.3
9738914 | Ring sieve | conidur holes 0,25mm |  | 521 | 1 | 1 | 253.39
9738915 | Ring sieve | conidur holes 0,50mm |  | 521 | 1 | 1 | 253.39
9738916 | Ring sieve | conidur holes 0,75mm |  | 521 | 1 | 1 | 253.39
9738917 | Ring sieve | conidur holes 1,00mm |  | 521 | 1 | 1 | 253.39
9738952 | Grinding set RS100, 50 ml | special steel |  | 528 | 1 | 1 | 1380.99
9738953 | Grinding set RS100, 50 ml | Achat |  | 528 | 1 | 1 | 4789.12
9738955 | Grinding set RS100, 100 ml | special steel |  | 528 | 1 | 1 | 1697.73
9738956 | Grindign set RS100, 100 ml | Achat |  | 528 | 1 | 1 | 7259.7
9738960 | Grinding jars with lid for MM 301 | 10ml, stainless steel |  | 526 | 1 | 1 | 681.42
9738961 | Grinding jars with lid for MM 301 | 10ml, agate |  | 526 | 1 | 1 | 2166.51
9738962 | Grinding jars with lid for MM 301 | 10ml, zirconium oxide |  | 526 | 1 | 1 | 1457.01
9738963 | Grinding jars with lid for MM 301 | 10ml, tungsten carbide |  | 526 | 1 | 1 | 2077.82
9738964 | Grinding jars with lid for MM 400 | 25ml, stainless steel |  | 526 | 1 | 1 | 721.51
9738965 | Grinding jars with lid for MM 400 | 25ml, zirconium oxide |  | 526 | 1 | 1 | 1507.69
9738966 | Grinding beaker MM 400, 35 ml | PTFE, screwed lid |  | 526 | 1 | 1 | 574.53
9738970 | Ultra centrifugal mill ZM 200 | 230V, 50/60Hz |  | 520 | 1 | 1 | 7348.39
9738971 | Feeder kit DR 100 | for ZM 200, 220-240 V, 50 Hz, | incl. feeding kit with chute 75/40 mm | 521 | 1 | 1 | 3015.37
9738972 | Ring sieve ZM 200 / ZM 100 stainless steel | trapezoid holes 0.08 mm |  | 521 | 1 | 1 | 200.45
9738973 | Ring sieve ZM 200 / ZM 100 stainless steel | trapezoid holes 0.12 mm |  | 521 | 1 | 1 | 200.45
9738974 | Ring sieve ZM 200 / ZM 100 stainless steel | trapezoid holes 0.20 mm |  | 521 | 1 | 1 | 200.45
9738975 | Ring sieve ZM 200 / ZM 100 stainless steel | trapezoid holes 0.25 mm |  | 521 | 1 | 1 | 200.45
9738976 | Ring sieve ZM 200 / ZM 100 stainless steel | trapezoid holes 0.50 mm |  | 521 | 1 | 1 | 200.45
9738977 | Ring sieve ZM 200 / ZM 100 stainless steel | trapezoid holes 0.75 mm |  | 521 | 1 | 1 | 200.45
9738978 | Ring sieve ZM 200 / ZM 100 stainless steel | trapezoid holes 1.00 mm |  | 521 | 1 | 1 | 200.45
9738979 | Ring sieve ZM 200 / ZM 100 stainless steel | trapezoid holes 1.50 mm |  | 521 | 1 | 1 | 200.45
9738980 | Ring sieve ZM 200 / ZM 100 stainless steel | trapezoid holes 2.00 mm |  | 521 | 1 | 1 | 200.45
9738981 | Ring sieve ZM 200 / ZM 100 stainless steel | round holes 3.00 mm |  | 521 | 1 | 1 | 200.45
9738982 | Ring sieve ZM 200 / ZM 100 stainless steel | round holes 4.00 mm |  | 521 | 1 | 1 | 200.45
9738983 | Ring sieve ZM 200 / ZM 100 stainless steel | round holes 5.00 mm |  | 521 | 1 | 1 | 200.45
9738984 | Ring sieve ZM 200 / ZM 100 stainless steel | round holes 6.00 mm |  | 521 | 1 | 1 | 200.45
9738987 | Replacement grinding set for ZM 200 | with rotor, labyrinth disk and 50ml cassette |  | 521 | 1 | 1 | 2204.52
9738990 | Cyclone with catching jar 5 Ltr. | and filter bag |  | 521 | 1 | 1 | 2711.3
9739001 | Disc mill "pulverisette 13" | without milling disc | 400V/3-, 50-60Hz, 2050W | 531 | 1 | 1 | 16799.95
9739002 | Fixed milling disc 200mm | hardened cast steel |  | 531 | 1 | 1 | 926.36
9739003 | Mobile milling disc 200mm | hardened cast steel |  | 531 | 1 | 1 | 926.36
9739006 | Fixed milling disc 200mm | zirconium oxide |  | 531 | 1 | 1 | 5794.89
9739007 | Mobile milling disc 200mm | zirconium oxide |  | 531 | 1 | 1 | 5794.89
9739030 | Disc mill DM 200 | without grinding assembly | 400V, 50/60Hz, 3 ph | 525 | 1 | 1 | 17053.34
9739031 | Grinding assembly for DM 200 | hardened steel |  | 525 | 1 | 1 | 1913.12
9739032 | Grinding assembly for DM 200 | manganese steel |  | 525 | 1 | 1 | 2838
9739033 | Grinding assembly for DM 200 | tungsten carbide |  | 525 | 1 | 1 | 19789.98
9739034 | Grinding assembly for DM 200 | zirconium oxide |  | 525 | 1 | 1 | 12036.16
9739064 | Tuck rotor with 6 teeth | stainless steel |  | 521 | 1 | 1 | 1735.74
9739065 | Tuck rotor with 12 teeth | stainless steel |  | 521 | 1 | 1 | 1735.74
9739066 | Tuck rotor with 24 teeth | stainless steel |  | 521 | 1 | 1 | 1735.74
9739067 | Cutting Mill SM 200 | stainless steel, | 3/N~400V 50Hz | 523 | 1 | 1 | 12010.82
9739069 | Cutting Mill SM 100 | stainless steel | 3~400V 50Hz | 523 | 1 | 1 | 6385.5
9739074 | 6-disc rotor | stainless steel, | with reversible cutting tips | 523 | 1 | 1 | 2331.21
9739080 | Mixer mill MM 200 | 100-240V, 50/60 Hz |  | 526 | 1 | 1 | 5891.38
9739083 | Cutting Mill SM 300 | stainless steel, | 220-230 V, 50/60 Hz | 523 | 1 | 1 | 14848.82
9739091 | Mixer mill MM 400 | 100-240 V, 50/60 Hz |  | 526 | 1 | 1 | 6955.63
9739093 | Jaw crasher BB 300 | 400V, 50Hz, 3-ph, manganese steel |  | 515 | 1 | 1 | 37248.75
9739098 | Jaw crushers BB 100 | 400V, 50Hz, 3-ph |  | 515 | 1 | 1 | 16128.45
9739147 | Sample divider PT 100 | 220-240 V, 50 Hz |  | 547 | 1 | 1 | 9400.87
9739160 | Grinding balls 5mm | zirconium oxide |  | 533 | 1 | 1 | 2.87
9739162 | Grinding balls 15mm | sintered corundum I |  | 533 | 1 | 1 | 44.35
9739163 | Grinding balls 15mm | metal hard |  | 533 | 1 | 1 | 122.97
9739165 | Grinding balls 15mm | CrNi steel |  | 533 | 1 | 1 | #N/A
9739166 | Grinding balls 15mm | zirconium oxide |  | 533 | 1 | 1 | 104.82
9739200 | Grooving divisor RT 6.5 | feed size 12x6,3mm |  | 547 | 1 | 1 | 685.43
9739201 | Riffle boxes RT 12,5 | with 18 passages 12,5mm |  | 547 | 1 | 1 | 685.43
9739202 | Riffle boxes RT 25 | with 16 passages 25mm |  | 547 | 1 | 1 | 1244.17
9739203 | Riffle boxes RT 37.5 | with 12 passages 37,5mm |  | 547 | 1 | 1 | 1244.17
9739204 | Riffle boxes RT 50 | with 8 passages 50mm |  | 547 | 1 | 1 | 1244.17
9739205 | Riffle boxes RT 75 | with 6 throughputs/charge |  | 547 | 1 | 1 | 1244.17
9739208 | Glass container 1l |  |  | 524 | 1 | 1 | 820.38
9739209 | PP gravity lid for 1l | glass and steel containers |  | 524 | 1 | 1 | 326.6
9739210 | POM gravitiy lid for 0,3l | plastic container |  | 524 | 1 | 1 | 206.57
9739211 | POM gravitiy lid for 0,3l | glass and steel container |  | 524 | 1 | 1 | 206.57
9739212 | Scraper for Grindomix |  |  | 524 | 1 | 1 | 23.74
9739213 | Plastic container, 1l, PP |  |  | 524 | 1 | 1 | 81.4
9739218 | POM gravity lid for 1l | plastic container |  | 524 | 1 | 1 | 326.6
9739222 | PP lid for chamber reduction two 0,5l |  |  | 524 | 1 | 1 | 94.98
9739223 | Sieve shaker | AS 200 basic |  | 541 | 1 | 1 | #N/A
9739224 | Sieve shaker | AS 200 digit |  | 541 | 1 | 1 | #N/A
9739238 | Static ball 6mm, 150g |  |  | 544 | 1 | 1 | 36.62
9739241 | Sieve shaker AS 300 control | 100-240V, 50/60 Hz |  | 541 | 1 | 1 | #N/A
9739242 | Sieve shaker AS 400 control | 100-240V, 50-60Hz |  | 542 | 1 | 1 | 5561.97
9739243 | Sieve stand fpr max. 10 sieves | up to 203mm, 50mm high |  | 544 | 1 | 1 | 339.27
9739248 | Stainless steel container 1l |  |  | 524 | 1 | 1 | 495.71
9739252 | Knife mill Grindomix GM 200 | 220 - 240 V, 50/60 Hz |  | 524 | 1 | 1 | 4016.28
9739254 | Knife from titan | for GM 200 |  | 524 | 1 | 1 | 316.74
9739255 | Test sieve set for AS 200, 200x50mm | mesh size 45,63,125,250,500µm, | 1,2 and 4mm | 542 | 1 | 1 | 895.59
9739256 | Test sieve set for AS 300, 305x50mm | mesh size 630µm, 1,25, 2,5, 5, 10, 20 and 31,5mm |  | 542 | 1 | 1 | 1420.58
9739257 | Test sieve set for AS 400, 400x65mm | mesh size, 500µm, 1,2,5,10 and 20mm |  | 542 | 1 | 1 | 1925
9739270 | Planetary ball mill PM 100 | 230V, 50/60Hz |  | 529 | 1 | 1 | 7703.14
9739271 | Planetary ball mill PM 200 | 230V, 50/60 Hz |  | 529 | 1 | 1 | 10097.7
9739273 | Sieve shaker AS 200 control | 110-240V/50/60Hz |  | 541 | 1 | 1 | #N/A
9739274 | Planetary ball mill PM 400 | 220 - 230 V, 50/60 Hz |  | 529 | 1 | 1 | 18535.69
9739275 | Planetary ball mill PM 100 CM | 230 V, 50/60 Hz |  | 529 | 1 | 1 | 7703.14
9739277 | Sieve shaker AS 450 | 230 V, 50/60 Hz |  | 541 | 1 | 1 | 8856.08
9739278 | Sieve shaker AS 450 basic | incl. Sieve clamping unit | 20µm-125mm | 541 | 1 | 1 | #N/A
9739279 | Test sieve set for AS 450, 450mm | sieve mesh size 63µm, 125µm, 250µm, 500µm, | 1mm, 2mm, 4mm | 542 | 1 | 1 | 3664.69
9739299 | Swing mill CryoMill | 100-240 V, 50/60 Hz |  | 527 | 1 | 1 | 10769.2
9739300 | Cutting mill,Pulverisette 19,w/o.accessories | max.feed size: 70 x 80 mm,throughput upto 60 kg/h |  | 536 | 1 | 1 | 11291.66
9739321 | Rotor with V-cutter and knives, tool steel |  |  | 536 | 1 | 1 | 2544.94
9739331 | Sieve cassette,trapezoidal holes 0,50 mm |  |  | 536 | 1 | 1 | 446.4
9739333 | Sieve cassette,trapezoidal holes 1,00 mm |  |  | 536 | 1 | 1 | 446.4
9739335 | Sieve cassette,trapezoidal holes 2,00 mm |  |  | 536 | 1 | 1 | 446.4
9739340 | Sieve cassette,square holes 4,00 mm |  |  | 536 | 1 | 1 | 446.4
9739341 | Sieve cassette,square holes 6,00 mm |  |  | 536 | 1 | 1 | 446.4
9739343 | Grinding bowls 5 ml volume | PTFE |  | 535 | 1 | 1 | 495.21
9739345 | Pulverisette 23,w/o.accessories | 240V/100W |  | 535 | 1 | 1 | 3800.14
9739346 | Grinding jar 10 ml | stainless steel |  | 535 | 1 | 1 | 326.99
9739347 | Grinding jar 15 ml | stainless steel |  | 535 | 1 | 1 | 359.69
9739350 | Collection vessel,cap. 3 ltr. |  |  | 536 | 1 | 1 | 420.82
9739351 | Large collection vessel,cap. 20 ltrs |  |  | 536 | 1 | 1 | 757
9739500 | Test sieve-control-sand | grain size 0,125 - 2,00mm, 202 g | pack of 3 | 545 | 1 | 1 | 62.97
9739607 | Collecting receptacle, 30 litre | plastic, incl. adapter | and filter hose | 523 | 1 | 1 | 654.7
9739608 | Collecting unit 250/500 ml | incl. 2 sample bottles |  | 523 | 1 | 1 | 483.68
9763381 | Accessories for muffle furnace M 110 | Type Chimney |  | 826 | 1 | 1 | 290.26
9763382 | Drip tray |  |  | 826 | 1 | 1 | 147.14
9764185 | Muffle furnace,M 104,upto 1000°C,cap. 3,5 ltrs | with Digicon controller |  | 826 | 1 | 1 | 4920.62
9764186 | Muffle furnace,M 104,upto 1000°C,cap. 3,5 ltrs | with Digicon controller |  | 826 | 1 | 1 | 5184.05
9764187 | Muffle furnace,M 104,upto 1000°C,cap. 3,5 ltrs | with Digicon controller |  | 826 | 1 | 1 | 6257.52
9764188 | Muffle furnace,M 104,upto 1000°C,cap. 3,5 ltrs | with Thermicon P controller |  | 826 | 1 | 1 | 6211.42
9764189 | Muffle furnace,M 104,upto 1000°C,cap. 3,5 ltrs | with Thermicon P controller and exhaust fan |  | 826 | 1 | 1 | 7205.86
9764191 | Exhaust flue |  |  | 826 | 1 | 1 | 385.39
9764192 | Drip tray |  |  | 826 | 1 | 1 | 102.74
9764195 | Muffle furnace,M 104,upto 1000°C,cap. 3,5 ltrs | with Digicon controller |  | 826 | 1 | 1 | 5431.01
9764196 | Muffle furnace,M 104,upto 1000°C,cap. 3,5 ltrs | with Digicon controller and exhaust fan |  | 826 | 1 | 1 | 6917.19
9764197 | Muffle furnace,M 104,upto 1000°C,cap. 3,5 ltrs | with Thermicon P controller |  | 826 | 1 | 1 | 6306.91
9764198 | Muffle furnace,M 104,upto 1000°C,cap. 3,5 ltrs | with Thermicon P controller and exhaust fan |  | 826 | 1 | 1 | 6873.28
9764210 | Muffle furnace, M110,upto +1100°C,cap. 9 ltrs | with Digicon controller |  | 826 | 1 | 1 | 6425.14
9764211 | Muffle furnace, M110,upto +1100°C,cap. 9 ltrs | with Thermicon P controller |  | 826 | 1 | 1 | 7535.3
9764212 | Muffle furnace, M110,upto +1100°C,cap. 9 ltrs | with Thermicon P controller and exhaust fan |  | 826 | 1 | 1 | 8804.77
9764213 | Muffle furnace, M110,upto +1100°C,cap. 9 ltrs | with Digicon controller and exhaust fan |  | 826 | 1 | 1 | 7722.21
9764231 | Chamber furnace, K 114,upto +1100°C,cap. 3,5 ltrs | with Digicon controller |  | 826 | 1 | 1 | 4170.95
9764232 | Chamber furnace, K 114,upto +1100°C,cap. 3,5 ltrs | with Digicon controller |  | 826 | 1 | 1 | 4440.96
9764233 | Chamber furnace, K 114,upto +1100°C,cap. 3,5 ltrs | with Thermicon P controller |  | 826 | 1 | 1 | 5437.6
9764235 | Chamber furnace, K 114,upto +1100°C,cap. 3,5 ltrs | with Digicon controller |  | 826 | 1 | 1 | 3997.52
9764503 | Muffle furnaces, L 3/11/P330 | upto +1100°C, cap. 3 ltrs |  | 825 | 1 | 1 | Refer to Cope
9764504 | Muffle furnaces L 24/11/P330 | with controller | 230 V | 825 | 1 | 1 | Refer to Cope
9764505 | Muffle furnaces, L 5/S,upto +1100°C,cap. 5 ltrs |  |  | 825 | 1 | 1 | Refer to Cope
9764506 | Muffle furnaces L 40/11/P330 | with controller | 230 volt | 825 | 1 | 1 | Refer to Cope
9764507 | Muffle furnaces with controller | L15/11/P330, 230V |  | 825 | 1 | 1 | Refer to Cope
9764508 | Muffle furnace L 1/12/R6 | with temperature controller, | 230 V | 825 | 1 | 1 | Refer to Cope
9764509 | Muffle furnaces, L 9/S,upto +1100°C,cap. 9 ltrs |  |  | 825 | 1 | 1 | Refer to Cope
9764537 | Compact Muffle furnaces LE 2/11/R6 | volume 2 L, 1,8 kW, | with controller, 230 volt | 825 | 1 | 1 | See Cope Price List FX118-10
9764538 | Compact Muffle furnaces LE 4/11/R6 | volume 4 L, 1,8 kW, | with controller, 30 volt | 825 | 1 | 1 | See Cope Price List FX118-20
9764539 | Compact Muffle furnaces LE 6/11/B150 | volume 6 L, 1,8 kW, | with controller B150, 230 volt | 825 | 1 | 1 | See Cope Price List FX118-30
9764540 | Compact Muffle furnaces LE 6/11/C290 | volume 6 L, 1,8 kW, | with controller, 230 volt | 825 | 1 | 1 | Refer to Cope
9764541 | Compact Muffle furnaces LE 14/11/B150 | with controller | 230 volt | 825 | 1 | 1 | See Cope Price List FX118-40
9764542 | Compact Muffle furnaces LE 14/11/C290 | with controller | 230 volt | 825 | 1 | 1 | Refer to Cope
9764543 | Compact muffle furnace LE 1/11/R6 | volume 1 L, 1,5 kW, | with controller, 230 V | 825 | 1 | 1 | Refer to Cope
9764575 | Ashing furnace LV 3/11/P330 | with controller P 330 | 1100°C max. | 827 | 1 | 1 | Refer to Cope
9764576 | Ashing furnace LV 9/11/P330 | with controller P 330 | 1100°C max. | 827 | 1 | 1 | Refer to Cope
9764577 | Ashing furnace LV 15/11/P330 | with controller P 330 | 1100°C max. | 827 | 1 | 1 | Refer to Cope
9764578 | Ashing furnace LVT 3/11/B180 | with controller B 180 | 1100°C max., with lift door | 827 | 1 | 1 | Refer to Cope
9764579 | Ashing furnace LVT 3/11/P330 | with controller P 330 | 1100°C max., with lift door | 827 | 1 | 1 | Refer to Cope
9764580 | Ashing furnace LVT 5/11/B180 | with controller B 180 | 1100°C max., with lift door | 827 | 1 | 1 | Refer to Cope
9764582 | High temperature furnace HTCT 03/14/P330 | with controller P 330, | SiC rod heated, max. 1400°C | 827 | 1 | 1 | Refer to Cope
9764584 | High temperature furnace HTCT 03/15/P330 | with controller P 330, | SiC rod heated, max. 1500°C | 827 | 1 | 1 | Refer to Cope
9764585 | High temperature furnace HTCT 08/15/P330 | with controller P 330, | SiC rod heated, max. 1500°C | 827 | 1 | 1 | Refer to Cope
9764586 | High temperature furnace HTCT 01/16/P330 | with controller P 330, | SiC rod heated, max. 1550°C | 827 | 1 | 1 | Refer to Cope
9764587 | High temperature furnace HTCT 03/16/P330 | with controller P 330, | SiC rod heated, max. 1550°C | 827 | 1 | 1 | Refer to Cope
9764588 | High temperature furnace HTCT 08/16/P330 | with controller P 330, | SiC rod heated, max. 1550°C | 827 | 1 | 1 | Refer to Cope
9764589 | High temperature furnace HTC 08/14/P330 | with controller P 330, max. 1400°C | SiC rod heated, with clap door | 827 | 1 | 1 | Refer to Cope
9764590 | High temperature furnace HTC O3/15/P330 | with controller P 330, max. 1500°C | SiC rod heated, with clap door | 827 | 1 | 1 | Refer to Cope
9764591 | High temperature furnace HTC 08/15/P330 | with controller P 330, max. 1500°C | SiC rod heated, with clap door | 827 | 1 | 1 | Refer to Cope
9764592 | High temperature furnace HTC 08/16/P330 | with controller P 330, max. 11550C | SiC rod heated, with clap door | 827 | 1 | 1 | Refer to Cope
9770106 | Slide drying bench,435x178x75 mm | for upto 50 slides 76 x 25 mm | 220 - 240 V | 1277 | 1 | 1 | See Cope Price List HG310-10
9773701 | FiveEasy FE30-Basic conductivity meter | (instrument only) incl.user manual, | short manual and power adapter | 322 | 1 | 1 | Refer to Cope
9773702 | FiveEasy Plus pH FEP20-Basic | instrument only) incl. operating manual, | Quick Guide, power adapter | 292 | 1 | 1 | See Cope Price List PH615-22
9773703 | FiveEasy Plus pH FEP20 ATC Kit Laboratory | instrument FEP20-BASIC incl. pH-electrode LE438, | electrode arm, each 2xpH buffer sachets 4.01/7.00 | 292 | 1 | 1 | See Cope Price List PH615-12
9773710 | Printer RS-P28 | with date and time, for SevenEasy S20 | with EU and UK plug | 294 | 1 | 1 | 874.53
9773711 | FiveEasy FEP30-BASIC conductivity meter | (instrument only) incl.operating manual, | Quick guide and power adapter | 322 | 1 | 1 | See Cope Price List CU665-57
9773712 | FiveEasy FEP30-Kit conductivity meter | FEP30-BASIC incl.conductivity sensor LE703, | electrode arm, ea.2xsachets 1413 µS/cm/12.88 mS/sm | 322 | 1 | 1 | See Cope Price List CU665-22
9773720 | FiveGo FG3-BASIC Conductivity meter | incl.electrode clip, hand belt, | user manual and 4 batteries | 317 | 1 | 1 | See Cope Price List CU616-21
9773721 | FiveGo FG3-KIT Conductivity meter | wit access.: electrode LE703, caps IP54, | standard bags: 2x1413 µS/cm and 2x12.88 mS/cm | 317 | 1 | 1 | See Cope Price List CU616-09
9773722 | FiveGo FG4-BASIC measuring unit solved oxygen | incl.electrode clip, hand belt, | user manual and 4 batteries | 329 | 1 | 1 | #N/A
9773723 | FiveGo FG4-KITmeasuring unit solved oxygen | with access.: sensor LE621, temperature probe | NTC 30, caps IP54 | 329 | 1 | 1 | #N/A
9773724 | FiveGo FG4-FIELDKIT | FG4-BASIC and FG4-KIT with carrier bag | and 4 sample vials | 329 | 1 | 1 | #N/A
9773850 | Laboratory-pH-meter Lab 850 set | incl. cover Z 880, stand S4D Z 865, power supply | Z 850, BlueLine 14 pH, calibration solution | 290 | 1 | 1 | Refer to Cope
9773851 | Laboratory-pH-meter Lab 870 Set | incl. cover Z 880, stand S4D Z 865, | power supply Z 850, BlueLine 14 pH ID, | 290 | 1 | 1 | Refer to Cope
9773852 | Laboratory-pH-meter Lab 870 BNC Set | incl. cover Z 880, stand S4D Z 865, | power supply Z 850, BlueLine 15 pH ID, | 290 | 1 | 1 | Refer to Cope
9773855 | Laboratory-pH-meter Lab 860 set | incl. cover Z 880, stand S4D Z 865, power supply | Z 850, BlueLine 14 pH, calibration solution | 290 | 1 | 1 | Refer to Cope
9773857 | Digital laboratory pH meter | ProLab 3000 Set |  | 334 | 1 | 1 | Refer to Cope
9773859 | Digital laboratory pH meter | ProLab 3000 BNC Set |  | 334 | 1 | 1 | Refer to Cope
9773861 | Digital laboratory multi meter | ProLab 4000 Set |  | 334 | 1 | 1 | Refer to Cope
9773863 | Digital laboratory multi meter | ProLab 4000 BNC Set |  | 334 | 1 | 1 | Refer to Cope
9773919 | Measuring beaker 50 ml | plastic, pack of 10 |  | 288 | 1 | 1 | 25.77
9773920 | pH/°C tester pHep®4 waterproof | resolution 0,1 pH, with battery |  | 277 | 1 | 1 | See Cope Price List PJ820-14
9773921 | Spare electrode for pHep 4/5 |  |  | 277 | 1 | 1 | 85.95
9773930 | pH tester Checker 1,range 0 - 14 pH |  |  | 277 | 1 | 1 | See Cope Price List PJ820-75
9773931 | Spare pH-electrode |  |  | 277 | 1 | 1 | See Cope Price List PJ822-25
9773932 | Calibration kit,5 each of 20 ml pH 4 and pH 7 |  |  | 277 | 1 | 1 | #N/A
9773933 | Calibration kit, 10 x 20 ml pH 7 |  |  | 277 | 1 | 1 | 25.31
9773934 | Calibration kit, 5 each of 20 ml pH 7 and 10 |  |  | 277 | 1 | 1 | 26.75
9773944 | Pocket pH meter Piccolo Plus | HI 98113 |  | 278 | 1 | 1 | 265.87
9773945 | Pocket pH meter PICCOLO II | HI 98112 |  | 278 | 1 | 1 | 239.93
9773946 | Pocket pH meter PICCOLO | HI 98111 |  | 278 | 1 | 1 | 219.18
9773947 | Spare electrodes, 90 mm |  |  | 278 | 1 | 1 | 82.8
9773948 | Spare electrodes, 160 mm |  |  | 278 | 1 | 1 | 82.8
9773950 | Spare electrodes, 160 mm |  |  | 278 | 1 | 1 | 101.57
9773953 | pH meter, HI 83141 | with electrode HI 1230 B and probe |  | 279 | 1 | 1 | 324.22
9773959 | pH meter HI 8314 | with electrode HI 1217 D |  | 279 | 1 | 1 | 324.22
9773978 | Portable pH meter HI 9125 | -2.00 to 16.00 pH |  | 279 | 1 | 1 | 510.84
9773979 | Portable pH meter HI 9126 | -2.00 to 16.00 pH |  | 279 | 1 | 1 | 547.76
9773981 | Laboratory pH/mV/°C meter HI 2211-02 | with mV range, | incl. temperature sensor HI 7669/2W | 288 | 1 | 1 | See Cope Price List PJ860-51
9773982 | Electrode HI 1296D | for HI 991001, HI 991002 and HI 991003, | titanum, gel, DIN plug, 1 m cable | 279 | 1 | 1 | 223.06
9773987 | Storage solution 500 ml |  |  | 311 | 1 | 1 | See Cope Price List PJ857-27
9773992 | Conductivity calibration solution | 84 µS/cm, 500 ml |  | 325 | 1 | 1 | 23.42
9773993 | Conductivity calibration solution | 80000 µS/cm, 500 ml |  | 325 | 1 | 1 | 37.51
9773994 | Table pH meter HI 2215-02 |  |  | 288 | 1 | 1 | #N/A
9773995 | Combination tester | pH/LF/temperature | waterproof, with batteries | 332 | 1 | 1 | 202.99
9773996 | Combination tester | pH/LF/temperature | waterproof, with batteries | 332 | 1 | 1 | 202.99
9773997 | Dissolved oxygen meter HI 9146-04 | waterproof, °C, with probe HI 76407/4F, | 4 m cable, in transport case | 326 | 1 | 1 | 664.69
9773999 | Dissolved oxygen meter HI 9146-10 | waterproof, °C, with probe HI 76407/10F, | 10 m cable, in transport case | 326 | 1 | 1 | 738.54
9774117 | Safe Kit: | Kit with a storage sleeve, | techn. buffer solution pH 4 and 7, | 281 | 1 | 1 | Refer to Cope
9774118 | Reinforcement SM Pro | rubber elastic, for ProfiLine |  | 281 | 1 | 1 | Refer to Cope
9774317 | Portable pH-meter pH 3110-Set 3 | in kit compl. with SenTix® 81 |  | 280 | 1 | 1 | Refer to Cope
9774318 | Portable pH-meter pH 3210 Set 3 | in kit compl. with SenTix® 81 | and accessories | 281 | 1 | 1 | Refer to Cope
9774319 | Portable pH-meter pH 3210 Set 4 | in kit compl. with SenTix® 51 | and accessories | 281 | 1 | 1 | Refer to Cope
9774329 | Portable pH-meter pH 3310-Set 4 | in kit compl. with SenTix® 51 | and accessories | 281 | 1 | 1 | Refer to Cope
9774337 | Portable pH-meter pH 3310 |  |  | 281 | 1 | 1 | Refer to Cope
9774340 | Portable Oxi Meter Oxi 3205-Set 1 | in transport case with CellOx® 325 | and accessories | 327 | 1 | 1 | 1431.56
9774343 | Portable Oxi Meter Oxi 3205-Set 3 | in transport case with DurOx® 325 | and accessories | 327 | 1 | 1 | #N/A
9774350 | Portable oxi-meter Oxi 3210 |  |  | 327 | 1 | 1 | #N/A
9774351 | Portable oxi-meter Oxi 3210-Set 1 | in transport case with CellOx® 325 | and accessories | 327 | 1 | 1 | #N/A
9774354 | Portable pH-meter pH 3110-Set 2 | in transport case with mit SenTix® 41 |  | 280 | 1 | 1 | Refer to Cope
9774355 | Portable pH-meter pH 3210-Set 2 | in transport case with SenTix® 41 |  | 281 | 1 | 1 | Refer to Cope
9774356 | Portable pH-meter pH 3310-Set 2 | in transport case with SenTix® 41 | and accessories | 281 | 1 | 1 | Refer to Cope
9774357 | Portable oxi-meter Oxi 3210-Set 3 | in transport case with DurOx® 41 | and accessories | 327 | 1 | 1 | #N/A
9774358 | Portable conductivity meter Cond 3110-Set 1 | in transport case with TetraCon® 325 | and accessories | 315 | 1 | 1 | 998.22
9774367 | Pocket pH meter pH 3110 |  |  | 280 | 1 | 1 | Refer to Cope
9774372 | Pocket conductivity meter Cond 3110 |  |  | 315 | 1 | 1 | 655.18
9774375 | Portable pH-meter pH 3310-Set 3 | in kit compl.with SenTix® 81 | and accessories | 281 | 1 | 1 | Refer to Cope
9774376 | Portable-pH-Meter pH 3110-Set 1 | in kit compl. with SenTix® 21 |  | 280 | 1 | 1 | Refer to Cope
9774377 | Portable-pH-Meter pH 3210 |  |  | 281 | 1 | 1 | Refer to Cope
9774378 | Portable Oxi Meter Oxi 3205 |  |  | 327 | 1 | 1 | 719.29
9774379 | Portable conductometer Cond 3210 |  |  | 315 | 1 | 1 | #N/A
9774390 | Vario cond set conductivity instrument | with case, Tetracon and KCL solution |  | 316 | 1 | 1 | #N/A
9774391 | Vario cond set conductivity instrument | with case, LR/01/V |  | 316 | 1 | 1 | #N/A
9774398 | Portable conductometer Cond 3210-Set 1 | in transport case with TetraCon® 325 | and accessories | 315 | 1 | 1 | #N/A
9774399 | Portable conductometer Cond 3210-Set 4 | in transport case | and accessories | 315 | 1 | 1 | #N/A
9774400 | Portable-conductometer Cond 3310-Set 1 | in kit compl. with TetraCon® 325 | and accessories | 316 | 1 | 1 | 1116.51
9774401 | Portable conductometer Cond 3310-Set 2 | in kit compl. with TetraCon® 325 | and accessories | 316 | 1 | 1 | #N/A
9774402 | Portable conductometer Cond 3310-Set 4 | in kit compl. with LR 325/01 | and accessories | 316 | 1 | 1 | #N/A
9774403 | Portable conductometer Cond 3110-Set 2 | in kit compl. with TetraCon® 325 | and accessories | 315 | 1 | 1 | #N/A
9774404 | Portable conductometer Cond 3110-Set 3 | in kit compl. with KLE 325 | and accessories | 315 | 1 | 1 | #N/A
9774405 | Portable conductometer Cond 3210-Set 12 | in kit compl. with TetraCon® 325 | and accessories | 315 | 1 | 1 | #N/A
9774406 | Portable Oxi-Meter Oxi 3205-Set 2 | in kit compl. with CellOx® 325 | and accessories | 327 | 1 | 1 | #N/A
9774407 | Portable Oxi-meter Oxi 3210-Set 2 | in kit compl. with CellOx® 325 | and accessories | 327 | 1 | 1 | #N/A
9774409 | Portable-conductometer Cond 3310 |  |  | 316 | 1 | 1 | 728.49
9775160 | Spectrophotometer Genova Plus | wavelength 198 bis 1000 nm | incl.micro cuvette holder | 1313 | 1 | 1 | See Cope Price List SJ372-80
9775161 | Single cuvette holder | for 10x10mm |  | 1313 | 1 | 1 | Refer to Cope
9775162 | Single cuvette holder, water heated | for 10x10mm |  | 1313 | 1 | 1 | 571.19
9775163 | Sipper pump |  |  | 1313 | 1 | 1 | 1337.92
9775164 | Sipper/Peltier combined |  |  | 1313 | 1 | 1 | 1792.13
9775165 | Dust cover |  |  | 1313 | 1 | 1 | 109.02
9775166 | USB memory stick 2 GB |  |  | 1313 | 1 | 1 | Refer to Cope
9775167 | Paper roll for printer |  |  | 1313 | 1 | 1 | Refer to Cope
9775171 | Nano Spectrophotometer Genova | 198 up to 1000 nm |  | 1314 | 1 | 1 | 5805.86
9775411 | Spectrophotometer 6305 UV-VIS | wavelength 198 - 1000 nm |  | 1040 | 1 | 1 | See Cope Price List SJ360-40
9775412 | Spectrophotometer 6300 VIS | wavelength 320 - 1000 nm |  | 1040 | 1 | 1 | See Cope Price List SJ360-10
9775416 | split beam spectrophotometer 6700 | wavelength 4 nm SWB | with single cuvette holder | 1039 | 1 | 1 | See Cope Price List SJ377-20
9775420 | split beam spectrophotometer 6705 | wavelength 4 nm SWB | with single cuvette holder | 1039 | 1 | 1 | See Cope Price List SJ377-40
9775424 | split beam spectrophotometer 6715 | wavelength 1.5 nm SWB | with single cuvette holder | 1039 | 1 | 1 | See Cope Price List SJ377-50
9775430 | Adjustable path length cuvette holder | for 10 - 100 mm cuvettes |  | 1039 | 1 | 1 | Refer to Cope
9775434 | Internal printer | incl. 1 roll paper |  | 1039 | 1 | 1 | See Cope Price List SJ377-94
9775435 | Sample chamber with sippermodule |  |  | 1039 | 1 | 1 | See Cope Price List SJ377-73
9775436 | Test tube holder | for 10mm cuvettes, 16/24mm test tubes |  | 1039 | 1 | 1 | See Cope Price List SJ364-36
9775437 | Micro cuvette holder | with reduved aperture |  | 1313 | 1 | 1 | Refer to Cope
9775438 | TrayCell | for ultra micro sample volumes |  | 1313 | 1 | 1 | Refer to Cope
9775440 | Spectrophotometer 7300 VIS | wave length 320 - 1000 nm |  | 1041 | 1 | 1 | See Cope Price List SJ372-25
9775441 | Spectrophotometer 7305 UV/VIS | wave length 198 - 1000 nm |  | 1041 | 1 | 1 | See Cope Price List SJ372-35
9775442 | Spectrophotometer 7310 VIS | wave length 320 - 1000 nm |  | 1042 | 1 | 1 | See Cope Price List SJ372-45
9775443 | Spectrophotometer 7315 UV/VIS | wave length 198 - 1000 nm |  | 1042 | 1 | 1 | See Cope Price List SJ372-55
9775450 | Spectro photometer UviLine 9100 | 4 nm with measuring range | from 320 - 1100 nm, 100 - 240 V | 1044 | 1 | 1 | Refer to Cope
9775451 | Spectro photometer UviLine 9400 | 4 nm with measuring range | from 190 - 1100 nm, 100 - 240 V | 1044 | 1 | 1 | Refer to Cope
9775452 | Cuvette holder SZ 2130 | single, 10 mm | (contianed in shipment of UviLine) | 1044 | 1 | 1 | Refer to Cope
9775453 | Cuvette holder SZ 2160 | single, 10 mm, | thermostatable | 1044 | 1 | 1 | Refer to Cope
9775455 | Single-jet Spectro photometer UviLine 8100 | 6 nm with measuring range | from 320 - 1100 nm | 1044 | 1 | 1 | Refer to Cope
9776396 | Centrifuge 5804 | incl. rotor S-4-72 and 15/50 ml adapter | 230 V / 50-60 Hz | 635 | 1 | 1 | 6871.71
9776398 | Centrifuge 5810 | incl. rotor S-4-104 and 15/50 ml adapter | 230 V / 50-60 Hz | 635 | 1 | 1 | 9019.28
9776400 | Centrifuge 5804 | without accessories |  | 635 | 1 | 1 | 4277.57
9776401 | Centrifuge 5804 R | cooled, without accessories |  | 635 | 1 | 1 | 7601.79
9776404 | Centrifuge 5810 | without accessories |  | 635 | 1 | 1 | 5617.29
9776405 | Centrifuge 5810 R | cooled, without rotor, | 230 V / 50-60 Hz | 635 | 1 | 1 | 9415.68
9776406 | Centrifuge 5804 | incl. rotor A-4-44 and 15/50 ml adapters | 230 V / 50-60 Hz | 635 | 1 | 1 | 5718.9
9776408 | Centrifuge 5810 | incl. rotor A-4-62 and 15/50 ml adapters | 230 V / 50-60 Hz | 635 | 1 | 1 | 7492.65
9776409 | Centrifuge 5810 | incl. rotor A-4-81 and 15/50 ml adapters | 230 V / 50-60 Hz | 635 | 1 | 1 | 8423.43
9776451 | Kit of 2 CombiSlide® adapters | slides/microscope slides |  | 1202 | 1 | 1 | 366.57
9776465 | Fixed angle rotor F-45-48-11 | for 48 tubes à 1,5 ml | or 48 tubes à 2 ml | 1202 | 1 | 1 | 452.43
9776487 | Adapters for 0,4 ml centrifuge-tubes, | 5425717008 |  | 630 | 1 | 1 | 26.19
9776488 | Adapter for 0,5 ml tubes | 5425716001 |  | 630 | 1 | 1 | 26.19
9776490 | Rotor for concentrator 5301 | for 8 tubes á 15 ml |  | 1202 | 1 | 1 | 571.49
9776496 | Rotor A-2-VC, 2 x 96x0.2 ml |  |  | 1202 | 1 | 1 | 1150.3
9776500 | Centrifuge MiniSpin®, 230V/50-60Hz | with lid |  | 630 | 1 | 1 | 1137.76
9776501 | Centrifuge Minispin plus "Backline" | with standard rotor |  | 630 | 1 | 1 | 1477.71
9776504 | Adapters for 0,2ml PCR tubes | pack of 6 |  | 630 | 1 | 1 | 26.19
9776521 | Rotor F-55-16-5-PCR | incl. cover |  | 630 | 1 | 1 | 347.06
9776522 | Stainless steel cover | for F-55-16-5-PCR |  | 630 | 1 | 1 | 113.63
9776533 | Kit for upgrading | from basic concentrator | to the complete system | 1202 | 1 | 1 | 4596.19
9776534 | spaver for using for fixed angel rotor |  |  | 1202 | 1 | 1 | 40.97
9776620 | Concentrator plus complete system | with integr. membrane vacuum pump | and 48 x 1,5/2,0 ml fixed angle rotor | 1202 | 1 | 1 | 8545.11
9776621 | Concentrator plus complete system | with integr. membrane vacuum pump, | fwith connection for external units | 1202 | 1 | 1 | 9914.94
9776622 | Concentrator plus complete system | with integr. membrane vacuum pump, | w/o rotor | 1202 | 1 | 1 | 8326.84
9776623 | Concentrator plus single unit | with 48 x 1.5/2.0 ml fixed angle rotor |  | 1202 | 1 | 1 | 4794.39
9776624 | Rotor F-35-6-30 | for 6x15ml Falcon tubes |  | 1202 | 1 | 1 | 571.49
9776660 | Benchtop mixer MixMate | 230V/50-60Hz - international - | incl. 3 tube holder: PCR 96, 0,5 ml, 1,5/2,0 ml | 1297 | 1 | 1 | 2326.95
9776700 | Micro centrifuges 5418 | FA 45-18-11, with rotor |  | 632 | 1 | 1 | 2146.31
9776702 | Microcentrifuge 5418R, cooled, | inkc. rotor FA 45-18-11 | 230 V / 50-60 Hz | 632 | 1 | 1 | 5184.52
9776705 | Rotor F-45-18-11 | incl.aerosoltight rotor lid | for micro centrifuge 5418/5418R | 632 | 1 | 1 | 656.16
9776710 | Micro centrifuges 5424 | FA45-24-11, with rotor | rotary buttons, 230V, 50-60 Hz | 633 | 1 | 1 | 2784.81
9776711 | Micro centrifuges 5424 | FA-45-24-11, with rotor | transparency keyboard, 230V, 50-60Hz | 633 | 1 | 1 | 2784.81
9776712 | Micro centrifuges 5424 | without rotor, 230V, 50-60Hz | rotary bottons | 633 | 1 | 1 | 2211.54
9776713 | Micro centrifuges 5424 | without rotor, 230V, 50-60Hz | transparency keyboard | 633 | 1 | 1 | 2211.54
9776723 | Fixed angle rotor FA 45-24-11 | with lid |  | 633 | 1 | 1 | 550.33
9776724 | Standard rotor FA 45-24-11 | with lid, aerosol tight |  | 633 | 1 | 1 | 771.25
9776730 | Micro centrifuges 5430 | FA 45-30-11, with rotor | 230V, 50-60Hz | 634 | 1 | 1 | 4139.59
9776731 | Micro centrifuges 5430 | without rotor, 230V, 50-60Hz |  | 634 | 1 | 1 | 3669.18
9776732 | Micro centrifuge 5430 | without rotor, | with knobs, 230 V | 634 | 1 | 1 | 3669.18
9776733 | Microcentrifuge 5430 | incl.rotor FA-45-30-11, | with knobs, 230 V | 634 | 1 | 1 | 4139.59
9776734 | Microcentrifuge 5430 R | without rotor, | 230 V / 50-60 Hz | 634 | 1 | 1 | 7463.8
9776735 | Microcentrifuge 5430 R | without rotor, | with knobs, 230 V | 634 | 1 | 1 | 7463.8
9776736 | Microcentrifuge 5430 R | incl.rotor FA-45-30-11 | with keypad, 230 V / 50-60 Hz | 634 | 1 | 1 | 7744.79
9776737 | Microcentrifuge 5430 R | incl.Rotor FA-45-30-11, | with knobs, 230 V | 634 | 1 | 1 | 7744.79
9776740 | Standard rotor F 45-30-11 | with lid, PTFE coated |  | 634 | 1 | 1 | 547.68
9776747 | Rotor F 35-6-30 with lid |  |  | 634 | 1 | 1 | 1408.71
9776751 | Rotor A-2-MPT with lid | with 2 MPT pendants |  | 634 | 1 | 1 | 1408.71
9776760 | Microcentrifuge 5424R, cooled | foil keypad, incl. rotor FA 45-24-11 | aerosoltight, 230 V / 50-60 Hz | 633 | 1 | 1 | 5875.7
9776761 | Microcentrifuge 5424R, cooled | foil keypad, w/o rotor, | aerosol tight, 230 V / 50-60 Hz | 633 | 1 | 1 | 5465.51
9776762 | Microcentrifuge 5424R, cooled | rotary knob, with rotor F-45-24-11, | aerosoltight, 230 V / 50-60 Hz | 633 | 1 | 1 | 5875.7
9776763 | Microcentrifuge 5424R, cooled | rotary knobs, w/o rotor, | aerosoltight, 230 V / 50-60 Hz | 633 | 1 | 1 | 5465.51
9776775 | Constant angle rotor FA-45-24-11-Kit | incl.rotor lid, aerosole tight |  | 634 | 1 | 1 | 896.91
9776776 | Constant angle rotor FA-45-30-11 | incl.rotor lid, aerosole tight |  | 634 | 1 | 1 | 736.85
9776777 | Constant angle rotor FA-45-48-11 | incl.rotor lid, aerosole tight |  | 634 | 1 | 1 | 815.37
9776778 | Constant angle rotor FA-45-48-11 | incl.rotor lid |  | 634 | 1 | 1 | 623.08
9776780 | Swing-out rotor S-24-11-AT | incl.wind kettle and rotor lid, | aerosole tight | 634 | 1 | 1 | 1204.24
9776902 | ThermoMixer C basic device | w/o thermoblock, 220-240 V |  | 1307 | 1 | 1 | 3110.96
9776903 | ThermoStat C basic device | w/o thermoblock, 220-240 V |  | 1304 | 1 | 1 | 2127.5
9776904 | ThermoMixer F1.5 | w.thermoblock for 24 test tubes 1,5ml, | 220-240 V | 1306 | 1 | 1 | 2974.23
9776905 | ThermoMixer FP | w.thermoblock for microtestplates | and DeepWell-plates, 220-240 V | 1306 | 1 | 1 | 3177.45
9776906 | SmartBlock 0,5ml | thermoblock for 24 test tubes 0,5ml |  | 1307 | 1 | 1 | 679.97
9776907 | SmartBlock 1,5ml | thermoblock for 24 test tubes 1,5ml |  | 1307 | 1 | 1 | 679.97
9776908 | SmartBlock 2,0ml | thermoblock for 24 test tubes 2,0ml |  | 1307 | 1 | 1 | 679.97
9776909 | SmartBlock 5,0ml | thermoblock for 8 test tubes 5,0ml |  | 1307 | 1 | 1 | 679.97
9776910 | SmartBlock 15ml | thermoblock for 8 conical vials 15ml |  | 1307 | 1 | 1 | 679.97
9776911 | SmartBlock 50ml | thermoblock for 4 conical vials 50ml |  | 1307 | 1 | 1 | 679.97
9776912 | SmartBlock 12mm | thermoblock for 24 test tubes | Ø 11-11,9mm, height 34-76mm | 1307 | 1 | 1 | 845.33
9776913 | SmartBlock cryo | thermoblock for 24 cryo vials | 1,5-2,0ml, Ø max.12,5mm | 1307 | 1 | 1 | 679.97
9776914 | SmartBlock plates | thermoblock for microtestplates | and DeppWell-plates, incl.lid | 1307 | 1 | 1 | 845.33
9776915 | SmartBlock PCR 96 | thermoblock for PCR plates 96, | incl.lid | 1307 | 1 | 1 | 845.33
9776916 | SmartBlock PCR 384 | thermoblock for PCR plates 384, | incl.lid | 1307 | 1 | 1 | 845.33
9776917 | Lid | for ThermoMixer F1.5/ FP and | SmartBlocks 0,5/1,5/2,0ml/plates/PCR 96/PCR 384 | 1307 | 1 | 1 | 175.74
9776918 | ThermoTop with condens.protect technology |  |  | 1307 | 1 | 1 | 574.14
9776923 | ***only direct sale*** | Fixed-angel-rotor FA-45-16-17 | incl. rotor lid, aerosol-tight | 634 | 1 | 1 | 935.8
9777000 | Safety suction system,PP,cap. 2 ltrs |  |  | 1232 | 1 | 1 | 291.3
9777001 | Safety suction system,PP,cap. 4 ltrs | 3350042 |  | 1232 | 1 | 1 | 345.66
9777005 | Vacuum pump 3.350 102 |  |  | 1232 | 1 | 1 | 239.73
9777007 | EcoVac spare bottle 2l | with cap |  | 1232 | 1 | 1 | 211.86
9777008 | Foot switch |  |  | 1232 | 1 | 1 | 328.94
9777009 | Safety filter,pack of 2 |  |  | 1232 | 1 | 1 | 60.95
9777010 | EcoVac spare bottle 4l | with cap |  | 1232 | 1 | 1 | 232.76
9777120 | Changing block BM 02 | for 96x0,2 ml micro jars, conical |  | 1306 | 1 | 1 | 277
9777121 | Changing block BM 05 | for 38x0,5 ml micro jar, conical |  | 1306 | 1 | 1 | 277
9777122 | Changing block BM 15 | for 24x1,5 ml micro jars, conical |  | 1306 | 1 | 1 | 277
9777123 | Changing block BM 20 | for 24x2,0 ml micro jars, cylindrical |  | 1306 | 1 | 1 | 277
9777125 | Changing block BP 12 | for 24 sample jars Ø 12mm, 20mm deep, | flat bottom | 1306 | 1 | 1 | 277
9777127 | Changning block BP 16 | for 24 sample jars Ø 16,5mm, 46mm deep, | round bottom, with lid for block isolation | 1306 | 1 | 1 | 385.23
9777128 | Changing block BZ 15 | for 14x15 ml Falcon tubes, | with lid for block isolation | 1306 | 1 | 1 | 385.23
9777129 | Changing block BZ 50 | for 6x50 ml Falcon tubes, | with lid for block isolation | 1306 | 1 | 1 | 385.23
9777130 | Changing block BC 96 | for PCR plates 96well, V bottom |  | 1306 | 1 | 1 | 385.23
9777132 | Changing block BV 96 | for microtiter plates 96well, | round- and V-bottom | 1306 | 1 | 1 | 385.23
9777133 | Changing block BF 96 | for microtiter plates 96well, | flat bottom | 1306 | 1 | 1 | 385.23
9777134 | Changning block BD 96 | for DeepWell plates 96well, | round bottom | 1306 | 1 | 1 | 385.23
9777149 | Changing block BM 13 | for 1,5-2,0 ml cryo vials |  | 1306 | 1 | 1 | 386.52
9777172 | Foot switch AF 01 |  |  | 1233 | 1 | 1 | 251.23
9777175 | Replacement bottle AL 02, 2 Ltr. | with fast closures in screw-cap |  | 1233 | 1 | 1 | 206.14
9777176 | Replacement bottle AL 04, 4 ltr. | with fast closures in screw-cap |  | 1233 | 1 | 1 | 225.46
9777177 | Angle tubing bush AW 01 | addition for replacement bottle |  | 1233 | 1 | 1 | 38.79
9777178 | Safety bottle stand AS 02 | for 2 ltr. bottle, | anodized aluminium | 1233 | 1 | 1 | 182.07
9777179 | Safety bottle stand AS 04 | for 4 ltr. bottle, | anodized aluminium | 1233 | 1 | 1 | 189.05
9777180 | Safety filter AV 03 | pack of 3 |  | 1233 | 1 | 1 | 96.62
9777181 | Handle AH 01 | with flow regulation | for one pasteur pipette | 1233 | 1 | 1 | 225.46
9777185 | Suction adapter AR 40 | with pipette tips |  | 1233 | 1 | 1 | 69.83
9777186 | Suction adapter AR 48 | witch suction rake | 8-channel, autoclavable | 1233 | 1 | 1 | 85.36
9777200 | Cooling thermomixer MKR 13 | round shaking action, for 1 block, | with SmartControl 230 V | 1304 | 1 | 1 | 2317.95
9777202 | Cooling thermomixer MKR 23 | round shaking action, for 2 blocks, | with SmartControl 230 V | 1304 | 1 | 1 | 2781.77
9777204 | Heating thermomixer MHR 13 | roun shaking action, for 1 block, | with SmartControl 230 V | 1305 | 1 | 1 | 2029.23
9777206 | Heating thermomixer MHR 23 | round shaking action, for 2 blocks, | with SmartControl 230 V | 1305 | 1 | 1 | 2317.95
9777208 | Heating thermomixer MHR 11 | round shaking action, for 1 block, | with Easy Control 230 V | 1305 | 1 | 1 | #N/A
9777210 | Heating thermomixer MHL 23 | linear shaking action, for 2 blocks, | with Smart Control 230 V | 1305 | 1 | 1 | 2317.95
9777212 | Cooling block thermostate TK 23 | for 2 blocks, | with Smart Control 230 V | 1301 | 1 | 1 | 1854.13
9777214 | Heating block thermostate TH 21 | for 2 blocks, | with Easy Control 230 V | 1301 | 1 | 1 | 926.48
9777220 | Vacuum safety suction system AA 02 | 30 l/min, handle, 2 ltr.bottle, | automatic, 230 V | 1232 | 1 | 1 | 1483.07
9777221 | Vacuum safety suction system AA 04 | 30 l/min, handle, 4 ltr.bottle, | automatic, 230 V | 1232 | 1 | 1 | 1494.66
9777222 | Vacuum safety suction system AA 24 | 30 l/min, 2 handles, 4 ltr.bottle, | 230 V | 1232 | 1 | 1 | 1668.6
9777223 | Vacuum safety suction system AC 02 | 15 l/min, 2 ltr.bottle, | compact, 230 V | 1232 | 1 | 1 | 1019.25
9777224 | Vacuum safety suction system AC 04 | 15 l/min, 4 ltr.bottle, | compact, 230 V | 1232 | 1 | 1 | 1042.44
9777225 | Vacuum safety suction system AZ 02 | 4 l/min, 2 ltr.bottle, | 230 V | 1232 | 1 | 1 | 463.46
9777226 | Vacuum safety suction system AZ 04 | 4 l/min, 4 ltr.bottle, | 230 V | 1232 | 1 | 1 | 487.92
9777250 | 3 D Shaker up to max.5kg, 50 U/min | timer, with anti-slip mat | incl.country set EU # 980000101 | 484 | 1 | 1 | 1147.97
9777251 | 3 D Shaker double platform | up to max.5kg, 50 U/min | timer, with anti-slip mat | 484 | 1 | 1 | 1501.62
9777252 | Rubber mat 260x290mm | with 12 channels, for 3 D Shaker |  | 484 | 1 | 1 | 54.32
9777253 | Orbital Shaker | up to max.10kg, 400 U/min | timer, incl.country set EU # 980000101 | 467 | 1 | 1 | 1738.17
9777254 | Platform 350x400mm | with anti-slip mat | for Orbital Shaker | 467 | 1 | 1 | 166.65
9777256 | Universal platform 350x400mm | with 5 tension roller | for Orbital Shaker | 467 | 1 | 1 | 411
9777259 | Platform for Erlenmeyer flask holder |  |  | 467 | 1 | 1 | 152.64
9777262 | Erlenmeyer flask holder 250ml |  |  | 467 | 1 | 1 | 54.32
9777263 | Erlenmeyer flask holder 500ml |  |  | 467 | 1 | 1 | 60.53
9777272 | Cooling thermomixer MKR 13 CH | round shaking action, for 1 block | with SmartControl 230 V | 1304 | 1 | 1 | 2317.95
9777274 | Cooling thermomixer MKR 23 CH | round shaking action, for 2 blocks, | with SmartControl 230 V | 1304 | 1 | 1 | 2781.77
9777276 | Heating thermomixer MHR 13 CH | round shaking action, for 1 block, | with SmartControl 230 V | 1305 | 1 | 1 | 2029.23
9777278 | Heating thermomixer MHR 23 CH | round shaking action, for 2 blocks, | with SmartControl 230 V | 1305 | 1 | 1 | 2317.95
9777280 | Heating thermomixer MHR 11 CH | round shaking action, for 1 block, | with Easy Control 230 V | 1305 | 1 | 1 | #N/A
9777282 | Heating thermomixer MHL 23 CH | linear shaking action, for 2 blocks, | with Smart Control 230 V | 1305 | 1 | 1 | 2317.95
9777284 | Cooling block thermostate TK 23 CH | for 2 blocks, with Smart Control 230 V, | incl.country set CH # 980000201 | 1301 | 1 | 1 | 1854.13
9777286 | Heating block thermostate TH 21 CH | for 2 blocks, | with Easy Control 230 V | 1301 | 1 | 1 | 926.48
9777288 | 3 D shaker up to max.5kg, 50 U/min | timer, with anti-slip mat | incl.country set CH # 980000201 | 484 | 1 | 1 | 1147.97
9777290 | 3 D shaker double platform | up to max.5kg, 50 U/min | timer, with anti-slip mat | 484 | 1 | 1 | 1501.62
9777292 | Orbital shaker | up to max.10kg, 400 U/min | timer, incl.country set CH # 980000201 | 467 | 1 | 1 | 1738.17
9777293 | 3 D Shaker up to max.5kg, 50 U/min | with extra large non-slipping platform | timer, with anti-slip mat | 484 | 1 | 1 | 1274.35
9777294 | 3 D Shaker up to max.5kg, 50 U/min | with extra large non-slipping platform | timer, with anti-slip mat | 484 | 1 | 1 | 1274.35
9778950 | Compressed air laboratory stirrers | speed 15000 1/min, PLR 10 |  | 450 | 1 | 1 | See Cope Price List SR940-20
9778951 | Compressed air laboratory stirrer PLR 11 |  |  | 450 | 1 | 1 | See Cope Price List SR940-25
9778952 | Compressed air laboratory stirrers | speed 1000 1/min, PLR 12 |  | 450 | 1 | 1 | See Cope Price List SR940-30
9778953 | Compressed air laboratory stirrers | speed 80 1/min, PLR 13 |  | 450 | 1 | 1 | See Cope Price List SR940-40
9778954 | Compressed-air labor stirrer PLR 28 |  |  | 450 | 1 | 1 | 1063.37
9778960 | Compressed air laboratory stirrer PLR 10 T |  |  | 450 | 1 | 1 | See Cope Price List SR940-60
9778961 | Compressed air laboratory stirrer PLR 11 T |  |  | 450 | 1 | 1 | See Cope Price List SR940-65
9778962 | Compressed air laboratory stirrer PLR 12 T |  |  | 450 | 1 | 1 | See Cope Price List SR940-70
9778963 | Compressed air laboratory stirrer PLR 13 T |  |  | 450 | 1 | 1 | See Cope Price List SR940-80
9778964 | Compressed air laboratory stirrer PLR 28 T |  |  | 450 | 1 | 1 | 1748.29
9779003 | Connection coupling | VK 10x6, rigid |  | 450 | 1 | 1 | See Cope Price List SR943-06
9779005 | Connection coupling | VK 10x8, rigid |  | 450 | 1 | 1 | See Cope Price List SR943-08
9779006 | Connection coupling | VK 10x10, rigid |  | 450 | 1 | 1 | See Cope Price List SR943-10
9779013 | Flexible glass stirrer coupling PK 10 | for 10mm |  | 450 | 1 | 1 | 99.91
9779014 | Flexible glass stirrer coupling PK10/13 | for 10/13 mm |  | 450 | 1 | 1 | 105.78
9779052 | Gear rim chuck F8, 0.5-8.5 mm |  |  | 450 | 1 | 1 | See Cope Price List SR943-04
9779065 | Double universal coupling, stainless steel | with square socket 6mm |  | 450 | 1 | 1 | 185.59
9779163 | Compresses air industry stirrer | BSR 64/160-V with floor stand |  | 451 | 1 | 1 | 2556.13
9779164 | Compresses air industry stirrer | BSR 64/65-V with floor stand |  | 451 | 1 | 1 | 2923.17
9779165 | Compresses air industry stirrer | BSR 64/30-V with floor stand |  | 451 | 1 | 1 | 2923.17
9779320 | Propeller stirrer PSR 3, Ø 100x8 wave | length 550mm |  | 451 | 1 | 1 | 138.93
9779321 | Double blade stirrer DR 2 | with 2 stirr blades Ø 80mm, wave Ø 8mm | length 500mm | 452 | 1 | 1 | 218.55
9779322 | Dissolver stirrer DS 1, Ø 30x8 wave | length 350mm, rectangular to wave |  | 452 | 1 | 1 | 239.04
9779323 | Dissolver stirrer DS 3, Ø 50x8 wave | length 550mm, rectangular to wave |  | 452 | 1 | 1 | 245.87
9779324 | Dissolver stirrer DS 5, Ø 70x8 wave | length 550mm, rectangular to wave |  | 452 | 1 | 1 | 252.7
9779325 | Dissolver stirrer DS 6, Ø 80x8 wave | length 550mm, rectangular to wave |  | 452 | 1 | 1 | 259.53
9779326 | Anchor stirrer AR 1, Ø 80x8 wave | length 500mm |  | 453 | 1 | 1 | 133.62
9779331 | BuddeMix 1 | L 350mm, wave 8mm, stirr head Ø 60mm |  | 453 | 1 | 1 | 310.12
9779332 | BuddeMix 2 | L 350mm, wave 10mm, stirr head Ø 80mm |  | 453 | 1 | 1 | 322.32
9779333 | BuddeMix 3 | L 550mm, wave 10mm, stirr head Ø 120mm |  | 453 | 1 | 1 | 344.97
9779334 | BuddeMix 4 | L 850mm, wave 10mm, stirr head Ø 150mm |  | 453 | 1 | 1 | 392.01
9801101 | Digital refractometer DR 6000-TF | measuring range 1.3200-1.5800nD, 0-95 % Brix |  | 1032 | 1 | 1 | 9030.57
9801102 | Digital refractometer DR 6200-T | measuring range 1.3200-1.5800nD, 0-95 % Brix | with integr.Peltier temperation | 1032 | 1 | 1 | 8654.24
9801103 | Digital refractometer DR 6200-TF | measuring range 1.3200-1.5800nD, 0-95 % Brix | with integr.Peltier temperation | 1032 | 1 | 1 | 10912.2
9801104 | Digital refractometer DR 6300-T | measuring range 1.3200-1.7000nD, 0-95 % Brix | with integr.Peltier temperation | 1032 | 1 | 1 | 10410.43
9801105 | Digital refractometer DR 6300-TF | measuring range 1.3200-1.7000nD, 0-95 % Brix | with integr.Peltier temperation | 1032 | 1 | 1 | 12292.06
9801110 | Abbe-refractometer AR 4 | with electrical LED-lighting |  | 1032 | 1 | 1 | 1127.72
9801116 | Digital Handrefractometer DR 201-95 OE | 0-95 % Brix, 0-250°Oechsle | with Oechsle scale | 1029 | 1 | 1 | #N/A
9801117 | Digital Handrefractometer DR 101-60 | 0-60 % Brix, 1.3330-1.4419 nD |  | 1028 | 1 | 1 | 303.67
9801121 | Hand refractometer HRN 32 | 0-32 % Brix |  | 1028 | 1 | 1 | 131.24
9801123 | Hand refractometer HR 181 | 0 - 18 % Brix |  | 1028 | 1 | 1 | 131.24
9801124 | Hand refractometer HRN82 | 45-82% Brix |  | 1028 | 1 | 1 | 131.24
9801127 | Hand refractometer HR 27-100 | 1000-1070 d2020, | 0-100% Salinity | 1028 | 1 | 1 | 131.24
9801130 | Hand refractometer HRH 30 | 12 - 30 % water content in honey |  | 1028 | 1 | 1 | 131.24
9801142 | Hand refractometer HRT 32 | 0-32% Brix |  | 1028 | 1 | 1 | 131.24
9801149 | Handrefractometer HRN 20 | 0 - 20 % Brix |  | 1028 | 1 | 1 | 131.24
9801150 | Handrefractometer HR 900 | 0-90% Brix |  | 1028 | 1 | 1 | 315.87
9801151 | Hand refractometer HR 901 | 1333-1517 nD |  | 1028 | 1 | 1 | 315.87
9801185 | Digital refractometer HI 96801 | for saccherose, | range 0 to 85% Brix | 1029 | 1 | 1 | See Cope Price List RE355-05
9801190 | Polarimeter P 3000 | automatic, meas.range: +/-90° | 100-240 V, 50/60 Hz, RS-232 | 1036 | 1 | 1 | 8779.69
9801200 | Hand-held refractometer RCZ/ATC | 0-32% Brix, precision 0,2% |  | 1027 | 1 | 1 | 90.38
9801241 | Hand-held refractometer RBC/ATC | 0-10% Brix, precision 0,1% |  | 1027 | 1 | 1 | 86.43
9801242 | Hand-held refractometer RLC/ATC | 0-18% Brix, precision 0,1% |  | 1027 | 1 | 1 | 86.43
9801244 | Hand-held refractometer RFC/ATC | 28-62% Brix, precision 0,2% |  | 1027 | 1 | 1 | 90.38
9801246 | Hand-held refractometer RPU | 0-80% Brix, precision 1% |  | 1027 | 1 | 1 | 154.8
9801247 | Hand-held refractometer RTS/ATC | 58-90% Brix, precision 0,5% | honey and jam | 1027 | 1 | 1 | 94.3
9801249 | Hand-held refractometer RSM/ATC | 0-100%(div.1%),1.000-1.070 SG | salinity | 1027 | 1 | 1 | 82.51
9801250 | Hand-held refractometer RCS/ATC | 0-28%, precision 0,2% | salinity | 1027 | 1 | 1 | 82.51
9801251 | Hand-held refractometer RSM/ATC | -50...0°C, precision +5°C | 1,10-1,40, precision 0,1, battery, freezing point | 1027 | 1 | 1 | 86.43
9801252 | Hand-held refractometer RMA/ATC | 0-25% vol. precision 0,2% vol. | 0-40% Brix, precision 0,2% Brix, wine | 1027 | 1 | 1 | 82.51
9801254 | Hand-held refractometer RB0 | 0-140° Oe, 0,25° Babo 0-32% Brix | precision 1° OE, 0,2° Babo. 0,2% Brix, wine | 1027 | 1 | 1 | 92.98
9801255 | Hand-held refractometer RBB/ATC | 0-25% vol., 0,22° Be', 0-40% Brix | precision 0,2% vol., 0,2° Be', 0,2% Brix, wine | 1027 | 1 | 1 | 92.98
9801256 | Hand-held refractometer RGA/ATC | 0-80% vol. precision 0,1 vol. | alcohol | 1027 | 1 | 1 | 82.51
9801257 | Abbe refractometer Model RMT | 0-95% Brix,0-70°C | 1,3-1,7 nD | 1032 | 1 | 1 | 618.09
9801258 | Abbe refractometer model RMI | 0-95% Brix,0-100°C | 1,3-1,7 nD (with lamp) | 1033 | 1 | 1 | 1286.66
9801301 | Precision hand refractometer Master-20T | 0-20% Brix : 0.1% |  | 1027 | 1 | 1 | 222.35
9801302 | Precision hand-held refractometer Master-53M | 0-53% Brix : 0.5% |  | 1027 | 1 | 1 | 198.84
9801306 | Precision hand-held refractometer Master-T | 0-33% Brix : 0.2% |  | 1027 | 1 | 1 | See Cope Price List RE397-10
9801308 | Hand-held refractometer Master-2M | 28-62% Brix : 0.2% |  | 1027 | 1 | 1 | See Cope Price List RE395-20
9801309 | Hand-held refractometer Master-3M | 58.0 - 90.0% Brix : 0.2% |  | 1027 | 1 | 1 | See Cope Price List RE395-30
9801312 | Universal hand-held refractometer HSR-500 | 0-90% Brix : 0.2% |  | 1027 | 1 | 1 | 666.11
9801313 | Universal precision hand-held refractometer R-5000 | 1.333 - 1.520 nD : 0.001 nD |  | 1027 | 1 | 1 | 666.11
9801317 | Precision Abbe refractometer 2T | 1.300 - 1.700 nD :0.001 nD,0-95% Brix : 0.5% |  | 1033 | 1 | 1 | 6286.35
9801325 | Digital benchtop refractometer DR-A1 |  |  | 1033 | 1 | 1 | 6076.82
9801327 | Precision hand-held refractometer Master-M | 0.0 - 33.0 brix |  | 1027 | 1 | 1 | See Cope Price List RE395-10
9801333 | Hand-held refractometer HHR-2N | honey, 12-30% Brix, 0,1% accuracy |  | 1027 | 1 | 1 | 399.13
9801344 | Digital benchtop refractometer PET-109 | ethyl alcohol, 0,45%, 0,5% accuracy |  | 1030 | 1 | 1 | 1264.75
9801348 | Hand-held refractometer Master-BR | for ethylene/propylene glycol | (old BR-1E # 2821) | 1027 | 1 | 1 | 377.51
9801351 | Precision hand-held refractometer Master-4T | 45-82% Brix:0.2% with ATC |  | 1027 | 1 | 1 | 222.35
9801359 | Hand-held seawater refractometer | Master-S/Mill-alphalinity |  | 1027 | 1 | 1 | 291.03
9801360 | Hand-held refractometer Master-RI | 1.435 - 1.520 nD |  | 1027 | 1 | 1 | Refer to Cope
9801361 | Hand-held refractometer Master-2T | 28-62% Brix |  | 1027 | 1 | 1 | See Cope Price List RE397-20
9801362 | Digital hand-held refractometer PAL-alpha | 0.0 - 85.0% Brix, | with ATC, dust- and waterproof | 1028 | 1 | 1 | 460.9
9801364 | Handrefractometer Master-3T | 58.0 - 90.0% Brix |  | 1027 | 1 | 1 | Refer to Cope
9801369 | Digital benchtop refractometer PR-RI | 1.3306 - 1.4436 nD |  | 1030 | 1 | 1 | 1179.1
9801370 | Hand-held salt refractometer Master-S10M | 0.0 - 10.0% brix |  | 1027 | 1 | 1 | Refer to Cope
9801371 | Hand-held refractometer Master-10alpha |  |  | 1027 | 1 | 1 | Refer to Cope
9801372 | Hand-held refractometer Master-S10alpha | 0.0 - 10.0 brix | waterproof with ATC | 1027 | 1 | 1 | Refer to Cope
9801373 | Digital benchtop refractometer RX-5000 | 0.0 - 95.0% brix, 1.3270-1.5800 nD |  | 1031 | 1 | 1 | 10477.26
9801374 | Digital benchtop refractometer RX-5000alpha | 0.0 - 95.0% brix, 1.3270-1.5800 nD |  | 1031 | 1 | 1 | See Cope Price List RE500-15
9801375 | Digital hand-held refractometer PAL-1 | 0.0 - 53.0% Brix, | with ATC, dust- and waterproof | 1028 | 1 | 1 | See Cope Price List RE440-30
9801376 | Digital benchtop refractometer PR-32alpha | Brix 0.0 - 32.0 % |  | 1030 | 1 | 1 | See Cope Price List RE450-05
9801377 | Digital benchtop refractometer PR-101alpha | Brix 0.0 - 45.0 % |  | 1030 | 1 | 1 | See Cope Price List RE450-10
9801378 | Digital benchtop refractometer PR-201alpha | Brix 0.0 - 60.0 % |  | 1030 | 1 | 1 | See Cope Price List RE450-15
9801379 | Digital benchtop refractometer PR-301alpha | Brix 0.0 - 90.0 % |  | 1030 | 1 | 1 | See Cope Price List RE450-20
9801381 |  |  |  | 1028 | 1 | 1 | See Cope Price List RE440-60
9801382 | Digital hand-held refractometer PAL-3 | 0.0 - 93.0% Brix, | with ATC, dust- and waterproof | 1028 | 1 | 1 | See Cope Price List RE440-80
9801383 | Digital hand-held refractometer PAL-RI | 1.3306 - 1.5284 ND, | with ATC, dust- and waterproof | 1028 | 1 | 1 | 369.37
9801386 | Digital benchtop refractometer RX-5000alpha-Plus | 0,00 - 100,0% Brix, 1,32700-1,58000 nD |  | 1031 | 1 | 1 | 14458.62
9801390 | Digital Refractometer SMART-1 | 0-95% Brix |  | 1030 | 1 | 1 | See Cope Price List RE475-30
9801398 | Benchtop Polarimeter Polax-2L |  |  | 1035 | 1 | 1 | See Cope Price List PT665-20
9801473 | Hand-held refractometer Master-Honey | for honey moisture |  | 1027 | 1 | 1 | Refer to Cope
9801474 | Automatic Polarimeter SAC-i |  |  | 1037 | 1 | 1 | Refer to Cope
9801475 | Pocket-Refractometer PAL-ACID2 | for Tartaric acid, 1.0...40.0 g/l |  | 1028 | 1 | 1 | Refer to Cope
9801476 | Digital hand-held refractometer PAL-ACID3 | for Lactic acid, 10...40°C |  | 1028 | 1 | 1 | Refer to Cope
9801477 | Digital hand-held saltmeter PAL-Salt Probe | scale 0.00...7.00% |  | 1028 | 1 | 1 | Refer to Cope
9803717 | Insert for reagent bottles | E 103 |  | 1089 | 1 | 1 | 271.79
9803721 | Lid 1/2 for AK 12-06 | type A 14-06 |  | 1089 | 1 | 1 | 92.35
9803723 | Cartridge 1/2, E 385 TA |  |  | 1089 | 1 | 1 | 1423.77
9803724 | Cartridge 1/2, E 340 |  |  | 1089 | 1 | 1 | 890.64
9803727 | Employment 1/2, E 109 | for 21 beakers to 250 ml |  | 1089 | 1 | 1 | 292.7
9803728 |  |  |  | 1089 | 1 | 1 | 229.98
9803729 | Insert basket | AK 12 |  | 1089 | 1 | 1 | 136.35
9803730 | Insert for reagent bottles | E 104 |  | 1089 | 1 | 1 | 285.73
9803731 | Insert for reagent bottles | E 105 |  | 1089 | 1 | 1 | 320.57
9803732 | Cartridge 1/1, E 414 TA |  |  | 1089 | 1 | 1 | 1467.67
9803734 |  |  |  | 1089 | 1 | 1 | 216.04
9803735 | Injector car 1/1, E 329 | with 39 nozzles |  | 1089 | 1 | 1 | 1241.88
9803736 |  |  |  | 1089 | 1 | 1 | 313.61
9803737 |  |  |  | 1089 | 1 | 1 | 113.63
9803738 |  |  |  | 1089 | 1 | 1 | 47.02
9803740 |  |  |  | 1089 | 1 | 1 | 1354.77
9803743 | Cartridge 1/4, E 139/1 |  |  | 1089 | 1 | 1 | 327.54
9803766 | Magnetic fillet | for automatic balance identifier |  | 1088 | 1 | 1 | 202.1
9803775 | Upper basket for G7783 + CD, G7735CD, | G7735CD |  | 1089 | 1 | 1 | 355.42
9803776 | Lower basket/empty U 874/1 | 50 x 534 x 515 mm | f. G7782 + CD, G7735CD, G7736CD | 1089 | 1 | 1 | 257.85
9803890 | Cleaning-and Disinfection automate PG 8535 | DIN EN ISO 15883 |  | 1088 | 1 | 1 | 17166.74
9812217 | Receiving flaks, 1000 ml, round bottom | KS 35/20, plastic coated |  | 624 | 1 | 1 | 75.14
9813001 | Rotation evaporator RV 8 Flex | incl. heating bath HB 10 and Woulfsche'Bottle |  | 619 | 1 | 1 | Refer to Cope
9813002 | Rotation evaporator RV 8 V | incl. heating bath HB 10 and | glassware vertical RV 10.1 | 619 | 1 | 1 | Refer to Cope
9813003 | Rotation evaporator RV 8 V-C | incl. heating bath HB 10 and | glassware vertical, coated RV 10.10 | 619 | 1 | 1 | Refer to Cope
9813004 | Rotation evaporator RV 10 control V | incl.heating bath HB 10 and magnetic valve |  | 621 | 1 | 1 | Refer to Cope
9813005 | Rotation evaporator RV 10 control V-C | incl.heating bath HB 10 and magnetic valve |  | 621 | 1 | 1 | Refer to Cope
9813006 | Rotation evaporator RV 10 control FLEX | incl. heating bath HB 10 and magnetic valve |  | 621 | 1 | 1 | Refer to Cope
9813007 | Rotation evaporator RV 10 control V auto | incl. heating bath HB 10 and membrane vavuum pump |  | 621 | 1 | 1 | Refer to Cope
9813008 | Rotation evaporator RV 10 control V-C auto | incl. membrane-vacuum pump |  | 621 | 1 | 1 | Refer to Cope
9813010 | Vacuum pump MVP 10 basic |  |  | 621 | 1 | 1 | Refer to Cope
9813012 | Rotation evaporator RV 10 digital V |  |  | 620 | 1 | 1 | Refer to Cope
9813014 | Rotation evaporator RV 10 digital V-C |  |  | 620 | 1 | 1 | Refer to Cope
9813015 | Rotation evaporator RV 10 digital FLEX |  |  | 620 | 1 | 1 | Refer to Cope
9813016 | Vacuum control valve VCV 1 | manual |  | 621 | 1 | 1 | Refer to Cope
9816622 | Stirrer motor RW 20 digital | speed range 60-2000 rpm | w/o accessories | 446 | 1 | 1 | See Cope Price List SR765-25
9816630 | Overhead stirrer RW 28 digital | w/o accessories |  | 447 | 1 | 1 | See Cope Price List SR765-25
9816631 | Overhead stirrer RW 28 digital S 2 | w/o accessories | with UK plug | 447 | 1 | 1 | Refer to Cope
9816632 | Overhead stirrer RW 28 digital S 3 | w/ accessories | with Swiss plug | 447 | 1 | 1 | Refer to Cope
9816633 | Overhead stirrer RW 47 digital |  |  | 447 | 1 | 1 | Refer to Cope
9816691 | Overhead stirrer EUROSTAR 20 digital | 0/30 - 2.000 min-1, w/o accessories |  | 440 | 1 | 1 | Refer to Cope
9816692 | Overehad stirrer EUROSTAR 20 digital S 2 | 0/30 - 2.000 min-1, w/o accessories | with UK plug | 440 | 1 | 1 | Refer to Cope
9816693 | Overehad stirrer EUROSTAR 20 digital S 3 | 0/30 - 2.000 min-1, w/o accessories, | with Swiss plug | 440 | 1 | 1 | Refer to Cope
9816694 | Overhead stirrer EUROSTAR 20 high speed digital | 0/150 - 6.000 min-1 |  | 440 | 1 | 1 | Refer to Cope
9816695 | StirrerEUROSTAR 20 high speed digital S 2 | 0/150 - 6.000 min-1 | with UK plug | 440 | 1 | 1 | Refer to Cope
9816696 | Stirrer EUROSTAR 20 high speed digital S 3 | 0/150 - 6.000 min-1 | with Swiss plug | 440 | 1 | 1 | Refer to Cope
9816697 | Overhead stirrer EUROSTAR 40 digital | 0/30 - 2.000 min-1, w/o accessories |  | 441 | 1 | 1 | See Cope Price List SR730-35
9816698 | Overhead stirrer EUROSTAR 40 digital S 2 | 0/30 - 2.000 min-1, w/o accessories | with UK plug | 441 | 1 | 1 | Refer to Cope
9816699 | Overhead stirrer EUROSTAR 40 digital S 3 | 0/30 - 2.000 min-1, w/o accessories | with Swiss plug | 441 | 1 | 1 | Refer to Cope
9816700 | Overhead stirrer EUROSTAR 60 digtial | 0/30 - 2.000 min-1, w/o accessories |  | 442 | 1 | 1 | Refer to Cope
9816701 | Overhead stirrer EUROSTAR 60 digtial S 2 | 0/30 - 2.000 min-1, w/o accessories | with UK plug | 442 | 1 | 1 | Refer to Cope
9816702 | Overhead stirrer EUROSTAR 60 digtial S 3 | 0/30 - 2.000 min-1, w/o accessories | with Swiss plug | 442 | 1 | 1 | Refer to Cope
9816703 | Overhead stirrer EUROSTAR 60 control | 0/30 - 2.000 min-1, w/o accessories |  | 442 | 1 | 1 | See Cope Price List SR730-50
9816704 | Overhead stirrer EUROSTAR 60 control S 2 | 0/30 - 2.000 min-1, w/o accessories | with UK plug | 442 | 1 | 1 | Refer to Cope
9816705 | Overhead stirrer EUROSTAR 60 control S 3 | 0/30 - 2.000 min-1, w/o accessories | with Swiss plug | 442 | 1 | 1 | Refer to Cope
9816706 | Overhead stirrer EUROSTAR 100 digital | 0/30 - 1.300 min-1, w/o accessories |  | 444 | 1 | 1 | Refer to Cope
9816707 | Overhead stirrer EUROSTAR 100 digital S 2 | 0/30 - 1.300 min-1, w/o accessories | with UK plug | 444 | 1 | 1 | Refer to Cope
9816708 | Overhead stirrer EUROSTAR 100 digital S 3 | 0/30 - 1.300 min-1, w/o accessories | with Swiss plug | 444 | 1 | 1 | Refer to Cope
9816709 | Overehad stirrer EUROSTAR 100 control | 0/30 -1.300 min-1, w/o accessories |  | 444 | 1 | 1 | Refer to Cope
9816710 | Overhead stirrer EUROSTAR 100 control S 2 | 0/30 -1.300 min-1, w/o accessories | with UK plug | 444 | 1 | 1 | Refer to Cope
9816711 | Overhead stirrer EUROSTAR 100 control S 3 | 0/30 -1.300 min-1, w/o accessories | with Swiss plug | 444 | 1 | 1 | Refer to Cope
9816712 | Overhead stirrer EUROSTAR 200 P4 control | 0/4 -530 min-1, w/o accessories |  | 446 | 1 | 1 | Refer to Cope
9816713 | Overhead stirrer EUROSTAR 200 P4 control S 2 | 0/4 -530 min-1, w/o accessories | with UK plug | 446 | 1 | 1 | Refer to Cope
9816714 | Overhead stirrer EUROSTAR 200 P4 control S 3 | 0/4 -530 min-1, w/o accessories | with Swiss plug | 446 | 1 | 1 | Refer to Cope
9816715 | Overhead stirrer EUROSTAR 200 digital | 0/6 -2.000 min-1, w/o accessories |  | 445 | 1 | 1 | Refer to Cope
9816716 | Overhead stirrer EUROSTAR 200 digital S 2 | 0/6 -2.000 min-1, w/o accessories | with UK plug | 445 | 1 | 1 | Refer to Cope
9816717 | Overhead stirrer EUROSTAR 200 digital S 3 | 0/6 -2.000 min-1, w/o accessories | with Swiss plug | 445 | 1 | 1 | Refer to Cope
9816718 | Overhead stirrer EUROSTAR 200 control | 0/6 - 2.000 min-1, w/o accessories |  | 445 | 1 | 1 | Refer to Cope
9816719 | Overhead stirrer EUROSTAR 200 control S 2 | 0/6 - 2.000 min-1, w/o accessories | with UK plug | 445 | 1 | 1 | Refer to Cope
9816720 | Rührwerk EUROSTAR 200 control S 3 | 0/6 - 2.000 min-1, w/o accessories | with Swiss plug | 445 | 1 | 1 | Refer to Cope
9816735 | Telescopic stand R 474 |  |  | 449 | 1 | 1 | Refer to Cope
9816736 | Floor stand R 472 |  |  | 449 | 1 | 1 | Refer to Cope
9816801 | Digital block thermostate Dry Block Heater 1 | for 1 aluminium-block-insert, up to 120°C |  | 1303 | 1 | 1 | Refer to Cope
9816802 | Digital block thermostate Dry Block Heater 1 S 2 | for 1 aluminium-block-insert, up to 120°C | with UK plug | 1303 | 1 | 1 | Refer to Cope
9816803 | Digital block thermostate Dry Block Heater 1 S 3 | for 1 aluminium-block-insert, up to 120°C | with Swiss plug | 1303 | 1 | 1 | Refer to Cope
9816804 | Digital block thermostate Dry Block Heater 2 | for 2 aluminium-block-insert, up to 120°C |  | 1303 | 1 | 1 | Refer to Cope
9816805 | Digital block thermostate Dry Block Heater 2 S 2 | for 2 aluminium-block-inserts, up to 120°C | with UK plug | 1303 | 1 | 1 | Refer to Cope
9816806 | Digital block thermostate Dry Block Heater 2 S 3 | for 2 aluminium-block-inserts, up to 120°C | with Swiss plug | 1303 | 1 | 1 | Refer to Cope
9816807 | Digital block thermostate Dry Block Heater 3 | for 3 aluminium-block-insert, up to 120°C |  | 1303 | 1 | 1 | Refer to Cope
9816808 | Digital block thermostate Dry Block Heater 3 S 2 | for 3 aluminium-block-inserts, up to 120°C | with UK plug | 1303 | 1 | 1 | Refer to Cope
9816809 | Digital block thermostate Dry Block Heater 3 S 3 | for 3 aluminium-block-inserts, up to 120°C | with Swiss plug | 1303 | 1 | 1 | Refer to Cope
9816810 | Digital block thermostate Dry Block Heater 4 | for 4 aluminium-block-inserts, up to 120°C |  | 1303 | 1 | 1 | Refer to Cope
9816811 | Digital block thermostate Dry Block Heater 4 S2 | for 4 aluminium-block-inserts, up to 120°C | with UK plug | 1303 | 1 | 1 | Refer to Cope
9816812 | Digital block thermostate Dry Block Heater 4 S 3 | for 4 aluminium-block-inserts, up to 120°C | with Swiss plug | 1303 | 1 | 1 | Refer to Cope
9816813 | Single block DB 1.1 | for 0,5ml PCR tubes | Ø 7,5mm, height 7,6mm | 1303 | 1 | 1 | Refer to Cope
9816814 | Single block DB 1.2 | for 1,5ml micro tubes | Ø 11,5mm, height 36,9mm | 1303 | 1 | 1 | Refer to Cope
9816815 | Single block DB 3.1 | for 1,5ml,15ml, 50ml centrifuge tubes |  | 1303 | 1 | 1 | Refer to Cope
9816816 | Single block DB 3.2 | for 0,5ml, 1,5ml, 2,0ml micro tubes |  | 1303 | 1 | 1 | Refer to Cope
9816817 | Double block DB 6.3 | for 1x 96-well PCR-plate, Ø 6.4 mm | for 0.2 ml tubes | 1303 | 1 | 1 | Refer to Cope
9816818 | Double block DB 7.1 | for 96- or 384-well plate |  | 1303 | 1 | 1 | Refer to Cope
9822551 | CellOx 325,membrane-covered galvanic | oxygen sensor |  | 331 | 1 | 1 | 929.32
9822552 | Cleaning solution RL/G | for CellOx® 325 and TA 197 Oxi-..., | bottle with 30 ml | 312 | 1 | 1 | Refer to Cope
9822553 | Electronic solution ELY/G, 50 ml |  |  | 331 | 1 | 1 | 96.65
9822560 | StirrOx G.,self-stirring oxygen sensor |  |  | 331 | 1 | 1 | 1212.27
9826131 | Nylon brush for sieving aids | pack of 3 |  | 544 | 1 | 1 | 93.28
9826132 | Vulkollan cube 12x12x12mm | pack of 10 |  | 544 | 1 | 1 | 52.58
9826133 | Set rubber balls 20mm Ø | pack of 5 |  | 544 | 1 | 1 | 52.58
9826134 | Agate balls 10mmØ | pack of 10 |  | 544 | 1 | 1 | 110.18
9826401 | Sieve head plexiglass with 2 rotating blast pipes | for test sieves 200 dia. |  | 543 | 1 | 1 | 867.64
9826402 | Vibratory sieving machine "analysette 3",Pro | w/o accessories,for sieve diameter 200 mm or 8" | max no. of sieves 10x50 or 20x25 mm high | 543 | 1 | 1 | 3160.39
9826403 | Vibratory sieving machine "analysette 3",Spartan | w/o accessories,for sieve diameter 200 mm or 8", | max no. of sieves 10x50 mm or 20x25 mm high | 543 | 1 | 1 | 2354.3
9826404 | Plexiglass sieve head for analytical sieves | diam. 200 mm/8" |  | 543 | 1 | 1 | 336.93
9826405 | Sieve clamping lid,diam. 200 mm |  |  | 543 | 1 | 1 | 210.41
9826406 | Sieve pan,stainless steel,diam. 8",2" high |  |  | 543 | 1 | 1 | 101.04
9826444 | Sieve pan,stainless steel,diam. 200 mm,50 mm high |  |  | 543 | 1 | 1 | 101.04
9826446 | Sieve pan,stainless steel with outlet,diam. 200 mm | 50 mm high |  | 543 | 1 | 1 | 381.01
9826447 | Intermediate sieve ring with 3 sprays for | analytical sieves,diam 200 mm |  | 543 | 1 | 1 | 1060.71
9826449 | Sieve pan,stainless steel with outlet,diam. 8" | 2" high |  | 543 | 1 | 1 | 381.01
9826450 | Intermediate sieve ring with 3 sprays for | analytical sieves,diam 8" |  | 543 | 1 | 1 | 1060.71
9826939 | interposed sieve 200 mm dia. | pan made of stainless steel, | 50 mm height | 543 | 1 | 1 | 152.98
9826940 | interposed sieve steel 8" dia. | pan made of stainless steel, | 2" mm height | 543 | 1 | 1 | 152.98
9826943 | sieve tensioning system TorqueMaster | consisting of clamping lid plexiglas | and electrical tool 230 V/1~, 50 Hz | 543 | 1 | 1 | 1765.72
9828142 | Small tube pump MS-CA 2/620 | 1,5 - 7,8 ml/min, new ISM844 |  | 956 | 1 | 1 | 753.95
9828144 | Small tube pump MS-CA 2/640 | 2,9 - 16 ml/min |  | 956 | 1 | 1 | 748.89
9828146 | Small tube pump MS-CA 2/660 | 4,4 - 24 ml/min- |  | 956 | 1 | 1 | 748.89
9828152 | Small tube pump MS-CA 2/820 | 0,06 - 6 ml/min |  | 956 | 1 | 1 | 770.41
9828154 | Small tube pump MS-CA 2/840 | 0,12 - 12 ml/min new ISM848 |  | 956 | 1 | 1 | 770.41
9828156 | Small tube pump MS-CA 2/860 | 0,18 - 18 ml/min new ISM849 |  | 956 | 1 | 1 | 770.41
9828215 | Tubing bed sets,no. of tubings 2 | 3.2-8.0 mm |  | 961 | 1 | 1 | 365.19
9828216 | Tubing bed sets,no. of tubings 3 | 0.8-6.4 mm |  | 961 | 1 | 1 | 441.17
9828307 | Gear pump drives,BVP-Z,flow rate 1-6600 ml/min | incl. magnet | w/o accessories | 966 | 1 | 1 | 2269.53
9828308 | Gear pump drives MCP-Z Standard | incl. magnet, flow rate 1-6600 ml/min | w/o accessories, 115/230 VAC / 50/60 Hz | 966 | 1 | 1 | 2997.66
9828309 | Gear pump drives, MCP-Z-Process | incl. magnet |  | 966 | 1 | 1 | 4133.61
9828344 | Magnet for MCP-Z and BVP-Z |  |  | 966 | 1 | 1 | 189.3
9828345 | Magnet for MCP-Z-process |  |  | 966 | 1 | 1 | 202.82
9828346 | Peristallic, multichannel, precision | IP 04, inputs 1-8, 175x220x130mm | without dispensing features | 958 | 1 | 1 | 3370.7
9828347 | Multichannel cassette pump IP 08 | channels 1 - 8, 175x220x130 mm | w/o dosing function | 958 | 1 | 1 | 3707.78
9828348 | Peristallic, multichannel, precision pump | IP 12, inputs 1-12, 175x260x130mm | without dispensing features | 958 | 1 | 1 | 4059.24
9828349 | Multichannel cassette pump IP 16 | channels 1 - 16, 175x300x130 mm | w/o dosing function | 958 | 1 | 1 | 4354.33
9828350 | Peristallic, multichannel, precision pump | IP 24, inputs 1-24, 175x380x130mm | without dispensing features | 958 | 1 | 1 | 4718.99
9828351 | Multi-channel precision cassette pumps, IPC-04 | flow rate 0.004-44 ml/min |  | 958 | 1 | 1 | 3500.26
9828352 | Multi-channel precision cassette pumps, IPC-08 | flow rate 0.004-44 ml/min |  | 958 | 1 | 1 | 3888.91
9828353 | Multi-channel precision cassette pumps, IPC-12 | flow rate 0.004-44 ml/min |  | 958 | 1 | 1 | 4317.15
9828354 | Multi-channel precision cassette pumps, IPC-16 | flow rate 0.004-44 ml/min |  | 958 | 1 | 1 | 4653.02
9828355 | Multi-channel precision cassette pumps, IPC-24 | flow rate 0.004-44 ml/min |  | 958 | 1 | 1 | 5041.67
9828356 | Peristallic, multichannel, precision pump | IP-N-04, inputs 1-4, 175x180x130mm | without dispensing features | 958 | 1 | 1 | 3370.7
9828357 | Peristallic, multichannel, precision pump | IP-N-08, inputs 1-8, 175x220x130 mm | without dispensing features | 958 | 1 | 1 | 3707.78
9828358 | Peristallicl, multichannel, precision pump | IP-N-12, inputs 1-12, 175x260x130mm | without dispensing features | 958 | 1 | 1 | 4059.24
9828359 | Foot switch for cassette pumps |  |  | 958 | 1 | 1 | 242.57
9828360 | Peristallic, multichannel, precision pump | IP-N-16, inputs 1-16, 175x300x130mm | without dispensing features | 958 | 1 | 1 | 4354.33
9828361 | Multi-channel precision cassette pumps, IPC-N-04 | flow rate 0.001-11 ml/min |  | 958 | 1 | 1 | 3500.26
9828362 | Multi-channel precision cassette pumps, IPC-N-08 | flow rate 0.001-11 ml/min |  | 958 | 1 | 1 | 3888.91
9828363 | Multi-channel precision cassette pumps, IPC-N-12 | flow rate 0.001-11 ml/min |  | 958 | 1 | 1 | 4317.15
9828364 | Multi-channel precision cassette pumps, IPC-N-16 | flow rate 0.001-11 ml/min |  | 958 | 1 | 1 | 4653.02
9828365 | Multi-channel precision cassette pumps, IPC-N-24 | flow rate 0.001-11 ml/min |  | 958 | 1 | 1 | 5041.67
9828366 | Peristaltic pump drives,BVP,w/o accessories | standard model, ISM444 |  | 959 | 1 | 1 | 2489.05
9828367 | Peristaltic pump drives,MCP,w/o accessories | microprocessor-controlled, ISM404 |  | 960 | 1 | 1 | 3189.58
9828368 | Ceramic piston pumps, valveless,Reglo-FMI | flow rate 0.08-180 ml/min |  | 967 | 1 | 1 | 2003.23
9828370 | Peristaltic, multichannel, precision pump | IP-N-24, inputs 1-24, 175x380x130mm | without dispensing features | 958 | 1 | 1 | 4718.99
9828371 | Pump head MCP 360,1 channel | flow rate 0.2-876 ml/min |  | 961 | 1 | 1 | 676.79
9828372 | Pump head MCP 380,1 channel | flow rate 0.9-2810 ml/min |  | 961 | 1 | 1 | 813.42
9828373 | Pump head MCP 380 AD,1 channel | flow rate 0.8-3660 ml/min |  | 961 | 1 | 1 | 1945.65
9828375 | Pump head MCP MS/CA8-6 ,8-24 channel | flow rate 0.003-100 ml/min |  | 961 | 1 | 1 | 908.06
9828376 | Extension unit MS/CA8 cassetee block | with 8 channels |  | 957 | 1 | 1 | 637.57
9828377 | Pump heads MCP MS/CA4-12,4-16 channels | flow rate 0.002-57 ml/min |  | 961 | 1 | 1 | 995.62
9828378 | Extension unit MS/CA4-12 cassetee block | with 4 channels |  | 957 | 1 | 1 | 752.7
9828379 | Pump head MCP/BVP CA4,channels 4 | flow rate 0.003-230 ml/min |  | 961 | 1 | 1 | 882.86
9828380 | Pump head MCP/BVP CA8,channels 8 | flow rate 0.003-230 ml/min |  | 961 | 1 | 1 | 1381.87
9828381 | Pump head MCP/BVP CA12,channels 12 | flow rate 0.003-230 ml/min |  | 961 | 1 | 1 | 1768.12
9828391 | Pump head 7018-10 easy-load,1 channel | flow rate 0.1-1017 ml/min |  | 957 | 1 | 1 | 529.62
9828394 | Pumpheads Pro 281 |  |  | 961 | 1 | 1 | 927.25
9828395 | MCP/BVP-PTFE tubing pump head,1 channel | flow rate 1-45 ml/min |  | 960 | 1 | 1 | 1204.34
9828396 | Pumpheads Pro 381 |  |  | 961 | 1 | 1 | 977.63
9828420 | Pump heads for ceramic piston pumps | ceramic,flow rate 0.050-180 ml/min |  | 967 | 1 | 1 | 981.38
9828421 | Pump heads for ceramic piston pumps | ceramic,flow rate 0.100-180 ml/min |  | 967 | 1 | 1 | 981.38
9828422 | Pump heads for ceramic piston pumps | ceramic,flow rate 0.025-45 ml/min |  | 967 | 1 | 1 | 1119.57
9828423 | Pump heads for ceramic piston pumps | SS316 steel,flow rate 0.025-45 ml/min |  | 967 | 1 | 1 | 1137.48
9828424 | Reeling flask pump head QP.Q1.CSC-WT | with flushing-and temperating connection | tubing-i.-dia. 6.4 mm | 967 | 1 | 1 | 1681.27
9828425 | Reeling flask pump head QP.Q2.CSC-WT | with flushing- and temperating connection | tubing-i.-dia. 6,4 mm | 967 | 1 | 1 | 1681.27
9828430 | Pump heads for ceramic piston pumps | SS316 steel,flow rate 0.001-19 ml/min |  | 967 | 1 | 1 | 1429.85
9828432 | Pump heads for ceramic piston pumps | ceramic,flow rate 0.008-173 ml/min |  | 967 | 1 | 1 | 1321.74
9828433 | Pump heads for ceramic piston pumps | ceramic,flow rate 0.013-310 ml/min |  | 967 | 1 | 1 | 1429.21
9828434 | Pump heads for ceramic piston pumps | ceramic,flow rate 0.004-77 ml/min |  | 967 | 1 | 1 | 1204.34
9828435 | Pump heads for ceramic piston pumps | ceramic,flow rate 0.008-173 ml/min |  | 967 | 1 | 1 | 1927.26
9828470 | Peristaltic pump MS-2/6-160 | Reglo-Analogue, 0,004-57ml/min. |  | 956 | 1 | 1 | 1734.53
9828471 | Multi-channel peristaltic pumps,reglo-analog | channels 2,flow rate 0.002-57 ml/min |  | 956 | 1 | 1 | 1832.9
9828472 | Peristaltic pump MS-4/6-100 | Reglo-Analogue, 0,003-43ml/min. |  | 956 | 1 | 1 | 2000.83
9828473 | Multi-channel peristaltic pumps,reglo-analog | channels 4,flow rate 0.001-35 ml/min |  | 956 | 1 | 1 | 2041.62
9828474 | Multi-channel peristaltic pumps,reglo-analog | channels 2,flow rate 0.001-39 ml/min |  | 956 | 1 | 1 | 2034.42
9828475 | Multi-channel peristaltic pumps,reglo-analog | channels 4,flow rate 0.001-24 ml/min |  | 956 | 1 | 1 | 2115.99
9828480 | Reglo-digital MS 2/6-160 |  |  | 956 | 1 | 1 | 2036.82
9828481 | Multi-channel peristaltic pumps,reglo-digital | channels 2,flow rate 0.002-57 ml/min |  | 956 | 1 | 1 | 2126.79
9828482 | Peristaltic pump MS-4/6-100 | Reglo-Digital, 0,002-43ml/min. |  | 956 | 1 | 1 | 2154.37
9828483 | Multi-channel peristaltic pumps,reglo-digital | channels 4,flow rate 0.001-35 ml/min |  | 956 | 1 | 1 | 2205.96
9828484 | Multi-channel peristaltic pumps,reglo-digital | channels 2,flow rate 0.001-39 ml/min |  | 956 | 1 | 1 | 2304.32
9828485 | Multi-channel peristaltic pumps,reglo-digital | channels 4,flow rate 0.001-24 ml/min |  | 956 | 1 | 1 | 2369.1
9828487 | Tubing pump Reglo ICC | 0,002 - 35 ml/min, 3 channels |  | 957 | 1 | 1 | 2757.75
9828510 | Peristaltic pump drives,MCP Process | w/o accessories,process-suitable drive, ISM915 |  | 960 | 1 | 1 | 4109.62
9828511 | Pump drive | MCP-CPF-Process |  | 967 | 1 | 1 | 4151.61
9828512 | Peristaltic pump drives, BVP, MCP, MCP Process | IP |  | 959 | 1 | 1 | 3599.82
9828513 | Pump, peristalic, 1 channel, 2 rollers | ECOLINE VC-280II |  | 957 | 1 | 1 | 2191.57
9828514 | Pump, peristalic, 1 channel, 3 rollers | ECOLINE VC-360II |  | 957 | 1 | 1 | 2086.01
9828515 | Pump, peristaic, 1 channel, 3 rollers | ECOLINE VC-380II |  | 957 | 1 | 1 | 2217.96
9828516 | ECOLINE VC-drive |  |  | 957 | 1 | 1 | 1724.94
9828520 | MCP Process head Pro 280,channels 1 | flow rate 0.2-3700 ml/min |  | 961 | 1 | 1 | 952.43
9828521 | MCP Process head Pro 380,channels 1 | flow rate 0.5-3400 ml/min |  | 961 | 1 | 1 | 959.63
9828530 | MCP/BVP Easy-load changing plate |  |  | 960 | 1 | 1 | 359.86
9828533 | MC-SB changing plate |  |  | 961 | 1 | 1 | 723.59
9828541 | Peristaltic pump FLOWMASTER | FMT 300, from 35ml to 13l/min. |  | 959 | 1 | 1 | 6376.75
9830160 | Kofler hot bench | +50°C - +260°C | 230 V, 50/60 Hz | 410 | 1 | 1 | See Cope Price List MG200-15
9830430 | Melting point apparatus | 230 V, digital, model SMP 20 |  | 408 | 1 | 1 | See Cope Price List MG165-10
9830441 | Melting point determination apparatus IA 9100 | range RT - 400°C |  | 408 | 1 | 1 | See Cope Price List MG050-10
9830442 | Melting point determination apparatus IA 9200 | range RT - 400°C |  | 408 | 1 | 1 | See Cope Price List MG055-10
9830443 | Melting point determination apparatus IA 9300 |  |  | 408 | 1 | 1 | See Cope Price List MG055-35
9830445 | Cold finger | (IA9100/9200) |  | 408 | 1 | 1 | See Cope Price List MG059-08
9830447 | Capillary tubes 2.0 mm | closed both ends | pack of 100 | 408 | 1 | 1 | 29.13
9830448 | Printer serial PR2000S | with connection cable | for IA9000 series | 408 | 1 | 1 | See Cope Price List MG060-10
9830463 | Capillary tubes 1.5 mm | closed both ends | pack of 100 | 408 | 1 | 1 | Refer to Cope
9837870 | Overhead shaker Trayster basic | vertical rotary motion, fix driving speed |  | 489 | 1 | 1 | Refer to Cope
9837871 | Overhead shaker Trayster digital | vertical rotary motion, adjustable driving speed |  | 489 | 1 | 1 | Refer to Cope
9837881 | Incubation shaker KS 3000i control | integr.PID-controlling |  | 816 | 1 | 1 | Refer to Cope
9837882 | Incubation shaker KS 3000ic control | integr.PID-controlling |  | 816 | 1 | 1 | Refer to Cope
9837883 | Incubation shaker KS 3000i control S 2 | integr.PID-controlling | with UK plug | 816 | 1 | 1 | Refer to Cope
9837884 | Incubation shaker KS 3000i control S 3 | integr.PID-controlling | with CH plug | 816 | 1 | 1 | Refer to Cope
9837885 | Incubation shaker KS 3000ic control S 2 | integr.PID-controlling | with UK plug | 816 | 1 | 1 | Refer to Cope
9837886 | Incubation shaker KS 3000ic control S 3 | integr.PID-controlling | with Swiss plug | 816 | 1 | 1 | Refer to Cope
9837890 | Incubation shaker KS 4000i control |  |  | 817 | 1 | 1 | Refer to Cope
9837891 | Incubation shaker KS 4000ic control | with built-in cooler |  | 817 | 1 | 1 | Refer to Cope
9837892 | Dish attachment AS 4000.3 | 470 x 444 x 25 mm |  | 817 | 1 | 1 | Refer to Cope
9837893 | Fixing clip attachment AS 4000.2 | 470 x 444 x 25 mm |  | 817 | 1 | 1 | Refer to Cope
9837894 | Universal attachment AS 4000.1 | 470 x 447 x 135 mm |  | 817 | 1 | 1 | Refer to Cope
9837897 | Fastening screw AS 1.402 |  |  | 817 | 1 | 1 | Refer to Cope
9837905 | Shaker model 3005 |  |  | 470 | 1 | 1 | 1215.06
9837906 | Shaker, type 3006, reciprocating | motion ,platform:330x330 mm | shaking frequency: 0 - 300 rpm,w/o.accessories | 478 | 1 | 1 | 1258.97
9837911 | Shakers,orbital type 3011, rocking | motion,platform:450x450 mm | rocking frequency: 2 - 50 rpm,w/o.accessories | 486 | 1 | 1 | 1834.12
9837912 | Shakers,orbital type 3012, rocking | motion,platform:450x450 mm | rocking frequency: 2 - 50 rpm,w/o.accessories | 486 | 1 | 1 | 1997.66
9837913 | Shakers, type 3013, rocking | motion,platform:450x450 mm | rocking frequency: 2 - 50 rpm,w/o.accessories | 483 | 1 | 1 | 1774.85
9837914 | Shakers, type 3014, rocking | motion,platform:450x450 mm | rocking frequency: 2 - 50 rpm,w/o.accessories | 483 | 1 | 1 | 1969.13
9837915 | Shakers,orbital motion,platform:450x450 mm | shaking frequency: 0 - 300 rpm,w/o.accessories |  | 471 | 1 | 1 | 1743.02
9837916 | Shakers, type 3016, reciprocating | motion,platform:450x450 mm | shaking frequency: 0 - 300 rpm,w/o.accessories | 478 | 1 | 1 | 1743.02
9837917 | Shakers,orbital motion,platform:450x450 mm | shaking frequency: 0 - 300 rpm,w/o.accessories | with digital speed display | 471 | 1 | 1 | 1805.58
9837918 | Shakers, type 3018, reciprocating | motion,platform:450x450 mm | shaking frequency: 0 - 300 rpm,w/o.accessories | 478 | 1 | 1 | 1805.58
9837919 | Shakers,orbital motion,platform:676x540 mm | shaking frequency: 10 - 250 rpm,w/o.accessories |  | 471 | 1 | 1 | 3297.24
9837920 | Shakers,orbital motion,platform:676x540 mm | shaking frequency: 10 - 250 rpm,w/o.accessories | with digital speed display | 471 | 1 | 1 | 3657.26
9837925 | Test tube rotator 3025 | for max. 24 test tubes | speed: 6 - 80 rpm | 489 | 1 | 1 | 1120.67
9837926 | Shaking incubator,orbital motion | temperature range: +20° - +70°C,cap. 46 ltrs | inside:495x495x280 mm,shaking frequency:10-250 rpm | 813 | 1 | 1 | 7445.95
9837927 | Shaking incubators,orbital motion,cap. 45 ltrs | inside:450x300x320 mm,temperature:+20° - + 70°C | shaking frequency: 10 - 250 rpm,w/o.accessories | 813 | 1 | 1 | 8271.43
9837929 | Shaking incubators,orbital motion,cap.150 ltrs | inside:674x540x430 mm,temperature:+20° - + 70°C | shaking frequency: 10 - 250 rpm,w/o.accessories | 813 | 1 | 1 | 9792.5
9837931 | Overhead shaker,shaking frequency: 1 - 20 rpm | for max. 12 bottles, 3040 |  | 490 | 1 | 1 | 3710.76
9837935 | Non-slip mats, 420 x 420 mm |  |  | 473 | 1 | 1 | 114.67
9837936 | Trays,st.steel,for Erlenmeyer flasks,w/o.clips |  |  | 472 | 1 | 1 | 178.3
9837937 | Universal mounts for shakers | 3967 |  | 473 | 1 | 1 | 432.95
9837938 | Platform frame,with 4 levels |  |  | 473 | 1 | 1 | 562.56
9837960 | Tray,st.steel,with holes,w/o. clips |  |  | 770 | 1 | 1 | 177.63
9837966 | Test tube racks,st.steel,for 243 test tubes |  |  | 770 | 1 | 1 | 191.55
9837967 | Test tube racks,st.steel,for 63 test tubes |  |  | 770 | 1 | 1 | 191.55
9837968 | Test tube racks,st.steel,for 372 test tubes |  |  | 770 | 1 | 1 | 191.55
9837970 | Clamp f. 250 ml separating funnel | conical form |  | 472 | 1 | 1 | 40.03
9837971 | Non-slip mats, | for GFL-shakers |  | 473 | 1 | 1 | 70.52
9837972 | Trays st.steel,for separating funnels etc. | w/o. clips |  | 472 | 1 | 1 | 100.08
9837973 | Universal mount f. shaker model 3952 |  |  | 473 | 1 | 1 | 397.58
9837974 | Test tube racks,st.steel |  |  | 472 | 1 | 1 | 95.5
9837975 | Clips,st.steel,for separating funnels 50 ml |  |  | 472 | 1 | 1 | 40.03
9837976 | Clips,st.steel,for separating funnels 100 ml |  |  | 472 | 1 | 1 | 40.03
9837977 | Clips,st.steel,for separating funnels 250 ml |  |  | 472 | 1 | 1 | 40.03
9837978 | Clips,st.steel,for separating funnels 500 ml |  |  | 472 | 1 | 1 | 44.43
9837979 | Clamps for test plates | for trays 3950, 3966, 3970, 3980 |  | 473 | 1 | 1 | 32.32
9837980 | Tray,aluminium,with 99 holes for clips | w/o.clips |  | 472 | 1 | 1 | 237.82
9837981 | Shaking frame |  |  | 473 | 1 | 1 | 439.86
9837982 | Universal mounts for shakers | 3982 |  | 473 | 1 | 1 | 625.07
9837983 | Clips for Erlenmeyer flasks | 25 ml |  | 472 | 1 | 1 | 24.6
9837984 | Clips for Erlenmeyer flasks | 50 ml |  | 472 | 1 | 1 | 28.27
9837985 | Clips for Erlenmeyer flasks | 100 ml |  | 472 | 1 | 1 | 29.01
9837986 | Clips for Erlenmeyer flasks | 200 ml |  | 472 | 1 | 1 | 30.12
9837987 | Clips for Erlenmeyer flasks | 300 ml |  | 472 | 1 | 1 | 33.06
9837988 | Clips for Erlenmeyer flasks | 500 ml |  | 472 | 1 | 1 | 34.15
9837989 | Clips for Erlenmeyer flasks | 1000 ml |  | 472 | 1 | 1 | 55.1
9837990 | Tray,st.steel,for fastening clips, w/o.clips |  |  | 813 | 1 | 1 | 127.92
9837991 | Clips for Erlenmeyer flasks | 2000 ml |  | 472 | 1 | 1 | 74.93
9838040 | Orbital shaker KS 501 digital | size 505x585x120 mm, speed: 0-300 rpm | without accessories | 475 | 1 | 1 | See Cope Price List SE770-10
9838041 | Horizontal shaker IKA HS 501 digital | size 505x585x120 mm,speed: 0-300 rpm | without accessories | 475 | 1 | 1 | See Cope Price List SE440-10
9838045 | Separating funnel AS 501.6 | attachment for KS / HS 501 digital |  | 476 | 1 | 1 | Refer to Cope
9838046 | Universal attachment AS 501.1 | for KS / HS 501 digital |  | 476 | 1 | 1 | See Cope Price List SE440-30
9838047 | Sep.funnel AS 501.2 | attachment for KS / HS 501 digital |  | 476 | 1 | 1 | See Cope Price List SE440-35
9838048 | Separating funnel AS 501.3 | attachment for KS / HS 501 digital |  | 476 | 1 | 1 | See Cope Price List SE440-37
9838049 | Dish attachment AS 501.5 | for KS / HS 501 digital |  | 476 | 1 | 1 | Refer to Cope
9838050 | Fixing clip support AS 501.4 | for KS / HS 501 digital |  | 476 | 1 | 1 | See Cope Price List SE440-32
9838063 | Horizontal shaker HS 260 basic |  |  | 479 | 1 | 1 | See Cope Price List SE420-15
9838074 | Orbital shaker KS 260 basic |  |  | 475 | 1 | 1 | See Cope Price List SE745-15
9838075 | Orbital shaker KS 260 basic Package | incl. 2x 6.236 293 and 9.838 192 |  | 475 | 1 | 1 | Refer to Cope
9838080 | Universal attachment AS 260.1 | for KS / HS 260 basic / control |  | 479 | 1 | 1 | See Cope Price List SE420-27
9838091 | Fixing clip AS 2.1 | for flasks cap. 25 ml |  | 476 | 1 | 1 | See Cope Price List SE420-40
9838092 | Fixing clip AS 2.2 | for flasks cap. 50 ml |  | 476 | 1 | 1 | See Cope Price List SE420-42
9838093 | Fixing clip AS 2.3 | for flasks cap. 100 ml |  | 476 | 1 | 1 | See Cope Price List SE420-44
9838094 | Fixing clip AS 2.4 | for flasks cap. 200 / 250 ml |  | 476 | 1 | 1 | See Cope Price List SE420-46
9838095 | Fixing clip AS 2.5 | for flasks cap. 500 ml |  | 476 | 1 | 1 | See Cope Price List SE420-48
9838150 | Orbital shaker KS 130 basic |  |  | 474 | 1 | 1 | Refer to Cope
9838151 | Orbital shaker KS 130 basic Package | incl. 6.236 293 and 9.838 162 |  | 474 | 1 | 1 | Refer to Cope
9838160 | Universal attachment AS 130.1 | for KS 130 basic / control |  | 474 | 1 | 1 | Refer to Cope
9838161 | Fixing clip AS 130.2 | attachment for KS 130 basic / control |  | 474 | 1 | 1 | Refer to Cope
9838162 | Dish attachment AS 130.3 | for KS 130 basic / control |  | 474 | 1 | 1 | Refer to Cope
9838163 | Test tube support AS 130.4 | for KS 130 basic / control |  | 474 | 1 | 1 | Refer to Cope
9838175 | Orbital shaker KS 260 control | with positioning point |  | 475 | 1 | 1 | Refer to Cope
9838176 | Orbital shaker KS 260 control Package | with positioning point | incl. 2x 6.236 293 and 9.838 192 | 475 | 1 | 1 | Refer to Cope
9838185 | Horizontal shaker HS 260 control |  |  | 479 | 1 | 1 | See Cope Price List SE420-20
9838191 | Fixing clip AS 260.2 | for KS / HS 260 basic / control |  | 479 | 1 | 1 | See Cope Price List SE420-29
9838192 | Dish attachment AS 260.3 | for KS / HS 260 basic / control |  | 479 | 1 | 1 | See Cope Price List SE420-72
9838193 | Separating funnel AS 260.5 | for KS / HS 260 basic / control |  | 479 | 1 | 1 | See Cope Price List SE420-67
9838195 | Microtiter shaker MTS 2/4 digital | 230 V, 50/60 Hz |  | 1296 | 1 | 1 | See Cope Price List SE635-40
9839701 | Orbital shaker Sea Star®, digital | 100-240 V, 50/60 Hz |  | 466 | 1 | 1 | #N/A
9839702 | Rubber mat | for Orbital Shaker Sea Star® |  | 466 | 1 | 1 | 62.95
9839703 | Elastic ties | for Orbital Shaker Sea Star® | pack of 8 | 466 | 1 | 1 | 62.95
9839704 | Universal power adapter | for Orbital Shaker Sea Star® |  | 466 | 1 | 1 | 62.95
9840202 | Replacement active charcoal filter H series | for organic substances |  | 261 | 1 | 1 | 229.4
9840588 | Underframe, standing working | 1200 width light grey |  | 262 | 1 | 1 | 365.91
9840608 | Gas bottle cabinet G90 | light grey, width 1200 mm, | with interior | 269 | 1 | 1 | 3473.88
9840609 | Gas bottle cabinet G90 | light grey, width 900 mm, | with interior | 269 | 1 | 1 | 3190.62
9840612 | Inlaying pan made from polyethylene (PE) | for C.60.110 |  | 267 | 1 | 1 | 77.34
9840614 | PP-inlaying pan | width 420 mm |  | 267 | 1 | 1 | 75.25
9840619 | PP-inlaying pan | width 858 mm, inserts Phoenix | VBFT197/196.120 | 267 | 1 | 1 | 141.97
9840626 | PP-inlaying pan | width 364 mm, for inserts smal | VBFT197/196.60 | 267 | 1 | 1 | 94.07
9840650 | Circulating air filter attachment |  |  | 265 | 1 | 1 | 1573.73
9840681 | Saftey cabinet PEGASUS Typ 90 | 1193 x 615 x 1953 mm (WxDxH) | grey RAL 7035, 3 shelves, 1 perforated | 265 | 1 | 1 | 3134.81
9840682 | Saftey cabinet PEGASUS Typ 90 | 599 x 615 x 1953 mm (WxDxH) | grey RAL 7035, 3 shelves, 1 perforated | 265 | 1 | 1 | 2481.2
9840689 | Saftey cabinet S-CLASSIC Typ 90 | 1196 x 616 x 1968 mm (WxDxH), swing doors | grey RAL 7035, 3 shelves, | 268 | 1 | 1 | 2815.77
9840690 | Saftey cabinet S-CLASSIC Typ 90 | 596 x 616 x 1968 mm (WxDxH), swing doors | grey RAL 7035, 3 shelves, | 268 | 1 | 1 | 2186.11
9840691 | Saftey cabinet SL-CLASSIC | 1197 x 603 x 1965 mm (WxDxH), swing doors | grey RAL 7035, 8 pull-out shelves with trays | 268 | 1 | 1 | 2768.08
9840692 | Saftey cabinet SL-CLASSIC | 597 x 603 x 1965 mm (WxDxH), swing doors | grey RAL 7035, 4 pull-out shelves with trays | 268 | 1 | 1 | 1852.18
9840693 | Saftey cabinet Q-Classic | 1164 x 615 x 1947 mm (WxDxH), swing doors | grey RAL 7035, 3 shelves, | 267 | 1 | 1 | 2038.93
9840694 | Saftey cabinet Q-Classic | 564 x 620 x 1947 mm (WxDxH), swing door | grey RAL 7035, 3 shelves, | 267 | 1 | 1 | 1527.13
9840695 | Saftey cabinet PEGASUS Typ 90 | 1196 x 616 x 1968 mm (WxDxH) | grey RAL 7035, 3 shelves, 1 bottom collecting sump | 266 | 1 | 1 | 2969.02
9840696 | Saftey cabinet PHOENIX Typ 90 | 1196 x 616 x 1968 mm (WxDxH), folding doors | grey RAL 7035, incl. 6 pull-out drawers | 266 | 1 | 1 | 4085.22
9840697 | Saftey cabinet PHOENIX Typ 90 | 596 x 616 x 1968 mm (WxDxH), folding door | grey RAL 7035, 3 shelves, | 266 | 1 | 1 | 2273.2
9840698 | Saftey cabinet PHOENIX Typ 90 | 596 x 616 x 1968 mm (WxDxH), folding door | grey RAL 7035, incl. 6 pull-out drawers | 266 | 1 | 1 | 2955.23
9840699 | Plinth panel RAL 7016 | for 1-door model Q90.195.060 WDAC | steel plate powder-coated | 265 | 1 | 1 | 26.26
9840700 | Plinth panel RAL 7016 | for 2-door model Q90.195.120 WDAC | steel plate powder-coated | 265 | 1 | 1 | 36.5
9840701 | Safety cabinet SL-CLASSIC | 1197 x 603 x 1965 mm (WxDxH), swing doors | grey RAL 7035, 12 pull-out shelves with trays | 268 | 1 | 1 | 3124.53
9840702 | Safety cabinet SL-CLASSIC | 597 x 603 x 1965 mm (WxDxH), swing doors | grey RAL 7035, 6 pull-out shelves with trays | 268 | 1 | 1 | 2030.4
9841501 | Hand spectroscope 1501 | with adjustable slit |  | 1037 | 1 | 1 | 242.7
9841504 | Hand spectroscope, with additional | wavelength scale |  | 1037 | 1 | 1 | 437.83
9841601 | Air sampler, MD8 airscan | 375x242x228 mm |  | 1106 | 1 | 1 | #N/A
9841605 | Air bacteria sampler MD 8 Air Port | battery-powered with battery charger |  | 1106 | 1 | 1 | 4211.72
9842013 | Benchtop autoclave,aluminium,pressure up to2.7 bar | heating power 1600-1750 W | CERTOCLAV CV-EL 12L GS,cap. 12 ltrs,diam. 240 mm | 1091 | 1 | 1 | 2003.78
9842014 | Benchtop autoclaves,aluminium,pressure 2.7 bar | heating power 1600-1750 W | CERTOCLAV CV-EL 18L GS,cap. 18 ltrs,diam. 240 mm | 1091 | 1 | 1 | 2380.89
9842017 | Benchtop autolave CERTOCLAV MultiControl | selectable programs from 35-142°C,cap. 18 ltrs | diam. 240 mm,inner height 400 mm | 1092 | 1 | 1 | 3905.64
9842018 | Benchtop autolave CERTOCLAV MultiControl | selectable programs from 35-142°C,cap. 12 ltrs |  | 1092 | 1 | 1 | 3556.05
9842019 | CERTOCLAV Essential 12 ltr | Benchtop autolave, 121°C, | with printer port for receipt printer | 1090 | 1 | 1 | 1963.17
9842020 | Service kit 2 | with expendable part for models | Classic, Multicontrol 2, Connect, Culture Media | 1092 | 1 | 1 | 79.13
9842025 | Wire basket with handle | 210mmØ, high 180mm, 8x8mm mesh |  | 1092 | 1 | 1 | 156.8
9842027 | CERTOCLAV Essential 18 ltr | Benchtop autolave, 121°C, | with printer port for receipt printer | 1090 | 1 | 1 | 2173.91
9842028 | CERTOCLAV Classic 125°C or 140°C | 18 Ltr., stainless steel |  | 1090 | 1 | 1 | 2286.18
9842029 | CERTOCLAV Classic | alternative valve with 115°C or 121°C | 18 Ltr., Stainless steel | 1090 | 1 | 1 | 2286.18
9842030 | CERTOCLAV MultiControl 2 | freely programmable up to 140°C, | 18 Ltr., stainless steel | 1090 | 1 | 1 | 2726.48
9842031 | CERTOCLAV Connect, 18 Ltr., stainless steel | programmable up to 140°C, | Touch Screen, Internet connection | 1090 | 1 | 1 | 3193.44
9842032 | CERTOCLAV CultureMedia, stainless steel | programmable up to 140°C, | Touch Screen, Internet connection, | 1090 | 1 | 1 | #N/A
9842033 | Thermotransfer printer | for CERTOCLAV MultiControl 2 | and Essential | 1092 | 1 | 1 | 339.74
9842035 | Wire basket DM 25, 25cm, with handle | stainless steel for CERTOCLAV Classic, | MultiControl 2, Connect and CultureMedia | 1092 | 1 | 1 | 170.44
9842036 | Service kit 1, with lid gasket | vavle gasket, gasket for exhaust cock | and manometer, steam valve | 1092 | 1 | 1 | 56.48
9842037 | Media sensor PT100 | for CERTOCLAV Connect |  | 1092 | 1 | 1 | 360.65
9842038 | Software Pro License | for CERTOCLAV MultiControl 2 |  | 1092 | 1 | 1 | 280.5
9842410 | Autoclave HG 50 | 50 l, chamber Ø 364x482 mm |  | 1097 | 1 | 1 | 11083.4
9842411 | Autoclave HG 80 | 80 l, chamber Ø 364x730 mm |  | 1097 | 1 | 1 | 13687.68
9842412 | Autoclave HG 113 | 108 ltr. volume, 4.7 kW, | eff.capacity Ø 500x552 mm, 400V | 1097 | 1 | 1 | 17806.1
9842413 | Autoclave HG 133 | 129 ltr. volume, 6.2 kW, | eff.capacity Ø 500x656 mm, 400V | 1097 | 1 | 1 | 18472.32
9842414 | Autoclave HGS 113 | 113 ltr. volume, 6.8 kW, | eff.capacity Ø 500x576 mm, 400V | 1097 | 1 | 1 | 20955.48
9842415 | Autoclave HGS 133 | 133 ltr. volume, 7.1 kW, | eff.capacity Ø 500x680 mm, 400V | 1097 | 1 | 1 | 21561.13
9842416 | Autoclave HGD 113 | 113 ltr. volume, 8.4 kW, | eff.capacity Ø 500x576 mm, 400V | 1097 | 1 | 1 | 23620.34
9842417 | Autoclave HGD 133 | 133 ltr. volume, 8.7 kW, | eff.capacity Ø 500x680 mm, 400V | 1097 | 1 | 1 | 24710.51
9842418 | Steam sterilizer HV 85 L | 85 ltr. volume, 2,0 kW, | useable space Ø 420x615 mm, 230V/50Hz | 1098 | 1 | 1 | 11204.53
9842420 | Flexible temperature sensor |  |  | 1097 | 1 | 1 | 907.26
9842421 | automatic water feed | for HG 50 |  | 1097 | 1 | 1 | 1635.26
9842422 | Exhaust air filter for HG serie | for the sterilization |  | 1097 | 1 | 1 | 3028.25
9842423 | Filling carrier HG 50/80 | Ø 345 x 225 mm H |  | 1097 | 1 | 1 | 282.65
9842424 | Filling carrier | with drip tray | Ø 345 x 225 mm H | 1097 | 1 | 1 | 523.75
9842425 | Filling bucket | Ø 345 x 195 mm H |  | 1097 | 1 | 1 | 530.13
9842426 | Process documentations | SEGO Soft® 1 Lizenz |  | 1097 | 1 | 1 | 1405.11
9842427 | In-built printer | for documentation of time- and temperature process |  | 1098 | 1 | 1 | 1623.14
9842428 | Air cooling LR |  |  | 1098 | 1 | 1 | 1580.74
9842429 | Exhaust filter BIO X |  |  | 1098 | 1 | 1 | 3106.98
9842430 | Stainless steel basket with shell | 225x250mm, for HV 25 L |  | 1098 | 1 | 1 | 410.49
9842431 | Stainless steel can | 225x260 mm, for HV 25 K, | closed | 1098 | 1 | 1 | 536.52
9842432 | Stainless steel basket with shell | 280x225 mm, for HV 50 L |  | 1098 | 1 | 1 | 517.35
9842433 | Stainless steel can | 280x220 mm, for HV 50 L, | closed | 1098 | 1 | 1 | 587.61
9842801 | Table autoclave Tuttnauer 2540 EL-B | horizontal, 23 ltr., 250x420mm |  | 1094 | 1 | 1 | #N/A
9842802 | Table autoclave Tuttnauer 2840 EL-C-G-D | horizontal, 28 ltr., incl. recooling | and steam maker, 280x400mm | 1095 | 1 | 1 | 9745.53
9842803 | Table autoclave Tuttnauer 3150 EL-B | horizontal, 40 ltr., 310x500mm |  | 1094 | 1 | 1 | #N/A
9842804 | Table autoclave Tuttnauer 3850 EL-B | horizontal, 62 ltr., 380x510mm |  | 1094 | 1 | 1 | #N/A
9842805 | Table autoclave Tuttnauer 3850 EL-C-G-D | horizontal, 65 ltr., incl. recooling | and steam maker, 380x490mm | 1095 | 1 | 1 | 15788.07
9842806 | Table autoclave Tuttnauer 3870 EL-B | horizontal, 85 ltr., 380x690mm |  | 1094 | 1 | 1 | #N/A
9842807 | Table autoclave Tuttnauer 3870 EL-C-G-D | horizontal, 94 ltr., incl. recooling | and steam maker, 380x690mm | 1095 | 1 | 1 | 16915.21
9842808 | Table autoclave Tuttnauer 5050 EL-B | horizontal, 110 ltr., 500x500mm |  | 1094 | 1 | 1 | #N/A
9842809 | Table autoclave Tuttnauer 5075 EL-B | horizontal, 160 ltr., 500x750mm |  | 1094 | 1 | 1 | #N/A
9842810 | Table autoclave Tuttnauer 5075 EL-D | horizontal, 160 ltr., incl. recooling | and steam maker, 500x750mm | 1095 | 1 | 1 | 22969.29
9842811 | Standing autoclave Tuttnauer 2540 ELV-B | vertical, 23 ltr., 250x400mm |  | 1094 | 1 | 1 | #N/A
9842812 | Standing autoclave Tuttnauer 2840 ELV-C-G-D | vertical, 28 ltr., incl. recooling | and steam maker, 280x400mm | 1095 | 1 | 1 | 11247.22
9842813 | Standing autoclave Tuttnauer 3150 ELV-B | vertical, 40 ltr., 310x500mm |  | 1094 | 1 | 1 | #N/A
9842814 | Standing autoclave Tuttnauer 3170 ELV-B | vertical, 55 ltr., 310x700mm |  | 1094 | 1 | 1 | #N/A
9842815 | Standing autoclave Tuttnauer 3850 ELV-B | vertical, 62 ltr., 380x490mm |  | 1094 | 1 | 1 | #N/A
9842816 | Standing autoclave Tuttnauer 3850 ELV-C-G-D | vertical, 65 ltr., incl. recooling | and steam maker, 380x490mm | 1095 | 1 | 1 | 16915.21
9842817 | Standing autoclave Tuttnauer 3870 ELV-B | vertical, 85 ltr., 380x690mm |  | 1094 | 1 | 1 | #N/A
9842818 | Standing autoclave Tuttnauer 3870 ELV-C-G-D | vertical, 94 ltr., incl. recooling | and steam maker, 380x690mm | 1095 | 1 | 1 | 18132.25
9842819 | Standing autoclave Tuttnauer 5050 ELV-B | vertical, 110 ltr., 500x500mm |  | 1094 | 1 | 1 | #N/A
9842820 | Standing autoclave Tuttnauer 5075 ELV-B | vertical, 160 ltr., 500x750mm |  | 1094 | 1 | 1 | #N/A
9842821 | Standing autoclave Tuttnauer 5075 ELV-C-G-D | vertical, 160 ltr., incl. recooling | and steam maker, 500x750mm | 1095 | 1 | 1 | 22850.58
9843701 | Rapid Infrared digestion unit InKjel 625 TCM | for 6 sample vessels of 250 ml | with temperature control | 1152 | 1 | 1 | #N/A
9843702 | Rapid Infrared digestion unit InKjel 1210 TCM | for 10 sample vessels of 100 ml | with temperature control | 1152 | 1 | 1 | #N/A
9843703 | Rapid Infrared digestion unit InKjel 1225 TCM | for 12 sample vessels 250 ml | with temperature control | 1152 | 1 | 1 | #N/A
9843704 | Rapid Infrared digestion unit InKjel 450 TCM | for 4 sample vessels of 500 ml | with temperature control | 1152 | 1 | 1 | #N/A
9843705 | Rapid Infrared digestion unit InKjel 475 TCM | for 4 sample vessels of 750 ml | with temperature control | 1152 | 1 | 1 | #N/A
9843706 | Rapid Infrared digestion unit InKjel 625 TCP | for 6 sample vessels of 250 ml | with temperature control | 1152 | 1 | 1 | 5032.73
9843707 | Rapid Infrared digestion unit InKjel 1210 TCP | for 12 sample vessels of 100 ml | with temperature cotnrol | 1152 | 1 | 1 | 5815.49
9843708 | Rapid Infrared digestion unit InKjel 1225 TCP | for 12 sample vessels of 250 ml | with temperature control | 1152 | 1 | 1 | 5854.38
9843709 | Rapid Infrared digestion unit InKjel 450 TCP | for 4 sample vessels of 500 ml | with temperature control | 1152 | 1 | 1 | 5031.48
9843710 | Rapid Infrared digestion unit InKjel 475 TCP | for 4 sample vessels of 750 ml | with temperature control | 1152 | 1 | 1 | 5084.16
9843711 | Rapid Infrared digestion unit CN 4 IR TCP | incl. electronic time-/ temperature programming, | for max. 4 samples | 1155 | 1 | 1 | 6563.13
9843741 | Columnelution unit SEB 32 R | for soil samples | to LUA recommendations, | 1107 | 1 | 1 | 4095.68
9843744 | Quartz sand 1000 g bottle 1-2mm | for column elution unit |  | 1107 | 1 | 1 | 97.56
9843745 | Quartz wool | 100g-pack for column elution unit |  | 1107 | 1 | 1 | 222.87
9843750 | Round bottom vessel w/o NS SR 4 | 100ml for micro Kjeldahl |  | 1153 | 1 | 1 | 25.35
9843751 | Round bottom vessel SR 5 | 500ml for K8 B |  | 1153 | 1 | 1 | 89.5
9843752 | Catalyst tablets KT 3 | (3,5 g K2SO4; 0,15 g CuSO4; 0,15 g TiO2) | pack of 1000 | 1153 | 1 | 1 | 304.27
9843753 | Anti-Foam-Tablets AFS | pack of 1000 |  | 1153 | 1 | 1 | 313.19
9843754 | Weighing paper WP | block of 100 sheets |  | 1153 | 1 | 1 | 44.93
9843756 | Rapid infrared digestion unit InKjel 1210 P | for 12 reaction vessels of 100 ml, programmable |  | 1152 | 1 | 1 | 4928.62
9843757 | Rapid infrared digestion unit InKjel 1210 M | for 12 sample vessels of 100 ml |  | 1152 | 1 | 1 | 3640.33
9843758 | Rapid infrared digestion unit InKjel 450 P | for 4 x 500 ml sample vessels |  | 1152 | 1 | 1 | 4144.6
9843759 | Rapid infrared digestion unit InKjel 475 P | for 4 x 750 ml sample vessels |  | 1152 | 1 | 1 | 4197.29
9843760 | Rapid infrared digestion unit InKjel 625 P | for 6 x 250 ml sample vessels |  | 1152 | 1 | 1 | 4145.86
9843766 | Round bottom-exposure jar SR 3 i | without NS for InKjel, 250 ml |  | 1153 | 1 | 1 | 36.1
9843767 | Catalyst-tablets KT 1 | (5,0 g K2SO4; 0,5 g CuSO4) | VE=can with 1000 pieces | 1153 | 1 | 1 | 340.09
9843768 | Infrared rapid sample digestor InKjel 450 M | with manual power control, | for 4x500ml sample vessels | 1152 | 1 | 1 | 3029.42
9843769 | Infrared rapid sample digestor InKjel 475 M | with manual power sontrol, | for 4x750ml sample vessels | 1152 | 1 | 1 | 3041.97
9843770 | Infrared rapid sample digestor with | manual power control InKjel 625M | for 6x250ml sample vessels | 1152 | 1 | 1 | 3003.08
9843771 | Infrared rapid sample digestor with | manual power control InKjel 1225M | for 12x250ml sample vessels | 1152 | 1 | 1 | 3746.95
9843773 | Catalyst tablets KT 2 | pack of 1000 |  | 1153 | 1 | 1 | 328.1
9843775 | Round bottom-exposure jar KJ 500 | 500 ml, for InKjel |  | 1153 | 1 | 1 | 92.35
9843776 | Round bottom-exposure jar KJ 750 | 750ml, for InKjel |  | 1153 | 1 | 1 | 99.91
9843777 | Compact system KEX 30 | for 30 ml Soxhlet extraction |  | 1148 | 1 | 1 | 711.72
9843778 | Compact system KEX 100 | for 100 ml Soxhlet extraction |  | 1148 | 1 | 1 | 736.85
9843779 | Compact system KEX 250 F | for 250 ml Soxhlet extraction |  | 1148 | 1 | 1 | See Cope Price List EX200-20
9843786 | Compact system KEX 100 F | for 100 ml Soxhlet-Extraktion |  | 1148 | 1 | 1 | See Cope Price List EX200-15
9843800 | Extraction unit EX1000 |  |  | 1108 | 1 | 1 | 216.88
9843801 | Clean-up-station CUS 2 |  |  | 1109 | 1 | 1 | 387.2
9843802 | Nitrogen station kosta 2 |  |  | 1109 | 1 | 1 | 349.15
9843803 | Steam destilaltion unit S 5 | fullz automatic, prepared for | external Titrator | 1154 | 1 | 1 | 9606.35
9843806 | Destillation unit FBA | for determination of inorganic | total flouride | 1108 | 1 | 1 | #N/A
9843813 | Steam distillation unit S 2 |  |  | 1154 | 1 | 1 | 4562.33
9843814 | Steam distillation unit S1 |  |  | 1154 | 1 | 1 | 3999.09
9843815 | Steam distillation unit S3 |  |  | 1154 | 1 | 1 | 6614.56
9843816 | Set of 3 canisters 20l, KAS 30 | for S3, incl. float switch |  | 1154 | 1 | 1 | 504.42
9843817 | Steam destillation unit S4 |  |  | 1154 | 1 | 1 | 8668.04
9843818 | Set of 4 canisters 20l, KAS 40 | for S4, incl. float switch | 9843770 | 1154 | 1 | 1 | 637.24
9843824 | Compact system KEX 100 T | for Twisselmann-extraktion |  | 1150 | 1 | 1 | 870.57
9843825 | Serial heating system R 104 T | after Twisselmann, 100 ml, | for 4 samples | 1150 | 1 | 1 | 3279.05
9843826 | Serial heating system R 106 T | after Twisselmann, 100 ml, | for 6 samples | 1150 | 1 | 1 | 4508.39
9843827 | Serial heating unit EXR 6 | for 6 samples | for hydrolysis / crude fibre | 1150 | 1 | 1 | 1966.93
9843828 | Serial heating unit EXR 4 | for 4 samples | for hydrolysis / raw material | 1150 | 1 | 1 | 1580.57
9843830 | Steam destillation unit D 1 | for appointment of alcohol, | with pyknometer, incl.software | 1154 | 1 | 1 | 3999.09
9843831 | Steam destillation unit D 2 | for appointment of organic acids, | with erlenmeyer flask 500ml, incl.software | 1154 | 1 | 1 | 3999.09
9843832 | Titration module TB 1 | for connection on steam destillation unit S 5 |  | 1154 | 1 | 1 | #N/A
9843833 | Filtration unit SC 4 | for raw material, 4 places |  | 1151 | 1 | 1 | 1259.44
9843834 | Filtration unit SC 6 | for raw materail, 6 places |  | 1151 | 1 | 1 | 1632
9843835 | Compact system KEX 70 | for 70 ml Soxhlet-Extraction |  | 1148 | 1 | 1 | 739.5
9843836 | Compactsystem KEX 30 F | for 30 ml Soxhlet Extraction | with cock | 1148 | 1 | 1 | See Cope Price List EX200-10
9843837 | Compact system KEX 70 F | for 70 ml Soxhlet Extraction | with cock | 1148 | 1 | 1 | 761.99
9843838 | Compact system KEX 500 F | for 500 ml Soxhlet-Extraction | with cock | 1148 | 1 | 1 | See Cope Price List EX200-25
9843839 | Compact system KEX 1000 F | for 1000 ml Soxhlet-Extraction | with cock | 1148 | 1 | 1 | 2049.72
9843844 | Filtration unit FU 4 | 4 places, | for appointment of crude fibre content | 1151 | 1 | 1 | 1613.18
9843845 | Filtratio unit FU 6 | 6 places, | for appointment of crude fibre content | 1151 | 1 | 1 | 2161.37
9843850 | Tempering bath FH 6, from PVC | incl.thermostate for 6 eudiometer units, | acc.to DIN/DEV 38414 S 8 | 1107 | 1 | 1 | 3275.29
9843851 | Eudiometer unit FH 10 | eudiometer tube, stand- and level bottle, | acc.to DIN/DEV 38414 S 8 | 1107 | 1 | 1 | 436.96
9843852 | Serial magnetic stirrer RM 6 | incl.sep.control unit, | for waterbath FH 6 | 1107 | 1 | 1 | 1685.94
9843900 | Kjeldahl digestion unit in up to 8 places, encl. s | encl. sample rack, vessels 250 ml and | fume collector | 1153 | 1 | 1 | 3560.04
9843901 | Kjeldahl digestion unit in up to 12 places, | encl. sample rack, vessels 250 ml and | fume collector | 1153 | 1 | 1 | 4414.3
9843902 | Kjeldahl digestion unit K 20 | in up to 20 places, incl. sample rack, | for 250 ml vessels and fume collector | 1153 | 1 | 1 | 6482.84
9843903 | Kjeldahl digestion unit in up to 16 places, | encl. sample rack, vessels 100 ml and | fume collector | 1153 | 1 | 1 | 3666.67
9843904 | Kjeldahl digestion unit in up to 24 places, | encl. sample rack, vessels 100 ml and | fume collector | 1153 | 1 | 1 | 4821.99
9843905 | Kjeldahl digestion unit in up to 40 places, | encl. sample rack, vessels 100 ml and | fume collector | 1153 | 1 | 1 | 6589.47
9843922 | Extraction apparatus E 4 | 4 sample places |  | 1151 | 1 | 1 | 6884.26
9843923 | Extraction apparatus E 1 | 1 sample place |  | 1151 | 1 | 1 | 1721.06
9843924 | Extraction apparatus E 6 | 6 sample places |  | 1151 | 1 | 1 | 8350.67
9843925 | Glass column GS 950 | for cloumn elution, | 60x320 mm, after DIN V 19736 | 1107 | 1 | 1 | 156.05
9843926 | Extraction thimbles EX 75 HS | fitting in reaction tubes EB 75 | pack of 25 | 1151 | 1 | 1 | 130.59
9843927 | Reaction tubes EB 75 | 75ml, for E 4 |  | 1151 | 1 | 1 | 66.83
9843928 | Glass column GS 101 | 90x500x5mm, thread GL 100 |  | 1109 | 1 | 1 | 246.15
9843929 | Tubing package SRR | with 4 pump tubings from Tygon, | flow rate 0,25-12 ml/min | 1109 | 1 | 1 | 163.92
9843930 | Tubing package SVV | with 4 pump tubings from Tygon, | flow rate 0,66-33 ml/min | 1109 | 1 | 1 | 106.81
9843931 | Compact apparature KEB 101 | incl.tubing pump and 2 tubings, | for extraction of solid matters | 1109 | 1 | 1 | 3911.28
9843932 | Additional apparature KEBE 101 | w/o tubing pump and tubings, | for extraction of solid matters | 1109 | 1 | 1 | 1423.77
9843949 | Stand RIP 4 | for 4 extraction thimbles |  | 1148 | 1 | 1 | 141.8
9843950 | Stand RIP 6 | for 6 extraction thimbles |  | 1148 | 1 | 1 | 158.92
9843963 | Serial heating unit RH 104 | for reflow distillation, | 4 heating places for 100ml round flasks, cpl. | 1150 | 1 | 1 | 2121.22
9843964 | Serial heating unit RH 106 | for reflow distillation, | 6 heating places for 100ml round flasks, cpl. | 1150 | 1 | 1 | 2633.03
9843965 | Serial heating unit RH 254 | for reflow distillation, | 4 heating places for 250ml round flasks, cpl. | 1150 | 1 | 1 | 1905.46
9843966 | Serial heating unit RH 256 | for reflow distillation, | 6 heating places for 250ml round flasks, cpl. | 1150 | 1 | 1 | 2812.41
9843967 | Serial heating unit RH 504 | for reflow distillation, | 4 heating places for 500ml round flasks, cpl. | 1150 | 1 | 1 | 2729.62
9843968 | Serial heating unit RH 506 | for reflow distillation, | 6 heating places for 500ml round flasks, cpl. | 1150 | 1 | 1 | 2861.33
9843969 | Catalyst tablets KT 4 | (3,5 g K2SO4; 3,5 mg Se) | pack of 1 jar with 1000 pcs. | 1153 | 1 | 1 | 340.09
9843970 | Single backflow distillation unit KRD 50 | 1 heating place for 50 ml round flask, cpl. |  | 1149 | 1 | 1 | 665.42
9843971 | Single backflow distillation unit KRD 100 | 1 heating place for 100 ml round flask, cpl. |  | 1149 | 1 | 1 | 717.01
9843972 | Single backflow distillation unit KRD 250 | 1 heating place for 250 ml round flask, cpl. |  | 1149 | 1 | 1 | 769.93
9843973 | Single backflow distillation unit KRD 500 | 1 heating place for 500 ml round flask, cpl. |  | 1149 | 1 | 1 | 822.84
9843974 | Single backflow distillation unit KRD 1000 | 1 heating place for 1000 ml round flask, cpl. |  | 1149 | 1 | 1 | 1061.24
9851018 | Digital-stopwatch "HiTrax Run" | black, 1/100 sec., | up to 23 h., 59 min., 59 sec. | 393 | 1 | 1 | Refer to Cope
9851019 | Wireless wall clock with date | ø 300 x 47,5 mm | with batterie 1.5 V AA | 394 | 1 | 1 | 31.48
9851021 | Mechanical-stopwatch 50 mm dia. | 13 jewels, chrome metal case, | 15 min., 1/10 sec. | 392 | 1 | 1 | 77.07
9851022 | Alarm laboratory thermometer LT102 | -50...+70°C, | 86 x 57 x 30 mm | 372 | 1 | 1 | 19.52
9851023 | infrared thermometer Dualtemp Pro | -33...220°C |  | 381 | 1 | 1 | 93.17
9851027 | Electronic timer | and stopwatch |  | 390 | 1 | 1 | 12.34
9851028 | Pocket Digitemp | -40...+200°C, short probe |  | 374 | 1 | 1 | 20.13
9851029 | Pocket Digitemp | -40...+200°C long probe |  | 374 | 1 | 1 | 19.52
9851098 | cooling chamber thermometer Checkfridge | -50...+150°C | with batterie | 373 | 1 | 1 | 82.8
9851300 | Thermometers,digital,range:-50° - +150°C | without accessories |  | 377 | 1 | 1 | 129.91
9851324 | Digital thermometer,testo 925,range:-50°- +1000°C | without accessories |  | 377 | 1 | 1 | 116.66
9851352 | Penetration probe with special handle | NTC |  | 377 | 1 | 1 | 121.96
9851716 | NTC immersion/penetration sensor |  |  | 377 | 1 | 1 | See Cope Price List TJ802-14
9851718 | Laboratory probe, glass sheathed for Testo 720 | with 1,5m cable 0609.7072 |  | 380 | 1 | 1 | Refer to Cope
9851720 | NTC surface probe | waterproof, -50...+150°C | for testo 110 | 377 | 1 | 1 | See Cope Price List TJ802-19
9851723 | NTC air probe | -50...+150°C, | for testo 110 | 377 | 1 | 1 | See Cope Price List TJ802-17
9851871 | Thermoprinter | for AES and AE models |  | 1093 | 1 | 1 | 1863.66
9851872 | Mesh basket for AE+AES-28 | stainless steel, Ø 280mm, H 200mm, | perforated | 1094 | 1 | 1 | 194.53
9851873 | Mesh basket for AE+AES-75/110 | stainless steel, Ø 380mm, H 260mm, | perforated | 1094 | 1 | 1 | 277.4
9851875 | Mesh basket for AE-AES-150 | stainless steel, Ø 475mm, H 360mm, | perforated | 1094 | 1 | 1 | 332.19
9851876 | Solit basket for AE-AES-28 | stainless steel, Ø 280mm, H 200mm, | non perforated | 1094 | 1 | 1 | 203.56
9851877 | Solid basket for AE-AES-75/110 | stainless steel, Ø 380mm, H 260mm, | non perforated | 1094 | 1 | 1 | 287.45
9851879 | Solid basket for AE+AES-150 | stainless steel, Ø 475mm, H 360mm, | non perforated | 1094 | 1 | 1 | 415.09
9851885 | Mesh basket for AES-12 | stainless steel, Ø 225mm, H 215mm, | perforated | 1094 | 1 | 1 | #N/A
9851886 | Solit basket for AES-12 | stainless steel, Ø 225mm, H 215mm, | non perforated | 1094 | 1 | 1 | #N/A
9851888 | Automatic autoclaves AHS-75-DRY |  |  | 1093 | 1 | 1 | 7920.5
9851893 | Automatic autoclaves AES-12 |  |  | 1093 | 1 | 1 | 3228.39
9851894 | Automatic autoclaves AES-28 |  |  | 1093 | 1 | 1 | 4901.49
9851895 | Automatic autoclaves AES-75 |  |  | 1093 | 1 | 1 | 5888.03
9851896 | Automatic autoclaves AES-110 |  |  | 1093 | 1 | 1 | 8326.18
9851897 | Automatic autoclaves AES-150 |  |  | 1093 | 1 | 1 | 11050.23
9851898 | Automatic autoclaves AH-21 L |  |  | 1093 | 1 | 1 | 4254.19
9851919 | Digital thermometer ScanTemp 410 | -33....+500°C |  | 381 | 1 | 1 | 73.86
9851924 | Service kit | with foam insert | suitable up to 3 probes & accessories | 397 | 1 | 1 | 67.52
9851925 | Windows-Software Smartgraph | for graphical and tabelarly | Measurement demonstration | 397 | 1 | 1 | 129.25
9851935 | Immersion probe Pt 100, 105x3mm | cl. B, -50...+350°C |  | 397 | 1 | 1 | 99.59
9851936 | Immersion probe Pt100, 300x3mm | cl.B, -50...+350°C |  | 397 | 1 | 1 | 106.41
9851937 | Immersion probe Pt100, 150x3mm | cl 1/3 DIN, -200...+450°C |  | 397 | 1 | 1 | 139.1
9851938 | Immersion probe Pt100, 300x3mm | cl. 1/3DIN, -200...+450°C |  | 397 | 1 | 1 | 151.41
9851948 | Immersion probe Pt100, 150x4mm | cl.B, -50...+350°C |  | 397 | 1 | 1 | 95.5
9851949 | Immersion probe K, 300x1,5mm | cl. 1, -100...+1100°C |  | 397 | 1 | 1 | 83.22
9851954 | Climatic probe 120x20mm | -30...+80°C, 0...100% r.F. |  | 397 | 1 | 1 | 178.93
9851955 | Flow sensor 175x22mm | 0,3...20m/s |  | 397 | 1 | 1 | 687.91
9851959 | Power supply 230 VAL | for P700-series |  | 397 | 1 | 1 | 25.92
9851961 | Surface probe w.thermo tape | -65...+550°C, 120 x 17mm |  | 397 | 1 | 1 | 108.32
9851996 | Digital thermometer ScanTemp ST 385 | -35...+365°C, IR temperature measuring |  | 381 | 1 | 1 | 50.37
9851997 | Dig.infeed thermometer ThermoJack | probe 60mm, -40...+250°C, | waterproof IP65, incl.battery | 374 | 1 | 1 | 25.61
9851998 | Infrared thermometer Slim Flash | -33...+199°C, measurement time 1 sec., | incl.battery | 380 | 1 | 1 | 25.4
9851999 | Dig.infeed thermometer ThermoJack PRO | probe 110mm, -50...+350°C, | watertight | 374 | 1 | 1 | 67.52
9852000 | Precision hand-held meter P700 | 1-channel, Pt100, w/o probe |  | 397 | 1 | 1 | 254.8
9852001 | Precision hand-held meter P705 | 2-channel, Pt100, w/o probe |  | 397 | 1 | 1 | 311.43
9852002 | Precision hand-held meter P710 | 1-channel, w/o probe |  | 397 | 1 | 1 | 198.18
9852003 | Precision hand-held meter P715 | 2-channel, w/o probe |  | 397 | 1 | 1 | 254.8
9852004 | Precision hand-held meter P750 | 1-channel, Pt100, thermo elements, | rel.humidity, dew point, flow | 397 | 1 | 1 | 472.94
9852005 | Precision hand-held meter P755 | 2-channel, Pt100, thermo elements, | rel.humidity, dew point, flow | 397 | 1 | 1 | 526.68
9852006 | Precision hand-held meter P755L | 2-channel, Pt100, | meas.data-memory for 6000 datas | 397 | 1 | 1 | 634.16
9852007 | Precision hand-held meter P770 | 2-channel, Pt100, thermo elements, | rel.humidity, dew point, flow | 397 | 1 | 1 | 362.39
9852008 | Precision hand-held meter P770L | 2-channel, Pt100 | meas.data-memory for 6000 data | 397 | 1 | 1 | 472.94
9852120 | Orbital shaker digital 2.5 kg | w/o accessories, with RS 232 |  | 469 | 1 | 1 | 830.66
9852121 | Orbital shaker digital 7.5 kg | w/o accessories, with RS 232 |  | 469 | 1 | 1 | 932.58
9852122 | Linear shaker digital 2,5 kg | w/o accessories, with RS 232 |  | 469 | 1 | 1 | 830.66
9852123 | Linear shaker digital 7,5 kg | w/o accessories, with RS 232 |  | 469 | 1 | 1 | 932.58
9852125 | Universal attachment incl.tension roller | for OS/LS 10 |  | 470 | 1 | 1 | 166.18
9852126 | Base plate for OS/LS 10 | for collet of Erlenmeyer holding clips |  | 470 | 1 | 1 | 166.18
9852127 | Universal attachment for OS/LS 10 | with vertical adjustable belt pulley |  | 470 | 1 | 1 | 166.18
9852128 | Bowl attachment for OS/LS 10 |  |  | 470 | 1 | 1 | 166.18
9852129 | Universal attachment incl.tension roller | for OS/LS 20 |  | 470 | 1 | 1 | 225.36
9852130 | Base plate for OS/LS 20 | for collet of Erlenmeyer holding clips |  | 470 | 1 | 1 | 184.64
9852131 | Universal attachment for OS/LS 20 | with vertical adjustable belt pulley |  | 470 | 1 | 1 | 225.36
9852133 | Holding clip for Erlenmeyer flask 25ml |  |  | 470 | 1 | 1 | 32.74
9852134 | Holding clip for Erlenmeyer flask 50ml |  |  | 470 | 1 | 1 | 35.47
9852135 | Holding clip for Erlenmeyer flask 100ml |  |  | 470 | 1 | 1 | 35.47
9852136 | Holding clip for Erlenmeyer flask 200/250ml |  |  | 470 | 1 | 1 | 47.75
9852137 | Holding clip for Erlenmeyer flask 500ml |  |  | 470 | 1 | 1 | 51.84
9852138 | Tension roller | for Universal attachment OS/LS10 |  | 470 | 1 | 1 | 6.55
9852139 | Tension roller | for universal attachment OS/LS 20 |  | 470 | 1 | 1 | 6.55
9852140 | Roller Mixer RS-TR 5 | 100-240 V / 50-60 Hz |  | 492 | 1 | 1 | 467.56
9852141 | Roller Mixer RS-TR 5 UK | 100-240 V / 50-60 Hz | with UK plug | 492 | 1 | 1 | 489.55
9852142 | Roller Mixer RS-TR 5 CH | 100-240 V / 50-60 Hz | with swiss plug | 492 | 1 | 1 | 489.55
9852143 | Roller Mixer RS-TR 10 | 100-240 V / 50-60 Hz |  | 492 | 1 | 1 | 747.02
9852144 | Roller Mixer RS-TR 10 UK | 100-240 V / 50-60 Hz | with UK plug | 492 | 1 | 1 | 769.02
9852145 | Roller Mixer RS-TR 10 CH | 100-240 V / 50-60 Hz | with swiss plug | 492 | 1 | 1 | 769.02
9852146 | Attachement with stretch strap | for OS/LS 20 |  | 470 | 1 | 1 | 225.36
9852300 | Block heater SBH130 | 2 blocks, analogue | 130°C, 235 x 280 x 115 mm | 1302 | 1 | 1 | See Cope Price List BK280-40
9852301 | Block heater, 2 blocks, digital | 130°C, 235 x 280 x 115 mm |  | 1302 | 1 | 1 | See Cope Price List BK280-45
9852302 | Block heater, 2 block, digital | 200°C, 310 x 280 x 115 mm |  | 1302 | 1 | 1 | See Cope Price List BK280-55
9852303 | Block heater, 3 blocks, digital | 200°C, 310 x 280 x 115 mm |  | 1302 | 1 | 1 | See Cope Price List BK280-60
9852305 | Block thermostat QBA1 | 1 block, 150W, 220-240V 50/60Hz | 200 x 230 x 100 mm | 1300 | 1 | 1 | See Cope Price List BK205-05
9852306 | Block thermostat QBA2 | 2 blocks, 300W, 220-240V 50/60Hz | 200 x 280 x 100 mm | 1300 | 1 | 1 | See Cope Price List BK205-15
9852307 | Block thermostat QBD1 | 1 block, 150W, 220-240V 50/60Hz | 200 x 230 x 100 mm | 1300 | 1 | 1 | See Cope Price List BK205-20
9852308 | Block thermostat QBD2 | 2 blocks, 300W, 220-240V 50/60Hz | 200 x 280 x 100 mm | 1300 | 1 | 1 | See Cope Price List BK205-30
9852309 | Block thermostat QBD4 | 4 blocks, 600W, 220-240V 50/60Hz | 200 x 380 x 100 mm | 1300 | 1 | 1 | See Cope Price List BK205-40
9852310 | Block thermostat QBH2 | 2 blocks, 300W, 220-240V 50/60Hz | 200 x 280 x 100 mm | 1300 | 1 | 1 | See Cope Price List BK205-70
9852311 | Cover for QBA1, QBD1 |  |  | 1300 | 1 | 1 | See Cope Price List BK206-72
9852312 | Cover for QBD4 |  |  | 1300 | 1 | 1 | See Cope Price List BK206-76
9852314 | Cover for QBA2, QBD2 and | QBH2 |  | 1300 | 1 | 1 | See Cope Price List BK206-74
9852315 | Block heater, 2 blocks, digital | Dual Control, 200°C, | 310 x 280 x 115 mm | 1302 | 1 | 1 | Refer to Cope
9857045 | Hose connection tubing, metal | NW 12 M16x1, 200cm, 350°C max.temp. |  | 755 | 1 | 1 | 530.18
9857046 | Hose connection tubing, metal | NW12 M 24x1.5, 100cm, 400°C max.temp. |  | 755 | 1 | 1 | 636.23
9857047 | Hose connection tubing, metal | NW 12 M24x1.5, 150cm, 400°C max.temp. |  | 755 | 1 | 1 | 783.5
9857048 | Hose connection tubing, metal | NW 12 M24x1.5, 200cm, 400°C max.temp. |  | 755 | 1 | 1 | 907.21
9857049 | Hose connection tubing, metal | NW 12 M24x1.5, 300cm, 400°C max.temp. |  | 755 | 1 | 1 | 1083.69
9857050 | Unichiller UC006Tw-NR, 230V | with water cooled refrigeration unit |  | 749 | 1 | 1 | 4933.63
9857053 | Unichiller UC009Tw-NR, 230V | with water cooled refrigeration unit |  | 749 | 1 | 1 | #N/A
9857121 | Hose connection tubing, metal | NW 12 M16x1, 100cm, 350°C max.temp. |  | 755 | 1 | 1 | 391.03
9857122 | Hose connection tubing, metal | NW 12 M16x1, 150cm, 350°C max. temp. |  | 755 | 1 | 1 | 477.92
9857124 | Hose connection tubing, metal | NW 12 M16x1, 300cm, 350°C max.temp. |  | 755 | 1 | 1 | 565.54
9857125 | Hose connection tubing, metal | NW 20 M30x1.5, 100cm, 350°C max.temp. |  | 755 | 1 | 1 | 636.23
9857126 | Hose connection tubing, metal | NW20 M30x1.5, 150cm, 350°C max temp. |  | 755 | 1 | 1 | 783.5
9857127 | Hose connection tubing, metal | NW20 M30x1.5, 200cm, 350°C max. temp. |  | 755 | 1 | 1 | 907.21
9857128 | Hose connection tubing, metal | NW20 M30x1.5, 300cm, 350°C max. temp. |  | 755 | 1 | 1 | 1083.69
9857129 | Hose connection tubing, metal | NW20 M38x1.5, 100cm, 350°C max. temp. |  | 755 | 1 | 1 | 824.74
9857130 | Hose connection tubing, metal | NW25 M38x1.5, 150cm, 350°C max. temp. |  | 755 | 1 | 1 | 865.85
9857131 | Hose connection tubing, metal | NW25 M38x1.5, 200cm, 350°C max. temp. |  | 755 | 1 | 1 | 1128.38
9857132 | Hose connection tubing, metal | NW25 M38x1.5, 300cm, 350°C max. temp. |  | 755 | 1 | 1 | 1351.83
9857145 | Hose Connector NW 8 | for M16x1 |  | 756 | 1 | 1 | 29.91
9857146 | Hose Connector NW12 | for M16x1 |  | 756 | 1 | 1 | 29.91
9857147 | Blank plug for M 16x1 |  |  | 756 | 1 | 1 | 28.71
9857148 | Nut for M16x1 |  |  | 756 | 1 | 1 | 28.42
9857149 | Micro hose connector NW3.2 | for M16x1 |  | 756 | 1 | 1 | 32.89
9857150 | Angle connection 90°, M16x1 |  |  | 756 | 1 | 1 | 112.17
9857151 | Ball valve M16x1 |  |  | 756 | 1 | 1 | 97.2
9857152 | 2-way header M16x1 |  |  | 756 | 1 | 1 | 211.02
9857153 | 3-way header M16x1 |  |  | 756 | 1 | 1 | 254.47
9857154 | 4-way header M16x1 |  |  | 756 | 1 | 1 | 316.55
9857155 | 2-way valve system M16x1 |  |  | 756 | 1 | 1 | 335.16
9857156 | 3-way valve system M16x1 |  |  | 756 | 1 | 1 | 440.68
9857157 | 4-way valve system M16x1 |  |  | 756 | 1 | 1 | 530.18
9857176 | Adapter M16x1 male - M16x1 male |  |  | 756 | 1 | 1 | 29.91
9857177 | Adapter M16x1 female - M16x1 female |  |  | 756 | 1 | 1 | 79.25
9857178 | Adapter M16x1 male - 1/2" male |  |  | 756 | 1 | 1 | 79.25
9857179 | Adapter M16x1 male - 1/2" female |  |  | 756 | 1 | 1 | 95.71
9857180 | Adapter M16x1 female - 1/2" male |  |  | 756 | 1 | 1 | 79.25
9857181 | Adapter M16x1 female - 1/2"male |  |  | 756 | 1 | 1 | 79.25
9857182 | Adapter M16x1 male - 3/4" female |  |  | 756 | 1 | 1 | 79.25
9857183 | Adapter M16x1 female - 3/4" female |  |  | 756 | 1 | 1 | 79.25
9857184 | Adapter M16x1 female - M30x1,5 male |  |  | 756 | 1 | 1 | 107.67
9857185 | Adapter M16x1 male - M30x1,5 male |  |  | 756 | 1 | 1 | 107.67
9857186 | Adapter M16x1 male - M30x1,5 female |  |  | 756 | 1 | 1 | 107.67
9857187 | Adapter M30x1,5 male - M30x1,5 male |  |  | 756 | 1 | 1 | 107.67
9857188 | Adapter M 30x1,5 female - 3/8" male |  |  | 756 | 1 | 1 | 107.67
9857189 | Adapter M30x1,5 male - 1/2" male |  |  | 756 | 1 | 1 | 107.67
9857190 | Adapter M30x1,5 male - 1/2 female |  |  | 756 | 1 | 1 | 113.34
9857191 | Adapter M30x1,5 female - 1/2"male |  |  | 756 | 1 | 1 | 113.66
9857192 | Adapter M30x1,5 female - 1/2" female |  |  | 756 | 1 | 1 | 113.66
9857193 | Adapter M30x1,5 male - 3/4"male |  |  | 756 | 1 | 1 | 113.66
9857194 | Adapter M30x1,5 male - 3/4"female |  |  | 756 | 1 | 1 | 95.71
9857195 | Adapter M30x1,5 female - 3/4" female |  |  | 756 | 1 | 1 | 113.66
9857196 | Adapter M30x1,5 male - 1" male |  |  | 756 | 1 | 1 | 113.66
9857197 | Adapter M30x1,5 female - 1" female |  |  | 756 | 1 | 1 | 113.66
9857198 | Adapter 1/2 female - 1/2" female |  |  | 756 | 1 | 1 | 28.42
9857199 | Adapter 1/2" female - 3/4" female |  |  | 756 | 1 | 1 | 79.25
9857200 | Adapter M38x1,5 female - 1" male |  |  | 756 | 1 | 1 | 155.17
9857201 | Adapter M38x1,5 female - M30x1,5 male |  |  | 756 | 1 | 1 | 129.53
9857202 | Adapter M38x1,5 female - 3/4" male |  |  | 756 | 1 | 1 | 141.67
9857206 | 5-way header M16x1 |  |  | 756 | 1 | 1 | 347.58
9857207 | 5-way valve system M16x1 |  |  | 756 | 1 | 1 | 630.34
9857208 | Adapter M30x1,5 female - 3/4"NPT male |  |  | 756 | 1 | 1 | 105.24
9857209 | Adapter M24x1,5 female | on 3/4" NPT female |  | 756 | 1 | 1 | 107.94
9857210 | Adapter M24x1,5 male | on M16x1 female |  | 756 | 1 | 1 | 107.94
9857211 | Adapter M24x1,5AG male | on Rp 1/2IG |  | 756 | 1 | 1 | 107.94
9857212 | Adapter M24x1,5IG female | on Rp 1/2" |  | 756 | 1 | 1 | 107.94
9857213 | Adapter M24x1,5 male | on M24x1,5 male |  | 756 | 1 | 1 | 107.67
9857214 | Hose connection tubing, metal | NW 12 M16x1, 100cm, 200°C max.temp. |  | 755 | 1 | 1 | 285.5
9857215 | Hose connection tubing, metal | NW 12 M16x1, 150cm, 200°C max.temp. |  | 755 | 1 | 1 | 359.98
9857216 | Hose connection tubing, metal | NW 12 M16x1, 200cm, 200°C max.temp. |  | 755 | 1 | 1 | 428.26
9857217 | Hose connection tubing, metal | NW 12 M16x1, 300cm, 200°C max.temp. |  | 755 | 1 | 1 | 471.28
9857218 | Hose connection tubing, metal | NW 12 M24x1.5, 100cm, 350°C max.temp. |  | 755 | 1 | 1 | 459.49
9857219 | Hose connection tubing, metal | NW 12 M24x1.5, 200cm, 350°C max.temp. |  | 755 | 1 | 1 | 683.36
9857220 | Hose connection tubing, metal | NW 12 M24x1.5, 300cm, 350°C max.temp. |  | 755 | 1 | 1 | 901.32
9857299 | Unistat® 510 | temp.-range: -50..250°C, air cooled, | 6,0 KW, with controller Pilot ONE | 753 | 1 | 1 | 35907.77
9857315 | Unistat® TR401w HT | temp.-range: 50...400°C | 288 x 379 x 890 mm (WxDxH) | 754 | 1 | 1 | #N/A
9857316 | Unistat® TR402 | temp.-range: +80...425°C | with controller Pilot ONE | 754 | 1 | 1 | 19782.2
9857317 | Unichiller UC006Tw-MC plus | with water cooled refrigeration unit | 230 V | 749 | 1 | 1 | 5136.22
9857318 | Unichiller UC009Tw-MC plus | with water cooled refrigeration unit | 230 V | 749 | 1 | 1 | 5446.06
9857361 | Chiller UC010 | temp.-range: -20...40°C, | 230V 1~ 50 Hz | 748 | 1 | 1 | #N/A
9857362 | Chiller UC012 | temp.-range: -10...40°C, | 230V 1~ 50 Hz | 748 | 1 | 1 | #N/A
9857363 | Chiller UC012w-MPC | temp.-range: -20...40°C, | 230V 1~ 50 Hz | 748 | 1 | 1 | #N/A
9857364 | Chiller UC015 | temp.-range: -10...40°C, | 230V 1~ 50 Hz | 748 | 1 | 1 | #N/A
9857365 | Chiller UC015w | temp.-range: -10...40°C, | 230V 1~ 50 Hz | 748 | 1 | 1 | #N/A
9857366 | Chiller UC022 | temp.-range: -10...40°C, | 230V 1~ 50 Hz | 748 | 1 | 1 | #N/A
9857367 | Chiller UC022w | temp.-range: -10...40°C, | 230V 1~ 50 Hz | 748 | 1 | 1 | #N/A
9857369 | Chiller UC025 | temp.-range: -10...40°C, | 230V 1~ 50 Hz | 748 | 1 | 1 | #N/A
9857370 | Chiller UC025w | temp.-range: -10...40°C, | 230V 1~ 50 Hz | 748 | 1 | 1 | #N/A
9857399 | Refrigerated heating circulator BFT5 | temp.-range: -40...80°C, | 2.0 kW, with controller Pilot ONE | 750 | 1 | 1 | 9712.35
9857400 | Refrigerated heating bath circulator CC-902 | temp.-range: -90...200°C, | 1,5 kW, with controller Pilot ONE | 745 | 1 | 1 | 17577.56
9857401 | Refrigerated heating bath circulator CC-508w | temp.-range: -55...200°C, | 3,0 kW, with controller Pilot ONE | 745 | 1 | 1 | 9520.19
9857402 | Refrigerated heating bath circulator CC-508 | temp.-range: -55...200°C, | 3,0 kW, with controller Pilot ONE | 745 | 1 | 1 | 9026.96
9857403 | Refrigerated heating bath circulator CC-410 | temp.-range: -45...200°C, | 3 kW, with controller Pilot ONE, air-cooled | 744 | 1 | 1 | 8464.94
9857404 | Cold-warmth-baththermostate | MPC-K25 -30...200°C, 25 ltr. | 350x555x615 mm | 742 | 1 | 1 | #N/A
9857405 | Cold-warmth bath thermostate K6-mpc-NR | -25...200°C, | 210x400x546mm | 743 | 1 | 1 | #N/A
9857406 | Cold-warmth bath thermostate K6s-mpc-NR | -25...200°C, | 210x400x546mm | 743 | 1 | 1 | #N/A
9857407 | Cold- Warmth- Baththermostate | MPC-K12 -20...200°C, 12 ltr. | 350x560x430 mm | 742 | 1 | 1 | #N/A
9857408 | Cold-warmth-baththermostate | MPC-K15 -30...200°C, 15 ltr. | 350x560x430 mm | 742 | 1 | 1 | #N/A
9857409 | Cold-warmth-baththermostate | MPC-K20 -30...200°C, 20 ltr. | 350x555x615 mm | 742 | 1 | 1 | #N/A
9857425 | bath thermostate MPC-208B | +25...+200°C, 8.5 l | 2.0 KW, 290x350x375 mm | 737 | 1 | 1 | #N/A
9857426 | Bath thermostat MPC-212B | +25...+200°C, 12 l | 2.0 KW, 350x375x375 mm | 737 | 1 | 1 | #N/A
9857427 | Bath thermostat MPC-215B | +25...+200°C, 15 l | 2.0 KW, 350x375x425 mm | 737 | 1 | 1 | #N/A
9857428 | Bath thermostat MPC-220B | +25...+200°C, 20 l | 2.0 KW, 350x555x375 mm | 737 | 1 | 1 | #N/A
9857429 | Bath thermostat MPC-225B | +25...+200°C, 25 l | 2.0 KW, 350x555x425 mm | 737 | 1 | 1 | #N/A
9857474 | Thermostatic bath MPC-106A | transparent bath, 6.0 l | 2.0 KW, 147x307x330 mm | 737 | 1 | 1 | #N/A
9857476 | Thermostatic bath MPC-108A | transparent bath, 8.0 l | 2.0 KW, 147x407x330 mm | 737 | 1 | 1 | #N/A
9857477 | Thermostatic bath MPC-110A | transparent bath, 10.0 l | 2.0 KW, 147x507x330 mm | 737 | 1 | 1 | #N/A
9857478 | Thermostatic bath MPC-112A | transparent bath, 12.0 l | 2.0 KW, 333x360x335 mm | 737 | 1 | 1 | #N/A
9857479 | Thermostatic bath MPC-118A | transparent bath, 18.0 l | 2.0 KW, 333x520x335 mm | 737 | 1 | 1 | #N/A
9857592 | minichiller w-NR | Chiller, temerature range: -20...+40°C | 230 V / 50/60 Hz | 748 | 1 | 1 | 3291.91
9857659 | Chiller UC007 | temp.-range: -20...40°C, | 230V 1~ 50Hz | 748 | 1 | 1 | #N/A
9857717 | Thermostat minichiller NR | 230 V / 50/60 Hz |  | 748 | 1 | 1 | 2764.29
9857804 | Refrigerated Circulator Bath | Economy ED-5A/B, 5 ltr. | Temp.-Range: 20...60°C | 740 | 1 | 1 | #N/A
9857805 | Refrigerated Circulator Bath | Economy ED-7A/B, 7 ltr. | Temp.-Range: 20...60°C | 740 | 1 | 1 | #N/A
9857806 | Refrigerated Circulator Bath | Economy ED-5M/B, 5 ltr. | Temp.-Range: 20...100°C | 740 | 1 | 1 | #N/A
9857807 | Refrigerated Circulator Bath | Economy ED-13M, 13 ltr. | Temp.-Range: 20...100°C | 740 | 1 | 1 | #N/A
9857808 | Refrigerated Circulator Bath | Economy ED-19M, 19 ltr. | Temp.-Range: 20...100°C | 740 | 1 | 1 | #N/A
9857812 | Circulator thermostat ED-SM Economy | 5l, 20...100°C, with makrolon bath |  | 740 | 1 | 1 | #N/A
9857820 | Circulator thermostat MB-5M TopTech | 5l, 20...100°C, with makrolon bath |  | 740 | 1 | 1 | #N/A
9857824 | Circulator thermostat ME-6 TopTech | 6l, 20...200°C |  | 741 | 1 | 1 | 3317.55
9857831 | Circulator thermostat ME-4TopTech | 4,5l, 20...200°C |  | 741 | 1 | 1 | 2976.5
9857832 | Circulator thermostat ME-12 TopTech | 12l, 20...200°C |  | 741 | 1 | 1 | 3329.31
9857833 | Circulator thermostat ME-26 TopTech | 26l, 20...200°C |  | 741 | 1 | 1 | 3682.11
9857841 | Refrigerated circulator bath F12-ED | Economy range, 4.5 l | -20...100°C | 746 | 1 | 1 | See Cope Price List CL130-08
9857842 | Refrigerated/heating circulator | Economy F25-EH, 4.5 ltr. | Temp.-Range: -28...150°C | 746 | 1 | 1 | #N/A
9857843 | Refrigerated/heating circulator | Economy F12-EH, 4.5 ltr. | Temp.-Range: -20...150°C | 746 | 1 | 1 | #N/A
9857844 | Circulator baths F26-ED Economy | 4,5l, -28...+100°C |  | 746 | 1 | 1 | #N/A
9857846 | Refrigerated/heating circulator | Economy F32-EH, 8 ltr. | Temp.-Range: -35...150°C | 746 | 1 | 1 | #N/A
9857847 | Refrigerated/heating circulator | Economy F34-EH, 20 ltr. | Temp.-Range: -30...150°C | 746 | 1 | 1 | #N/A
9857848 | Refrigerated/heating circulator | Economy F38-EH, 45 ltr. | Temp.-Range: -35...80°C | 746 | 1 | 1 | #N/A
9857849 | Circulator baths F25-ME TopTech | 4,5l, -28...+100°C |  | 746 | 1 | 1 | 5524.47
9857857 | Circulator baths F32-ME TopTech | 8l, -35...+200°C |  | 746 | 1 | 1 | 6293.43
9857858 | Circulator bath F33-ME Top Tech | 16l, -30...+200°C |  | 746 | 1 | 1 | 6741.25
9857859 | Circulator baths F34-ME TopTech | 20l, -30...+150°C |  | 746 | 1 | 1 | 6785.16
9857862 | Circulator baths FP40-ME TopTech | 16l, -40...200°C |  | 746 | 1 | 1 | 7667.02
9857863 | Circulator baths FP 50-ME TopTech | 8l, -50...200°C |  | 746 | 1 | 1 | 8409.63
9857867 | Circulator baths F 34-HE HighTech | 20l, -30...150°C |  | 747 | 1 | 1 | 7556.63
9857870 | Cicrulator baths F30HL HighTech | 16l, -30...200°C |  | 747 | 1 | 1 | 8027.03
9857872 | Circulator baths FP35-HL HighTech | 2,5l, -35...150°C |  | 747 | 1 | 1 | 7951.77
9857878 | Circulator baths FP40-HL HighTech | 16l, -40...200°C |  | 747 | 1 | 1 | See Cope Price List CL130-58
9857915 | Highly dynamic temperature control system | A30, Presto, air cooled, | temp.-range: -30...250°C | 754 | 1 | 1 | 11262.34
9857916 | Highly dynamic temperature control system | A 40, Presto, air cooled, | temp.-range: -40...250°C | 754 | 1 | 1 | 16660.27
9857917 | Highly dynamic temperature control system | W 40, Presto, water cooled, | temp.-range: -40...250°C | 754 | 1 | 1 | 17193.39
9857918 | High dynamic temperating system A 80 | Presto, 2-step, ait cooled, | temp.-range: -80...+250°C | 754 | 1 | 1 | 27855.96
9857919 | High dynamic temperating system W 80 | Presto, 2-step, water cooled, | temp.-range: -80...+250°C | 754 | 1 | 1 | 27855.96
9857920 | High-dynamic temperating system A 80t | Presto, 2-step, air-cooled, | temp.-range: -80...+250°C | 754 | 1 | 1 | 29855.2
9857921 | High dynamic temperating system W 80t | Presto, 2-step, water cooled, | temp.-range: -80...+250°C, 3,4 kW | 754 | 1 | 1 | 29855.2
9858000 | Immersion thermostat | Economy EH | temperature range: 20...150°C | 739 | 1 | 1 | #N/A
9858001 | Immersion thermostat,range 20°C - 100°C | pump 10 ltrs/min, TopTech,MB |  | 739 | 1 | 1 | See Cope Price List BJ453-15
9858003 | Immersion thermostat | 25-100°C type ED |  | 739 | 1 | 1 | See Cope Price List BJ450-15
9858004 | Thermoregulators ME TopTech | 20...200°C |  | 739 | 1 | 1 | 2103.9
9858010 | Refrigerated Circulator Bath | Economy ED-27, 27 ltr. | Temp.-Range: 20...100°C | 740 | 1 | 1 | #N/A
9858011 | Bath/Circulating thermostats,MB-13,st.steel bath | range 20°C - 100°C,150x180x300 mm |  | 740 | 1 | 1 | See Cope Price List BJ460-65
9858012 | Bath/Circulating thermostats,MB-19,st.steel bath | range 20°C - 100°C,150x360x300 mm |  | 740 | 1 | 1 | See Cope Price List BJ460-75
9858016 | Refrigerated Circulator Bath | Economy ED-13, 13 ltr. | Temp.-Range: 20...100°C | 740 | 1 | 1 | See Cope Price List BJ460-25
9858017 | Refrigerated Circulator Bath | Economy ED-19M, 19 ltr. | Temp.-Range: 20...100°C | 740 | 1 | 1 | See Cope Price List BJ460-35
9858025 | Bath/Circulating thermostat,MB-13A,plexiglass bath | range 20°C - 60°C,150x180x300 mm |  | 740 | 1 | 1 | #N/A
9858028 | Refrigerated Circulator Bath | Economy ED-13A, 13 ltr. | Temp.-Range: 20...60°C | 740 | 1 | 1 | #N/A
9858029 | Refrigerated Circulator Bath | Economy ED-19A, 19 ltr. | Temp.-Range: 20...60°C | 740 | 1 | 1 | #N/A
9858030 | Bath/Circulating thermostat,MB-19A,plexiglass bath | range 20°C - 60°C,150x360x300 mm |  | 740 | 1 | 1 | #N/A
9858031 | Bath/Circulating thermostat,MB-5,st.steel bath | range 20°C - 100°C,150x150x150 mm |  | 740 | 1 | 1 | #N/A
9858032 | Circulator baths ED-5 economy | 5l, 20...100°C |  | 740 | 1 | 1 | #N/A
9858034 | Circulator baths MB-5A TopTech | 5l, 20...60°C |  | 740 | 1 | 1 | #N/A
9858035 | Circulator baths MB-7A TopTech | 7l, 20...60°C |  | 740 | 1 | 1 | #N/A
9858036 | Heating circulator | Economy EH-5, 5 ltr. | Temp.-Range: 20...150°C | 740 | 1 | 1 | #N/A
9858037 | Circulator baths ED-5A Economy | 5l, 20...60°C |  | 740 | 1 | 1 | #N/A
9858040 | Water bath protecting,cap. 100 ml, |  |  | 766 | 1 | 1 | 33.83
9858044 | Circulating thermostats,HD-4,range 20°C-250°C | bath opening 150x130x150 mm |  | 741 | 1 | 1 | See Cope Price List BJ480-50
9858047 | Circulating thermostats,TD-12,range 20°C-300°C | bath opening 200x220x150 mm |  | 741 | 1 | 1 | 4372.44
9858048 | Bath thermostat SE-26 HighTech | 26l, 20...300°C |  | 741 | 1 | 1 | 4725.24
9858049 | Circulating thermostats,TD-6,range 20°C-300°C | bath opening 200x130x150 mm |  | 741 | 1 | 1 | 4360.68
9858050 | Circulating thermostats,HP-4,range 20°C-250°C | bath opening 150x130x150 mm |  | 741 | 1 | 1 | See Cope Price List BJ480-70
9858051 | Circulating thermostats,TP-12,range 20°C-300°C | bath opening 200x220x150 mm |  | 741 | 1 | 1 | 4831.09
9858052 | Bath thermostat SL-26 HighTech | 26l, 20...300°C |  | 741 | 1 | 1 | 5183.89
9858054 | Circulating thermostats,TP-6,range 20°C-300°C | bath opening 200x130x150 mm |  | 741 | 1 | 1 | 4819.32
9858056 | Heating circulator | Economy EH-13, 13 ltr. | Temp.-Range: 20...150°C | 740 | 1 | 1 | #N/A
9858057 | Heating circulator | Economy EH-19, 19 ltr. | Temp.-Range: 20...150°C | 740 | 1 | 1 | #N/A
9858058 | Heating circulator | Economy EH-27, 27 ltr. | Temp.-Range: 20...150°C | 740 | 1 | 1 | #N/A
9858059 | Heating circulator | Economy EH-33, 33 ltr. | Temp.-Range: 20...150°C | 740 | 1 | 1 | #N/A
9858062 | Circulator bath F25-ED Economy | 4,5l, -28...100°C |  | 746 | 1 | 1 | #N/A
9858063 | Refrigerating circulating thermostats | F 25-HE |  | 747 | 1 | 1 | 6295.93
9858064 | Refrigerating circulating thermostats | F25-HP |  | 747 | 1 | 1 | See Cope Price List CL130-38
9858066 | Refrigerated circulating thermostats,F26-MV | range -28°C - 200°C,150x120x140 mm |  | 746 | 1 | 1 | 5925.88
9858071 | Refrigerating circulating thermostats | F32-HD |  | 747 | 1 | 1 | 7064.89
9858072 | Circulator baths F32-HL HighTech | 8l, -35...200°C |  | 747 | 1 | 1 | See Cope Price List CL130-48
9858075 | Circulator baths F34-ED Economy | 20l, -30...100°C |  | 746 | 1 | 1 | #N/A
9858086 | Refrigerating circulating thermostat CF30 | Economy-Range | Temp.-Range: -30...150°C | 747 | 1 | 1 | 5130.58
9858087 | Refrigerating circulating thermostat CF40 | Economy-Range | Temp.-Range: -40...150°C | 747 | 1 | 1 | 6008.67
9858088 | Refrigerating circulating thermostat CF31 | HighTech-Range | Temp.-Range: -30...200°C | 747 | 1 | 1 | 5996.13
9858089 | Refrigerating circulating thermostat CF41 | HighTech-Range | Temp.-Range: -40...200°C | 747 | 1 | 1 | 6861.68
9858110 | Heating immersion circulator MA |  |  | 739 | 1 | 1 | See Cope Price List BJ456-15
9858111 | Heating circulator MA-6 |  |  | 741 | 1 | 1 | See Cope Price List BJ480-20
9858112 | Heating circulator MA-6 |  |  | 741 | 1 | 1 | 2785.99
9858113 | Heating circulator MA-12 |  |  | 741 | 1 | 1 | See Cope Price List BJ480-40
9858114 | Heating circulator MA-26 |  |  | 741 | 1 | 1 | See Cope Price List BJ480-47
9858115 | Refrigerated/heating circulator F12-MA |  |  | 746 | 1 | 1 | See Cope Price List CL130-18
9858117 | Refrigerated/heating circulator F25-MA |  |  | 746 | 1 | 1 | 4957.47
9858121 | Refrigerated/heating circulator FP40-MA |  |  | 746 | 1 | 1 | 7100.02
9858122 | Refrigerated/heating circulator FP50-MA |  |  | 746 | 1 | 1 | 7842.63
9858455 | Refrigerated circulating thermostats, | FP40-HD |  | 747 | 1 | 1 | 8438.48
9858456 | Refrigerated circulating thermostats, | FP50-HE |  | 747 | 1 | 1 | 9181.1
9858458 | Circulator baths FP45-HE HighTech | 26l, -42...200°C |  | 747 | 1 | 1 | #N/A
9858459 | Refrigerated circulating thermostats, | FP45-SP |  | 747 | 1 | 1 | #N/A
9858460 | Refrigerated circulating thermostats, | FP50-HP |  | 747 | 1 | 1 | See Cope Price List CL130-68
9859101 | Unistat® tango | temp.-range: -45..250°C, | 1,5/3,0 KW, incl.controller Pilot ONE | 753 | 1 | 1 | 12870.35
9859102 | Unistat® tango wl | temp.-range: -45..250°C, | 1,5/3,0 KW, with controller Pilot ONE | 753 | 1 | 1 | 13525.78
9859105 | Unistat® 705 | temp.-range: -75..250°C, | 1,5/3,0 KW, with controller Pilot ONE | 753 | 1 | 1 | 20616.39
9859106 | Unistat® 705w | temp.-range: -75..250°C, | 1,5/3,0 KW, with controller Pilot ONE | 753 | 1 | 1 | 20795.15
9859107 | Unistat® 405w | temp.-range: -45..250°C, | 1,5/3,0 KW, with controller Pilot ONE | 753 | 1 | 1 | 14002.46
9859108 | Unistat® 405 | temp.-range: -45..250°C, | 1,5/3,0 KW, with controller Pilot ONE | 753 | 1 | 1 | 13883.29
9859109 | Unistat® T 305 | temp.-range: (15)+65...300°C, | 3,0/6,0 KW, with controller Pilot ONE | 754 | 1 | 1 | 9950.69
9859110 | Unistat® T 305 HT | temp.-range: +65...300°C, | 3,0/6,0 KW, with controller Pilot ONE | 754 | 1 | 1 | 0
9859111 | Unistat® T 305w HT | temp.-range: +65...300°C, | 3,0/6,0 KW, with controller Pilot ONE | 754 | 1 | 1 | 0
9859113 | Unistat® T 320w HT | temp.-range: +65...300°C, | 12,0 KW, with controller Pilot ONE | 754 | 1 | 1 | 0
9859115 | Unistat® T 330w HT | temp.-range: +65...300°C, | 24,0 KW, with controller Pilot ONE | 754 | 1 | 1 | 0
9859116 | Unistat® 425 | temp.-range: -40..250°C, | 2,0 KW, with controller Pilot ONE | 753 | 1 | 1 | 0
9859117 | Unistat® 425w | temp.-range: -40..250°C, | 2,0 KW, with controller Pilot ONE | 753 | 1 | 1 | 0
9859118 | Unistat® 430 | temp.-range: -40..250°C, | 4,0 KW, with controller Pilot ONE | 753 | 1 | 1 | 0
9859119 | Unistat® 430w | temp.-range: -40..250°C, | 4,0 KW, with controller Pilot ONE | 753 | 1 | 1 | 0
9859120 | Unistat® 510w | temp.-range: -50..250°C, | 6,0 KW, with controller Pilot ONE | 753 | 1 | 1 | 32693.32
9859121 | Unistat® 815 | temp.-range: -85..250°C, | 2,0 KW, with controller Pilot ONE | 753 | 1 | 1 | 0
9859122 | Unistat® 815w | temp.-range: -85..250°C, | 2,0 KW, with contoller Pilot ONE | 753 | 1 | 1 | 0
9859124 | Unistat® T 340w HT | temp.-range: +65...300°C, | 48,0 KW, with controller Pilot ONE | 754 | 1 | 1 | 0
9859125 | Unistat® TR402 | temp.-range: +80...425°C | with controller Pilot ONE | 754 | 1 | 1 | 18530.92
9859126 | Unistat® 410w | temp.-range: -45...250°C, | 1,5/3,0 KW, with controller Pilot ONE | 753 | 1 | 1 | 17815.9
9859170 | petite fleur | temp.-range: -40...200°C, | 1,5 kW, with controller Pilot ONE | 752 | 1 | 1 | 9080.75
9859171 | petite fleur w | temp.-range: -40...200°C, | 1,5 kW, with controller Pilot ONE | 752 | 1 | 1 | 9533.59
9859201 | Immersion circulator CC-E | temp.-range: (-30)+25..+200°C, | 2,0 KW, with controller Pilot ONE | 736 | 1 | 1 | 1497.07
9859202 | Immersion circulator CC-E xd | temp.-range: +25...200°C | 2,0 kW, with controller Pilot ONE | 736 | 1 | 1 | 1832.24
9859203 | Clear view circulator bath CC-106A | temp.-range: (-30)25...100°C | 2,0 KW, with controler Pilot ONE | 737 | 1 | 1 | 1832.24
9859204 | Clear view circulator bath CC-108A | temp.-range: (-30)25...100°C | 2,0 KW, with controller Pilot ONE | 737 | 1 | 1 | 1843.4
9859205 | Clear view circulator bath CC-110A | temp.-range: (-30)25...100°C | 2,0 KW, with controller Pilot ONE | 737 | 1 | 1 | 1899.27
9859206 | Clear view circulator bath CC-112A | temp.-range: (-30)25...100°C | 2,0 KW, with controller Pilot ONE | 737 | 1 | 1 | 2055.68
9859207 | Clear view circulator bath CC-118A | temp.-range: (-30)25...100°C | 2,0 KW, with controller Pilot ONE | 737 | 1 | 1 | 2089.19
9859208 | Heating bath CC-212B | temp.-range: +25...+200°C, | 2,0 KW, with controller Pilot ONE | 737 | 1 | 1 | 2111.53
9859209 | Heating bath CC-215B | temp.-range: +25...+200°C, | 2,0 KW, with controller Pilot ONE | 737 | 1 | 1 | 2189.75
9859210 | Heating bath CC-220B | temp.-range: +25...+200°C, | 2,0 KW, with controller Pilot ONE | 737 | 1 | 1 | 2223.26
9859211 | Heating bath CC-225B | temp.-range: +25...+200°C, | 2,0 KW, with controller Pilot ONE | 737 | 1 | 1 | 2368.5
9859212 | Heating bath CC-208B | temp.-range: +25...+200°C, | 2,0 KW, with controller Pilot ONE | 737 | 1 | 1 | 2033.34
9859213 | Clear view circulator bath CC-104A | temp.-range: 25...100°C | 2,0 KW, with controler Pilot ONE | 738 | 1 | 1 | 1955.12
9859220 | Heting circulator CC-202C | temp.-range: (-30)+45...200°C, | 2,0 KW, with controller Pilot ONE | 738 | 1 | 1 | 2212.09
9859221 | Heating circulator bath CC-205B | temp.-range: (-30)+45...200°C, | 2,0 KW, with controller Pilot ONE | 738 | 1 | 1 | 2536.08
9859222 | Heating Bath Circulator CC304-B | temp.-range: (-20)28...300°C, | 2,0 kW, with contoller Pilot ONE | 738 | 1 | 1 | 3217.59
9859223 | Heating Bath Circulator CC308-B | temp.-range: (-20)28...300°C, | 2,0 kW, with controller Pilot ONE | 738 | 1 | 1 | 3988.46
9859224 | Heating Bath Circulator CC315-B | temp.-range: (-20)28...300°C, | 2,0 kW, with controller Pilot ONE | 738 | 1 | 1 | 4748.17
9859225 | Refrigerated heating bath CC-K6s | temp.-range: -25...+200°C, | 2,0 KW, with controller Pilot ONE | 743 | 1 | 1 | 4404.52
9859226 | Refrigerated heating bath CC-K6 | temp.-range: -25...+200°C, | 2,0 KW, with controller Pilot ONE | 743 | 1 | 1 | 3934.24
9859227 | Refrigerated heating bath CC-K12 | Temp.-Bereich: -20...200°C, | 2,0 kW, mit Regler Pilot ONE | 742 | 1 | 1 | 4863.32
9859228 | Refrigerated heating bath CC-K15 | temp.-range: -20...200°C, | 2,0 kW, with controller Pilot ONE | 742 | 1 | 1 | 5482.71
9859229 | Refrigerated heating bath CC-K20 | temp.-range: -30...200°C, | 2,0 kW, with controller Pilot ONE | 742 | 1 | 1 | 5941.51
9859230 | Refrigerated heating bath CC-K25 | temp.-range: -30...200°C, | 2,0 kW, with controller Pilot ONE | 742 | 1 | 1 | 6262.68
9859231 | Refrigerated heating circulator bath variostat | temp.-range: -30...150°C | 1,0 KW, with controller Pilot ONE | 743 | 1 | 1 | 6710
9859232 | Refrigerated heating bath circulator ministat 125w | temp.-range: -25...+150°C, | 1,0 KW, with controller Pilot ONE | 743 | 1 | 1 | 5023.91
9859233 | Refrigerated heating bath circulator ministat 230 | temp.-range: -40...+200°C, | 2,0 KW, with controller Pilot ONE | 743 | 1 | 1 | 5253.31
9859234 | Refrigerated heating bath circulator ministat 230w | temp.-range: -40...+200°C, | 2,0 KW, with controller Pilot ONE | 743 | 1 | 1 | 5666.23
9859235 | Refrigerated heating bath circulator ministat 240 | temp.-range: -45...+200°C, | 2,0 KW, with controller Pilot ONE | 743 | 1 | 1 | 6618.24
9859236 | Refrigerated heating bath circulator ministat 240w | temp.-range: -45...+200°C, | 2,0 KW, with controller Pilot ONE | 743 | 1 | 1 | 7042.64
9859237 | Refrigerated heating bath circulator CC-405 | temp.-range: -40...200°C, | 1,5 kW, with controller Pilot ONE | 744 | 1 | 1 | 7294.99
9859238 | Refrigerated heating bath circulator CC-405w | temp.-range: -40...200°C, | 1,5 kW, with controller Pilot ONE | 744 | 1 | 1 | 7788.19
9859239 | Refrigerated heating bath circulator CC-415 | temp.-range: -40...200°C, | 1,5 kW, with controller Pilot ONE | 744 | 1 | 1 | 7547.33
9859240 |  |  |  | 744 | 1 | 1 | 9283.34
9859241 | Refrigerated heating bath circulator CC-505 | temp.-range: -50...200°C, | 1,5 kW, with controller Pilot ONE | 745 | 1 | 1 | 7604.67
9859242 | Refrigerated heating bath circulator CC-505wl | temp.-range: -50...200°C, | 1,5 kW, with controller Pilot ONE | 745 | 1 | 1 | 9545.51
9859243 | Refrigerated heating bath circulator CC-410wl | temp.-range: -45...200°C, | 3 kW, with controller Pilot ONE | 744 | 1 | 1 | 10248.61
9859245 | Refrigerated heating bath circulator CC-510w | temp.-range: -50...100°C, | 3 kW, with controller Pilot ONE | 745 | 1 | 1 | 11871.55
9859246 | Refrigerated heating bath circulator CC-515w | temp.-range: -55...100°C, | 3 kW, with controller Pilot ONE | 745 | 1 | 1 | 16459.59
9859247 | Refrigerated heating bath circulator CC-515 | temp.-range: -55...100°C, | 3 kW, with controller Pilot ONE | 745 | 1 | 1 | 16000.79
9859248 | Refrigerated heating bath circulator CC-520w | temp.-range: -55...100°C, | 3 kW, with controller Pilot ONE | 745 | 1 | 1 | 21569.75
9859249 | Refrigerated heating bath circulator CC-525w | temp.-range: -55...100°C, | 3 kW, with controller Pilot ONE | 745 | 1 | 1 | 23178.55
9859250 | Refrigerated heating bath circulator CC-805 | temp.-range: -80...100°C, | 1,5 kW, with controller Pilot ONE | 745 | 1 | 1 | 15255.24
9859251 | Refrigerated heating bath circulator CC-820 | temp.-range: -80...100°C, | 3 kW, with controller Pilot ONE | 745 | 1 | 1 | 22821.04
9859252 | Refrigerated heating bath circulator CC-820w | temp.-range: -80...100°C, | 3 kW, with controller Pilot ONE | 745 | 1 | 1 | 23297.72
9859253 | Refrigerated heating bath circulator CC-905 | temp.-range: -90...100°C, | 3 kW, with controller Pilot ONE | 745 | 1 | 1 | 26574.89
9859254 | Refrigerated heating bath circulator CC-905w | temp.-range: -90...200°C, | 3 kW, with controller Pilot ONE | 745 | 1 | 1 | 26991.98
9859255 | Refrigerated heating bath circulator CC-906w | temp.-range: -90...200°C, | 3 kW, with cotnroller Pilot ONE | 745 | 1 | 1 | 30686.25
9859256 | Cold-Warmth-Bath-Circulation thermostate CC-510 | temp.-range: -50...200°C, | 3 kW, 400V, w.controller Pilot ONE | 745 | 1 | 1 | 11366.86
9859257 | Grande Fleur w cold-warmth-circulating thermostate | temp.-range: -40..200°C, | 1,5 KW, w.controller Pilot ONE | 752 | 1 | 1 | 11404.56
9859258 | Grande Fleur-eo cold-warmth-circulator | temp.-range: -40..200°C, | 1,5 KW, w.controller Pilot ONE | 752 | 1 | 1 | 10963.63
9859259 | Grande Fleur w-eo cold-warmth-circulator | temp.-range: -40..200°C, | 1,5 KW, w.controller Pilot ONE | 752 | 1 | 1 | 11404.56
9859301 | Chiller Unichiller 017T | temp.-range: -10...40°C, | 27 l/min / 3.0 bar, with controller Pilot ONE | 749 | 1 | 1 | 6828.44
9859302 | Chiller Unichiller 020T | temp.-range: -20...40°C, | 27 l/min / 3.0 bar, with controller Pilot ONE | 749 | 1 | 1 | 8175.06
9859303 | Chiller Unichiller 025T | temp.-range: -10...40°C, | 27 l/min / 3.0 bar, with controller Pilot ONE | 749 | 1 | 1 | 7722.21
9859304 | Chiller Unichiller 040T | temp.-range: -10...40°C, | 27 l/min / 3.0 bar, with controller Pilot ONE | 749 | 1 | 1 | 9914.94
9859305 | Chiller Unichiller 045T | temp.-range: -20...40°C, | 27 l/min / 3.0 bar, with controller Pilot ONE | 749 | 1 | 1 | 13525.78
9859306 | Chiller Unichiller 055T | temp.-range: -10...40°C, | 65 l/min / 5.5 bar, with controller Pilot ONE | 749 | 1 | 1 | 11607.15
9859307 | Chiller Unichiller 060T | temp.-range: -20...40°C, | 65 l/min / 5.5 bar, with controller Pilot ONE | 749 | 1 | 1 | #N/A
9859308 | Chiller Unichiller 080T | temp.-range: -10...40°C, | 90 l/min / 5.5 bar, with contorller Pilot ONE | 749 | 1 | 1 | 15551.67
9859314 | Chiller Unichiller 055Tw | temp.-range: -10...40°C, | 65 l/min / 5.5 bar, with controller Pilot ONE | 749 | 1 | 1 | 11440.31
9859315 | Chiller Unichiller 060Tw | temp.-range: -20...40°C, | 65 l/min / 5.5 bar, with controller Pilot ONE | 749 | 1 | 1 | 17398.81
9859316 | Chiller Unichiller 080Tw | temp.-range: -10...40°C, | 90 l/min / 5.5 bar, with controller Pilot ONE | 749 | 1 | 1 | 15194.16
9859317 | Chiller Unichiller 017Tw | temp.-range: -10...40°C, | 27 l/min / 3.0 bar, with controller Pilot ONE | 749 | 1 | 1 | 6971.44
9859318 | Chiller Unichiller 020Tw | temp.-range: -20...40°C, | 27 l/min / 3.0 bar, with controller Pilot ONE | 749 | 1 | 1 | 8318.06
9859319 | Chiller Unichiller 025Tw | temp.-range: -10...40°C, | 27 l/min / 3.0 bar, with controller Pilot ONE | 749 | 1 | 1 | 7865.21
9859320 | Chiller Unichiller 030Tw | temp.-range: -20...40°C, | 27 l/min / 3.0 bar, with controller Pilot ONE | 749 | 1 | 1 | 10463.12
9859321 | Chiller Unichiller 040Tw | temp.-range: -10...40°C, | 27 l/min / 3.0 bar, with controller Pilot ONE | 749 | 1 | 1 | 9724.26
9863150 | Titrator TL 6000-M1/10 | TitroLine® 6000, with 10ml change unit |  | 946 | 1 | 1 | See Cope Price List TR480-10
9863151 | Titrator TL 6000-M1/20 | TitroLine® 6000, with 20ml change unit |  | 946 | 1 | 1 | See Cope Price List TR480-20
9863152 | Titrator TL 6000-M1/50 | TitroLine® 6000, with 50ml change unit |  | 946 | 1 | 1 | See Cope Price List TR480-30
9863153 | Titrator TL 6000-M2/20 | TitroLine® 6000, with 20ml change unit | and pH-Electrode | 946 | 1 | 1 | See Cope Price List TR480-50
9863154 | Magnetic stirrer TM 235 | 115-230 V |  | 946 | 1 | 1 | See Cope Price List TR481-05
9863155 | Change unit 5ml WA 05 | complete |  | 946 | 1 | 1 | See Cope Price List TR481-10
9863156 | Change unit 10ml WA 10 | complete |  | 946 | 1 | 1 | See Cope Price List TR481-20
9863157 | Change unit 20ml WA 20 | complete |  | 946 | 1 | 1 | See Cope Price List TR481-30
9863158 | Change unit 50ml WA 50 | complete |  | 946 | 1 | 1 | Refer to Cope
9863159 | USB keyboard TZ 3835 |  |  | 945 | 1 | 1 | Refer to Cope
9863160 | Titrator TL 7000-M1/10 | TitroLine® 7000, with 10ml change unit |  | 946 | 1 | 1 | Refer to Cope
9863161 | Titrator TL 7000-M1/20 | TitroLine® 7000, with 20ml change unit |  | 946 | 1 | 1 | Refer to Cope
9863162 | Titrator TL 7000-M1/50 | TitroLine® 7000, with 50ml change unit |  | 946 | 1 | 1 | Refer to Cope
9863163 | Titrator TL 7000-M2/20 | TitroLine® 7000, with 20ml change unit | and pH Electrode | 946 | 1 | 1 | Refer to Cope
9863168 | TitroLine® TL 7800 | base unit, two measuring inlets (1x analog/ | 1x digital) | 948 | 1 | 1 | Refer to Cope
9863169 | TitroLine® TL 7800-M1 | base unit, two measuring inlets (1x analog/ | 1x digital), with magnetic stirrer TM 235 | 948 | 1 | 1 | Refer to Cope
9863170 | TitroLine® 7500 KF 05 | volumetric KF-Titrator | 100-240 V | 947 | 1 | 1 | Refer to Cope
9863171 | TitroLine® 7500 KF 20 | volumetric KF-Titrator | 100-240 V | 947 | 1 | 1 | Refer to Cope
9863172 | TitroLine® 7500 KF trace M1 | Coulometric KF-Titrator | Module 1 | 947 | 1 | 1 | Refer to Cope
9863173 | TitroLine® 7500 KF trace M2 | Coulometric Titrator, | Module 2 | 947 | 1 | 1 | Refer to Cope
9863174 | TitroLine® 7500 KF trace M3 | Coulometric Titrator, | Module 3 | 947 | 1 | 1 | Refer to Cope
9863175 | TitroLine® 7500 KF trace M4 | Coulometric KF-Titrator | Module 4 | 947 | 1 | 1 | Refer to Cope
9863176 | TitroLine® TL 7750 | basic unit without magnetic stirrer, with | support rod and Electrode holder Z 305, | 948 | 1 | 1 | Refer to Cope
9863177 | TitroLine® TL 7750-TitriSoft | basic unit with magnetic stirrer TM 235, | support rod and Electrode holder Z 305, | 948 | 1 | 1 | Refer to Cope
9863178 | Titrator module TL 7750 KF 05 | main supply 100-240 V |  | 948 | 1 | 1 | Refer to Cope
9863179 | Titrator module TL 7750 KF 20 | main supply 100-240 V |  | 948 | 1 | 1 | Refer to Cope
9863180 | Flask burette Titronic® T 300/20 M1 | base unit with dosing unit 20ml TZ 3130, | hand controller TZ 3880, titration clamp Z 305, | 943 | 1 | 1 | Refer to Cope
9863181 | Flask burette Titronic® T 300/50 M1 | base unit with dosing unit 50ml TZ 3160, | hand controller TZ 3880, titration clamp Z 305, | 943 | 1 | 1 | Refer to Cope
9863182 | Flask burette Titronic® T 300/20 M2 | base unit with dosing unit 20ml TZ 3130, | hand controller TZ 3880, titration clamp Z 305, | 943 | 1 | 1 | Refer to Cope
9863183 | Flask burette Titronic® T 300/50 M1 | base unit with dosing unit 50ml TZ 3160, | hand controller TZ 3880, titration clamp Z 305, | 943 | 1 | 1 | Refer to Cope
9863184 | TitroLine® TL 5000/20 M1 | base unit, without electrode, with dosing unit | 20ml TZ 3130, magnetic stirrer TM 50, hand | 945 | 1 | 1 | Refer to Cope
9863185 | TitroLine® TL 5000/50 M1 | base unit, without electrode, with dosing unit | 50ml TZ 3160, magnetic stirrer TM 50, hand | 945 | 1 | 1 | Refer to Cope
9863186 | TitroLine® TL 5000/20 M2 | base unit, with pH electode+buffer set, with | dosing unit 20ml TZ 3130, magnetic stirrer TM 50, | 945 | 1 | 1 | Refer to Cope
9863187 | TitroLine® TL 5000/50 M2 | base unit, with pH electode+buffer set, with | dosing unit 50ml TZ 3160, magnetic stirrer TM 50, | 945 | 1 | 1 | Refer to Cope
9863188 | Magnetic stirrer TM 50 | for glass vessel up to max. 500 ml, | incl. stan rod holder TZ 3885 | 945 | 1 | 1 | Refer to Cope
9863189 | USB-HUB TZ 3830, to connect | more devices to TITRONIC®500, | TitroLine®6000,7000,7500 KF/KF trace, 7750 | 945 | 1 | 1 | Refer to Cope
9863190 | Reagent bottle 1000ml, TZ 3803 | amber glass with screw thread |  | 945 | 1 | 1 | Refer to Cope
9863191 | TitroLine® TL 5000/20 M3 | basic unit, w.pH-electrode+buffer set, with | dosing unit 20ml TZ 3130, magnetic stirrer TM 50, | 945 | 1 | 1 | Refer to Cope
9863210 | Flask burette Titronic® T 500 | base unit |  | 944 | 1 | 1 | Refer to Cope
9863211 | Flask burette Titronic® T 500-M1 | base unit with magnetic stirrer TM 235 |  | 944 | 1 | 1 | Refer to Cope
9863212 | Flask burette Titronic® T 500-M2/20 | base unit with magnetic stirrer TM 235 | and 20ml change unit | 944 | 1 | 1 | Refer to Cope
9867403 |  |  |  | 797 | 1 | 1 | 725.77
9867405 |  |  |  | 797 | 1 | 1 | 155.1
9867702 | STERICard |  |  | 811 | 1 | 1 | 45.55
9867703 | Incubator INCO 2/108 | consistig of: INCO108med and Premium-Modul: T5 | 108 ltr., 560 x 480 x 400 mm | 810 | 1 | 1 | 6841.45
9867704 | Incubator INCO 2/153 | consistig of: INCO153med and Premium-Modul: T5 | 153 ltr., 480 x 640 x 500 mm | 810 | 1 | 1 | 8279.33
9867705 | Incubator INCO 2/246 | consistig of: INCO246med and Premium-Modul: T5 | 246 ltr., 640 x 640 x 600 mm | 810 | 1 | 1 | 10005.88
9867706 | Humidity modul: for INCO108med/153med/246med | active humidity control | microprocessor (40-97%rk) | 811 | 1 | 1 | 1147.01
9867707 | Additional stainless steel shelf | for model 110/160/500/108 | (full width INCO108med + HCP108) | 811 | 1 | 1 | See Cope Price List IN675-62
9867708 | Additional stainless steel shelf | (full width INCO153med + HCP153) |  | 811 | 1 | 1 | 114
9867709 | Additional water tray | (full width INCO108med) |  | 811 | 1 | 1 | 210.99
9867710 | Additional water tray | (full width INCO153med) |  | 811 | 1 | 1 | 237.82
9867711 | Additional water tray | (half width INCO246med) |  | 811 | 1 | 1 | 165.7
9867717 | USB Ethernet adapter |  |  | 799 | 1 | 1 | 55.83
9867722 | RS232-Interface | instead of USB |  | 811 | 1 | 1 | 58.77
9867731 | HEPA-interior filter | for INCO108med/153med/246med | acc. EN 1822, sterilised packed, | 811 | 1 | 1 | 136.54
9867732 | Incubator INCO108med | basic model: | 108 ltr., 560 x 480 x 400 mm | 810 | 1 | 1 | See Cope Price List IN675-25
9867733 | Incubator INCO153med | basic model: | 153 ltr., 480 x 640 x 500 mm | 810 | 1 | 1 | 6377.16
9867734 | Incubator INCO246med | basic model: | 246 ltr., 640 x 640 x 600 mm | 810 | 1 | 1 | See Cope Price List IN675-45
9867735 | Comfort modul: for INCO108med/153med/246med |  |  | 811 | 1 | 1 | 547.51
9867736 | Hygiene modul: for INCO108med |  |  | 811 | 1 | 1 | 680.63
9867737 | Hygiene modul: for INCO153med |  |  | 811 | 1 | 1 | 717.67
9867738 | Hygiene modul: für INCO246med |  |  | 811 | 1 | 1 | 753.56
9867739 | Communication modul: for INCO108med |  |  | 811 | 1 | 1 | 371.97
9867740 | Communication modul: for INCO153med |  |  | 811 | 1 | 1 | 397.58
9867741 | Communication modul: for INCO246med |  |  | 811 | 1 | 1 | 423.19
9867742 | CO² modul: for INCO108med |  |  | 811 | 1 | 1 | 420.19
9867743 | CO² modul: for INCO153med |  |  | 811 | 1 | 1 | 553.3
9867744 | CO² modul: for INCO246med |  |  | 811 | 1 | 1 | 687.58
9867745 | Premium modul: für INCO108med | consisting of: Comfort-, Hygiene-, | Communication- and CO² modul | 811 | 1 | 1 | 1737.53
9867746 | Premium modul: for INCO153med | consisting of: Comfort-, Hygiene-, | Communication- and CO² modul | 811 | 1 | 1 | 1902.17
9867747 | Premium modul: for INCO246med | consisting of: Comfort-, Hygiene-, | Communication- and CO² modul | 811 | 1 | 1 | 2212.8
9867748 | Additional stainless steel shelf | (full width INCO246med + HCP246) |  | 811 | 1 | 1 | See Cope Price List IN675-64
9867749 | O²-Module: for INCO108med/153med/246med | adjusted O²-range |  | 811 | 1 | 1 | 1844
9867750 | Execution 40 mm Ø back | for ICP, HPP, ICH, | INCOmed, HCP, UNpa | 811 | 1 | 1 | 375.63
9867755 | Pressure reducing valve according to DIN 8546 | including gas cylinder monitor |  | 811 | 1 | 1 | See Cope Price List IN675-75
9867756 | OQ check list, incl. temperature | distribution survey for 27 measuring points | to DIN 12 880: 2007-05 for ICH | 799 | 1 | 1 | 1409.65
9867757 | OQ check list, incl. temperature | distribution survey for 27 measuring points | to DIN 12 880: 2007-05 for ICH | 799 | 1 | 1 | 1842.43
9867758 | Ethernet connection cable 5m | for Computer interface |  | 799 | 1 | 1 | 29.38
9867759 | USB stick with documentation Software AtmoCONTROL | and operating instructions for products | with SingleDISPLAY (for devices with TwinDISPLAY | 799 | 1 | 1 | 182.94
9868021 | Constant climate chamber HPP110 | 108 ltr., internal space stainless steel, | incl. 2 stainless steel grids | 821 | 1 | 1 | 8846.8
9868022 | Constant climate chamber HPP260 | 256 ltr., internal space stainless steel, | incl. 2 stainless steel grids | 821 | 1 | 1 | 10723.72
9868023 | Constant climate chamber HPP750 | 749 ltr., internal space stainless steel, | incl. 2 stainless steel grids | 821 | 1 | 1 | 14987.97
9868131 | Full-sight glass door | for UN/UF / SN/SF 55 |  | 789 | 1 | 1 | 313.43
9868132 | Full-sight glass door | for UN/UF / SN/SF 160 |  | 789 | 1 | 1 | 432.92
9868133 | Full-sight glass door | for UN/UF / SN/SF 260 |  | 789 | 1 | 1 | 718.83
9868134 | Full-sight glass door | for UN/UF / SN/SF 450 |  | 789 | 1 | 1 | 857.24
9868135 | Full-sight glass door | for UN/UF / SN/SF 750/1060 |  | 789 | 1 | 1 | 1128.35
9868136 | Full-sight glass door | for UN/UF / SN/SF 1060 |  | 789 | 1 | 1 | 1128.35
9869681 | Universal cabinet UN 30 | +20...+300°C, 32 ltr. | natural air circulation | 788 | 1 | 1 | See Cope Price List OV204-60
9869682 | Universal cabinet UN55 | +20...+300°C, 53 ltr. | natural air circulation | 788 | 1 | 1 | See Cope Price List OV204-65
9869683 | Universal cabinet UN75 | +20...+300°C, 74 ltr. | natural air circulation | 788 | 1 | 1 | See Cope Price List OV204-70
9869684 | Universal cabinet UN110 | +20...+300°C, 108 ltr. | natural air circulation | 788 | 1 | 1 | See Cope Price List OV204-75
9869685 | Universal cabinet UN160 | +20...+300°C, 161 ltr. | natural air circulation | 788 | 1 | 1 | See Cope Price List OV208-80
9869686 | Universal cabinet UN260 | +20...+300°C, 256 ltr. | natural air circulation | 788 | 1 | 1 | See Cope Price List OV204-85
9869687 | Universal cabinet UN450 | +20...+300°C, 449 ltr. | natural air circulation | 788 | 1 | 1 | 4062.28
9869688 | Universal cabinet UN750 | +20...+300°C, 749 ltr. | natural air circulation | 788 | 1 | 1 | 5512.24
9869689 | Universal cabinet UN30plus | +20...+300°C, 32 ltr. | natural air circulation, with TwinDISPLAY | 789 | 1 | 1 | See Cope Price List OV265-60
9869690 | Universal cabinet UN55plus | +20...+300°C, 53 ltr. | natural air circulation, with TwinDISPLAY | 789 | 1 | 1 | See Cope Price List OV265-65
9869691 | Universal cabinet UN75plus | +20...+300°C, 74 ltr. | natural air circulation, with TwinDISPLAY | 789 | 1 | 1 | See Cope Price List OV265-70
9869692 | Universal cabinet UN110plus | +20...+300°C, 108 ltr. | natural air circulation, with TwinDISPLAY | 789 | 1 | 1 | See Cope Price List OV265-75
9869693 | Universal cabinet UN160plus | +20...+300°C, 161 ltr. | natüural air circulation, with TwinDISPLAY | 789 | 1 | 1 | See Cope Price List OV265-80
9869694 | Universal cabinet UN260plus | +20...+300°C, 256 ltr. | natural air circulation, with TwinDISPLAY | 789 | 1 | 1 | See Cope Price List OV265-85
9869695 | Universal cabinez UN450plus | +20...+300°C, 449 ltr. | natural air circulation, with TwinDISPLAY | 789 | 1 | 1 | 4720.85
9869696 | Universal cabinet UN750plus | +20...+300°C, 749 ltr. | natural air circulation, with TwinDISPLAY | 789 | 1 | 1 | 6191.66
9869697 | Universal cabinet UF30 | +20...+300°C, 32 ltr. | laboured air circulation | 788 | 1 | 1 | See Cope Price List OV234-60
9869698 | Universal cabinet UF55 | +20...+300°C, 53 ltr. | laboured air circulation | 788 | 1 | 1 | See Cope Price List OV234-65
9869699 | Universal cabinet UF75 | +20...+300°C, 74 ltr. | laboured air circulation | 788 | 1 | 1 | See Cope Price List OV234-70
9869700 | Universal cabinet UF110 | +20...+300°C, 108 ltr. | laboured air circulation | 788 | 1 | 1 | See Cope Price List OV234-75
9869701 | Universal cabinet UF160 | +20...+300°C, 161 ltr. | laboured air circulation | 788 | 1 | 1 | See Cope Price List OV234-80
9869702 | Universal cabinet UF260 | +20...+300°C, 256 ltr. | laboured air circulation | 788 | 1 | 1 | See Cope Price List OV234-85
9869703 | Universal cabinet UF450 | +20...+300°C, 449 ltr. | laboured air circulation | 788 | 1 | 1 | 4615.48
9869704 | Universal cabinet UF750 | +20...+300°C, 749 ltr. | laboured air circulation | 788 | 1 | 1 | 6228.98
9869705 | Universal cabinet UF30plus | +20...+300°C, 32 Ltr. | laboured air circulation, with TwinDISPLAY | 789 | 1 | 1 | See Cope Price List OV270-60
9869706 | Universal cabinet UF55plus | +20...+300°C, 53 ltr. | laboured air circulation, with TwinDISPLAY | 789 | 1 | 1 | See Cope Price List OV270-65
9869707 | Universal cabinet UF75plus | +20...+300°C, 74 ltr. | laboured air circulation, with TwinDISPLAY | 789 | 1 | 1 | See Cope Price List OV270-70
9869708 | Universal cabinet UF110plus | +20...+300°C, 108 ltr. | laboured air circulation, with TwinDISPLAY | 789 | 1 | 1 | See Cope Price List OV270-75
9869709 | Universal cabinet UF160plus | +20...+300°C, 161 ltr. | laboured air circulation, with TwinDISPLAY | 789 | 1 | 1 | See Cope Price List OV270-80
9869710 | Universal cabinet UF260plus | +20...+300°C, 256 ltr. | laboured air circulation, with TwinDISPLAY | 789 | 1 | 1 | See Cope Price List OV270-85
9869711 | Universal cabinet UF450plus | +20...+300°C, 449 ltr. | laboured air circulation, with TwinDISPLAY | 789 | 1 | 1 | 5303.69
9869712 | Universal cabinet UF750plus | +20...+300°C, 749 ltr. | laboured air circulation, with TwinDISPLAY | 789 | 1 | 1 | 6944.63
9869713 | Universal cabinet UF1060plus | +20...+300°C, 1060 ltr. | forced circulation air, with TwinDISPLAY | 789 | 1 | 1 | 11766.46
9870301 | Hydrogen generator 20H | 160 ml/min, purity >99,9995%, | 0,3 - 6,89 bar g, 90-264 V 50/60 Hz | 1378 | 1 | 1 | 7639.67
9870302 | Hydrogen generator 40H | 250 ml/min, purity >99,9995%, | 0,3 - 6,89 bar g, 90-264 V 50/60 Hz | 1378 | 1 | 1 | 9744.18
9870303 | Hydrogen generator 60H | 500 ml/min, purity >99,9995%, | 0,3 - 6,89 bar g, 90-264 V 50/60 Hz | 1378 | 1 | 1 | 14552.39
9870308 | Replacement desiccant cartridge |  |  | 1378 | 1 | 1 | 154.57
9870311 | Hydrogen generator 20H-MD | 160 ml/min, purity >99,9995%, | 0,69 - 6,89 bar g, 90-264 V 50/60 Hz | 1378 | 1 | 1 | 8438.39
9870312 | Hydrogen generator 40H-MD | 250 ml/min, purity >99,9995%, | 0,69 - 6,89 bar g, 90-264 V 50/60 Hz | 1378 | 1 | 1 | 10897.33
9870313 | Hydrogen generator 60H-MD | 500 ml/min, purity >99,9995%, | 0,69 - 6,89 bar g, 90-264 V 50/60 Hz | 1378 | 1 | 1 | 16242.56
9870314 | Hydrogen generator 110H-MD | 1100 ml/min, purity >99,9995%, | 0,69 - 6,89 bar g, 90-264 V 50/60 Hz | 1378 | 1 | 1 | 21679.36
9870331 | Zero Air Generator UHP-10ZA-S-E | 1 l/min, 4 - 10bar, w/o compressor | < 0,1 ppm HC, 230 V | 1379 | 1 | 1 | 2651.14
9870332 | Zero Air Generator UHP-35ZA-S-E | 3,5 l/min, 4 - 10bar, w/o compressor | < 0,1 ppm HC, 230 V | 1379 | 1 | 1 | 4954.72
9870333 | Zero Air Generator UHP-50ZA-S-E | 5,0 l/min, 4 - 10bar, w/o compressor | < 0,1 ppm HC, 230 V | 1379 | 1 | 1 | 6184.43
9870334 | Zero Air Generator UHP-75ZA-S-E | 7,5 l/min, 4 - 10bar, w/o compressor | < 0,1 ppm HC, 230 V | 1379 | 1 | 1 | 7594.34
9870335 | Zero Air Generator UHP-150ZA-S-E | 15 l/min, 4 - 10bar, w/o compressor | < 0,1 ppm HC, 230 V | 1379 | 1 | 1 | 8841.78
9870336 | Zero Air Generator UHP-200ZA-S-E | 20 l/min, 4 - 10bar, w/o compressor | < 0,1 ppm HC, 230 V | 1379 | 1 | 1 | 9669.56
9870337 | Zero Air Generator UHP-300ZA-S-E | 30 l/min, 4 - 10bar, w/o compressor | < 0,1 ppm HC, 230 V | 1379 | 1 | 1 | #N/A
9870338 | Inlet filter - PM kit 005A0 | for all models |  | 1379 | 1 | 1 | 89.29
9870339 | Outlet filter - PM kit 005AA | for all models |  | 1379 | 1 | 1 | 89.29
9870340 | Fan PM kit, 230 V | for all models |  | 1379 | 1 | 1 | 77.11
9870389 | Nitrogen Generator LCMS64-0-E | 18 l/min, 6,8 bar, | w/o compressor, 230 V | 1381 | 1 | 1 | #N/A
9870390 | Nitrogen generator LCMS64-1-E | 18 l/min, 6,8 bar, | with compressor, 230 V | 1381 | 1 | 1 | 13285.04
9870391 | Nitrogen Generator LCMS65-0-E | 30 l/min, 6,8 bar, | w/o compressor, 230 V | 1381 | 1 | 1 | #N/A
9870392 | Nitrogen Generator LCMS65-1-E | 30 l/min, 6,8 bar, | with compressor, 230 V | 1381 | 1 | 1 | 13637.77
9870393 | Nitrogen- and Dry Air Generator LCMS20/3-0-E | 20 l/min, 7 bar, | w/o compressor, 230 V | 1381 | 1 | 1 | #N/A
9870394 | Nitrogen- and Dry Air Generator LCMS20/3-1-E | 20 l/min, 7 bar, | with compressor, 230 V | 1381 | 1 | 1 | #N/A
9870404 | Generator for pure clean nitrogen UHPN2-550-E | 0,55 l/min, 5 bar, w/o compressor | 230 V | 1380 | 1 | 1 | #N/A
9870406 | Generator for pure nitrogen UHPN2-750-E | 0,75 l/min, 5 bar, w/o compressor | 230 V | 1380 | 1 | 1 | 7172.18
9870408 | Generator for pure nitrogen UHPN2-1500-E | 1,5 l/min, 5 bar, w/o compressor | 230 V | 1380 | 1 | 1 | 8524.32
9870410 | Generator for pure nitrogen UHPN2-3000-E | 3,0 l/min, 5 bar, w/o compressor | 230 V | 1380 | 1 | 1 | 10934.64
9870412 | Zero Nitrogen Generator UHPZN2-1000-E | 1 l/min, 5 bar, w/o compressor | < 0,1 ppm HC, 230 V | 1380 | 1 | 1 | 10666.71
9870414 | Zero Nitrogen Generator UHPZN2-3000-E | 3 l/min, 5 bar, w/o compressor | < 0,1 ppm HC, 230 V | 1380 | 1 | 1 | 12915.35
9877021 | Ultrasonic bath RK 31 | cap. 0.9 ltrs, without heating |  | 1077 | 1 | 1 | 282.68
9877051 | Ultrasonic bath RK 52 H | cap. 1.8 ltrs, with heating |  | 1077 | 1 | 1 | 597.54
9877052 | Ultrasonic bath RK 52 | cap. 1.8 ltrs, without heating |  | 1077 | 1 | 1 | 467.48
9877100 | Ultrasonic bath RK 100 | cap. 3.0 ltrs, without heating |  | 1077 | 1 | 1 | 518.41
9877101 | Ultrasonic bath, RK100H | cap. 3.0 ltrs, with heating |  | 1077 | 1 | 1 | 629.37
9877103 | Ultrasonic bath RK 102 H | cap. 3.0 ltrs, with heating |  | 1077 | 1 | 1 | 851.2
9877105 | Ultrasonic bath RK 106-GB | cap. 5.6 ltrs, without heating | with UK plug | 546 | 1 | 1 | 795.81
9877106 | Ultrasonic bath RK 106 | cap. 5.6 ltrs, without heating |  | 546 | 1 | 1 | 795.81
9877107 | Ultrasonic bath RK 106 | cap. 5.6 ltrs, without heating | with Swiss plug | 546 | 1 | 1 | 795.81
9877108 | Ultrasonic bath RK 1040 | cap. 39.5 ltrs, without heating |  | 1077 | 1 | 1 | 2453.57
9877114 | Ultrasonic bath RK 103 H | cap. 4.0 ltrs, with heating |  | 1077 | 1 | 1 | 869.31
9877155 | Ultrasonic bath RK 156 BH | cap. 9.0 ltrs, with heating |  | 1077 | 1 | 1 | 1198.76
9877156 | Ultrasonic bath RK 156 | cap. 6.0 ltrs, without heating |  | 1077 | 1 | 1 | 890.87
9877256 | Ultrasonic bath RK 255 H | cap. 5.5 ltrs, with heating |  | 1077 | 1 | 1 | 978.84
9877510 | Ultrasonic bath RK 510 | cap. 9.7 ltrs, without heating |  | 1077 | 1 | 1 | 890.87
9877511 | Ultrasonic bath RK 510 H | cap. 9.7 ltrs, with heating |  | 1077 | 1 | 1 | 1097.85
9877512 | Ultrasonic bath RK 512 H | cap. 13.0 ltrs, with heating |  | 1077 | 1 | 1 | 1448.86
9877515 | Ultrasonic bath RK 514 BH | cap. 18.7 ltrs, with heating |  | 1077 | 1 | 1 | 1549.76
9877516 | Ultrasonic bath RK 514 H | cap. 13.5 ltrs, with heating |  | 1077 | 1 | 1 | 1501.46
9877528 | Ultrasonic bath RK 1028 C | cap. 45 ltrs, without heating |  | 1077 | 1 | 1 | 2664.86
9877529 | Ultrasonic bath RK 1028 H | cap. 28.0 ltrs, with heating |  | 1077 | 1 | 1 | 2023.22
9877530 | Ultrasonic bath RK 1028 CH | cap. 45.0 ltrs, with heating |  | 1083 | 1 | 1 | 2581.2
9877537 | Ultrasonic bath RK 1028 | cap. 28.0 ltrs, without heating |  | 1077 | 1 | 1 | 1742.94
9877538 | Ultrasonic bath RK 1028 C-UK | cap. 45 ltrs, without heating | with UK plug | 1082 | 1 | 1 | 2664.86
9877539 | Ultrasonic bath RK 1028 C-CH | cap. 45 ltrs, without heating | with Swiss plug | 1082 | 1 | 1 | 2664.86
9877540 | Ultrasonic bath RK 514 | cap. 13.5 ltrs, without heating |  | 1077 | 1 | 1 | 1281.55
9877551 | Ultrasonic bath RK 1050 | cap. 58.0 ltrs, without heating |  | 1077 | 1 | 1 | 3028.8
9877552 | Ultrasonic bath RK 1050 CH | cap. 90.0 ltrs, with heating |  | 1083 | 1 | 1 | 3827.39
9877570 | Ultrasonic bath, RM16UH, cap. 17,8 ltrs | with heating |  | 1081 | 1 | 1 | 3025.5
9877571 | Ultrasonic bath, RM40UH, cap. 45 ltrs | with heating |  | 1081 | 1 | 1 | 4423.63
9877572 | Ultrasonic bath, RM75UH, cap. 90 ltrs | with heating |  | 1081 | 1 | 1 | 6614.79
9877573 | Ultrasonic bath, RM110UH, cap. 121,5 ltrs | with heating |  | 1081 | 1 | 1 | 8154.2
9877575 | Ultrasonic bath, RM180UH, cap. 200 ltrs | with heating |  | 1081 | 1 | 1 | 13276.23
9877577 | Ultrasonic bath, RM210UH, cap. 243,7 ltrs | with heating |  | 1081 | 1 | 1 | 13296.22
9877579 | Glass holder GL 510 F | stainless steel |  | 1079 | 1 | 1 | 91.2
9877582 | Lid,stainless steel, MD 16 |  |  | 1081 | 1 | 1 | 125.56
9877583 | Lid,stainless steel, MD 40 |  |  | 1081 | 1 | 1 | 183.5
9877584 | Lid,stainless steel, MD 75 |  |  | 1081 | 1 | 1 | 269.53
9877585 | Lid,stainless steel, MD 110 |  |  | 1081 | 1 | 1 | 361.34
9877586 | Lid,stainless steel, MD 180 |  |  | 1081 | 1 | 1 | 454
9877587 | Lid,stainless steel, MD 210 |  |  | 1081 | 1 | 1 | 401.33
9877597 | Lid,stainless steel, D 08 |  |  | 1080 | 1 | 1 | 24.94
9877600 | Lid,stainless steel, D 1028 C |  |  | 1080 | 1 | 1 | 92.35
9877601 | Lid,stainless steel, D 52 |  |  | 1080 | 1 | 1 | 39.25
9877602 | Lid,stainless steel, D 156 |  |  | 1080 | 1 | 1 | 69.26
9877603 | Lid,stainless steel, D 100 |  |  | 1080 | 1 | 1 | 39.25
9877604 | Lid,stainless steel, D 514 |  |  | 1080 | 1 | 1 | 68.11
9877605 | Lid,stainless steel, D 255 | for RK 255/H/CH, DK 255 P, DT 255/H/H-RC |  | 1080 | 1 | 1 | 49.64
9877606 | Lid D 6, stainless steel | for RK 106, DT 106 |  | 546 | 1 | 1 | 63.49
9877607 | Lid,stainless steel, D 1028 | for RK 1028 H |  | 1080 | 1 | 1 | 78.5
9877608 | Lid,stainless steel, D 1050 C | for 1050 |  | 1080 | 1 | 1 | 149.99
9877610 | Lid,stainless steel, D 510 |  |  | 1080 | 1 | 1 | 58.87
9877611 | Lid,stainless steel,perforated | DE 52 |  | 1080 | 1 | 1 | 28.86
9877612 | Lid,stainless steel,perforated | DE 156 |  | 1080 | 1 | 1 | 68.11
9877613 | Lid,stainless steel,perforated | D 100 |  | 1080 | 1 | 1 | 35.79
9877614 | Lid,stainless steel,perforated | DE 514 |  | 1080 | 1 | 1 | 65.8
9877615 | Lid,stainless steel,perforated | DE 255 |  | 1080 | 1 | 1 | 40.4
9877616 | Lid DE 6, stainless steel, perforated | for RK 106, DT 106 |  | 1080 | 1 | 1 | 40.4
9877617 | Lid,stainless steel,perforated | for 1050 CH |  | 1080 | 1 | 1 | 85.43
9877620 | Lid,stainless steel,perforated | DE 510 |  | 1080 | 1 | 1 | 55.41
9877621 | Lid,stainless steel,perforated | DE 08 |  | 1080 | 1 | 1 | 27.71
9877622 | Insertion container SD 06 | glass, 600 ml, with ring, | lid, 125 x 84 mm dia. | 1080 | 1 | 1 | 23.55
9877623 | Insertion container SD 09 | glass, 1000 ml, with ring, | 180 x 91 mm dia. | 1080 | 1 | 1 | 27.71
9877624 | Insertion container SD 04 | glass, 400 ml, with ring, | 110 x 76 mm dia. | 1080 | 1 | 1 | 22.16
9877626 | Insertion container EB 05 | stailess steel, 600 ml, with ring, | lid, 120 x 87 mm dia. | 1080 | 1 | 1 | 45.02
9877628 | Insertion container PD 06 | plastic, 600 ml, with ring, | lid, 125 x 86 mm dia. | 1080 | 1 | 1 | 20.78
9877630 | Baskets, stainless steel | K 08 for RK 31 |  | 1079 | 1 | 1 | 39.25
9877631 | Baskets, stainless steel | K 1 for RK 52/RK 52 H |  | 1079 | 1 | 1 | 53.1
9877632 | Baskets, stainless steel | K 3 L for RK/Z 103 |  | 1079 | 1 | 1 | 68.11
9877633 | Baskets, stainless steel | K 3 for RK/DK 100/102 |  | 1079 | 1 | 1 | 62.34
9877634 | Basket K 6, stainless steel | for RK 106, DT 106 |  | 1079 | 1 | 1 | 108.32
9877635 | Baskets, stainless steel | K 5 for 255 H |  | 1079 | 1 | 1 | 75.04
9877636 | Basket, stainless steel | K6L for RK 156 |  | 1079 | 1 | 1 | 184.36
9877637 | Basket, stainless steel K 6 BL | for 156 B/H |  | 1079 | 1 | 1 | 186.44
9877642 | Insert vessel,stainless steel |  |  | 1081 | 1 | 1 | 38.1
9877643 | Insert vessel, plastic |  |  | 1081 | 1 | 1 | 22.16
9877644 | Insertion container KB 04 | plastic, 400 ml, with ring, | 110 x 76 mm dia. | 1080 | 1 | 1 | 20.78
9877645 | Insertion container SD 05 | glass, 600 ml, with ring, | 150 x 76 mm dia. | 1080 | 1 | 1 | 23.09
9877650 | Shaking device SA 1028 |  |  | 1079 | 1 | 1 | 1796.41
9877651 | Clamp, stainless steel EK 10 | for flasks cap. 10 ml |  | 1080 | 1 | 1 | 28.86
9877653 | Clamp, stainless steel EK 25 | for flasks cap. 25 ml |  | 1080 | 1 | 1 | 30.01
9877655 | Clamp, stainless steel EK 50 | for flasks cap. 50 ml |  | 1080 | 1 | 1 | 33.48
9877657 | Clamp, stainless steel EK 100 | for flasks cap. 100 ml |  | 1080 | 1 | 1 | 36.94
9877658 | Clamp, stainless steel EK 250 | for flasks Ø 85 mm |  | 1080 | 1 | 1 | 54.26
9877661 | insert basket PK 1 C, plastic | perforated, ID 90x90x66 mm, | for RK 52/H/CH, DT 52/H | 1081 | 1 | 1 | 40.4
9877664 | insert basket PK 2 C, plastic | perforated, ID 187x90x56 mm, for DK 102 P, | RK 100 H/SH/102H, DT 100 H/SH, DT 102 H/H-RC | 1081 | 1 | 1 | 45.02
9877666 | insert basket PK 3 C, plastic | perforated, ID 187x90x56 mm, | for RK 103 H/CH, DT 103 H | 1081 | 1 | 1 | 47.33
9877667 | Baskets,plastic | K 5 P |  | 1081 | 1 | 1 | 61.18
9877680 | Baskets,stainless steel | MK 16 B for RM 160H |  | 1081 | 1 | 1 | 284.34
9877681 | Baskets,stainless steel | MK 40 B for RM 400H |  | 1081 | 1 | 1 | 377.63
9877682 | Baskets,stainless steel | MK 75 B for RM 750H |  | 1081 | 1 | 1 | 468.06
9877683 | Baskets,stainless steel | MK 110 for RM 1100H |  | 1081 | 1 | 1 | 702.79
9877684 | Baskets,stainless steel | MK 180 for RM 1800 H |  | 1081 | 1 | 1 | 1032.94
9877685 | Baskets,stainless steel | MK 210 for RM 2100H |  | 1081 | 1 | 1 | 884.11
9877694 | Baskets,stainless steel | K 14 for RK 514 |  | 1079 | 1 | 1 | 181.23
9877697 | Baskets,stainless steel | K 10 for RK 510 |  | 1079 | 1 | 1 | 163.53
9877698 | Baskets,stainless steel | K 28 for RK 1028 H |  | 1079 | 1 | 1 | 217.52
9877699 | Baskets,stainless steel | K 50 for RK 1050 H |  | 1079 | 1 | 1 | 304.72
9877700 | Basket K 10 B | stainless steel, | for RK 512, RK 512 CH, DK 512 P | 1079 | 1 | 1 | 166.65
9877701 | Baskets,stainless steel | K 14 B for 514/B/H |  | 1079 | 1 | 1 | 183.32
9877702 | Baskets,stainless steel | K 28 C for 1028 BH |  | 1079 | 1 | 1 | 223.27
9877703 | Baskets,stainless steel | K 50C for 1050 CH |  | 1079 | 1 | 1 | 307.59
9877712 | Suspension basket K 28 CA | for 6 protective masks |  | 1083 | 1 | 1 | 429.29
9877713 | Restoring basket K 28 CV | for 3 full-sight masks | 470 x 270 x 215 mm | 1083 | 1 | 1 | 367.96
9877715 | Restoring basket K 50 CA | for 9 brea-protection masks | 555 x 455 x 240 mm | 1083 | 1 | 1 | 570.25
9877716 | Restoring basket K 50 CV | for 6 full-sight masks | 555 x 455 x 240 mm | 1083 | 1 | 1 | 545.7
9877717 | Restoring bin KW 50 B-0 | from plastic with cover | for RK 1050 CH | 1083 | 1 | 1 | 871.9
9877720 | Handle adjusters GV 3 | for baskets, 1 pair |  | 1080 | 1 | 1 | 64.65
9877721 | Handle adjusters GV10 | for baskets, 1 pair |  | 1080 | 1 | 1 | 69.26
9877731 | Holder, stainless steel | GH 10 |  | 1082 | 1 | 1 | 116.66
9877733 | Holders,stainless steel | GH 28 |  | 1082 | 1 | 1 | 166.65
9877745 | Microtube holders EH 3 | for 3 samples |  | 562 | 1 | 1 | 108.51
9877746 | sieve holder SH 28 C | for max. 5 analysis sieves |  | 1082 | 1 | 1 | 206.98
9877781 | Holder for 1 ltr flask |  |  | 1082 | 1 | 1 | 53.1
9877784 | Sieve holder |  |  | 546 | 1 | 1 | 43.87
9877800 | Baths, plastic KW 3 |  |  | 1082 | 1 | 1 | 77.34
9877801 | Baths, plastic, KW 5 |  |  | 1082 | 1 | 1 | 76.19
9877802 | Baths, plastic, KW 14 |  |  | 1082 | 1 | 1 | 296.1
9877803 | Baths, plastic, KW 14 B |  |  | 1082 | 1 | 1 | 301.84
9877804 | Baths, plastic, KW 28-0 |  |  | 1083 | 1 | 1 | 633.92
9877806 | Baths, plastic, KW 50-0 |  |  | 1082 | 1 | 1 | 773.98
9877830 | Ultrasonic bath DT 31 | SONOREX DIGITEC 0,9l, 240W | without heating | 1078 | 1 | 1 | 377.37
9877831 | Ultrasonic bath DT 31 H | SONOREX DIGITEC 0,9l, 240W | with heating | 1078 | 1 | 1 | 430.68
9877832 | Ultrasonic bath DT 52 | SONOREX DIGITEC 1,8l, 240W | without heating | 1078 | 1 | 1 | 514.94
9877833 | Ultrasonic bath DT 52 H | SONOREX DIGITEC 1,8l, 240W | with heating | 1078 | 1 | 1 | 656.82
9877834 | Ultrasonic bath DT 100 | SONOREX DIGITEC 3,0l, 320W | without heating | 1078 | 1 | 1 | 575.46
9877835 | Ultrasonic bath DT 100 H | SONOREX DIGITEC 3,0l, 320W | with heating | 1078 | 1 | 1 | 691.54
9877836 | Ultrasonic bath DT 102 H | SONOREX DIGITEC 3,0l, 480W | with heating | 1078 | 1 | 1 | 938.93
9877837 | Ultrasonic bath DT 103 H | SONOREX DIGITEC 4,0l, 640W | with heating | 1078 | 1 | 1 | 957.75
9877838 | Ultrasonic bath DT 156 | SONOREX DIGITEC 6,0l, 640W | without heating | 1078 | 1 | 1 | 981.27
9877839 | Ultrasonic bath DT 255 | SONOREX DIGITEC 5,5l, 640W | without heating | 1078 | 1 | 1 | 886.25
9877840 | Ultrasonic bath DT 255 H | SONOREX DIGITEC 5,5l, 640W | with heating | 1078 | 1 | 1 | 1077.23
9877841 | Ultrasonic bath DT 510 | SONOREX DIGITEC 9,7l, 640W | without heating | 1078 | 1 | 1 | 981.27
9877842 | Ultrasonic bath DT 510 H | SONOREX DIGITEC 9,7l, 640W | with heating | 1078 | 1 | 1 | 1207.07
9877848 | Ultrasonic bath DT 106 | SONOREX DIGITEC 5,6l, 480W | without heating | 1078 | 1 | 1 | 879.07
9877849 | Ultrasonic bath DT 156 BH | SONOREX DIGITEC 9,0l, 860W | with heating | 1078 | 1 | 1 | 1321.85
9877850 | Ultrasonic bath DT 512 H | SONOREX DIGITEC 13,0l, 860W | with heating | 1078 | 1 | 1 | 1585.27
9877851 | Ultrasonic bath DT 514 | SONOREX DIGITEC 13,5l, 860W | without heating | 1078 | 1 | 1 | 1407.46
9877852 | Ultrasonic bath DT 514 H | SONOREX DIGITEC 13,5l, 860W | with heating | 1078 | 1 | 1 | 1647.37
9877853 | Ultrasonic bath DT 512 BH | SONOREX DIGITEC 18,7l, 860W | with heating | 1078 | 1 | 1 | 1700.05
9877854 | Ultrasonic bath DT 1028 | SONOREX DIGITEC 28,0l, 1200W | without heating | 1078 | 1 | 1 | 1915.5
9877855 | Ultrasonic bath DT 1028 H | SONOREX DIGITEC 28,0l, 1200W | with heating | 1078 | 1 | 1 | 2217.5
9877857 | Ultrasonic bath DT 1028 CH | SONOREX DIGITEC 45,0l, 1200W | with heating | 1078 | 1 | 1 | 2825.27
9877860 | Ultrasonic bath DT 1050 CH | SONOREX DIGITEC 90,0l, 2400W | with heating | 1078 | 1 | 1 | 4190.39
9877862 | Ultrasonic bath DT 510 F | SONOREX DIGITEC 4,3l, 560W | without heating | 1078 | 1 | 1 | 1049.01
9877863 | Ultrasonic bath DT 1028 F | SONOREX DIGITEC 9.5 l, 1280 W | without heating | 1078 | 1 | 1 | 1968.18
9877864 | Ultrasonic bath DT 1028 F | + Shaking device SA 1028, SONOSHAKE, | 9.5 l, 1280 W, without heating | 1079 | 1 | 1 | 3927.9
9877865 | Ultrasonic bath DL 102 H | SONOREX DIGIPLUS, 3,0 ltrs, | 480 W, with heating | 1078 | 1 | 1 | 986.91
9877866 | Ultrasonic bath DL 156 BH | SONOREX DIGIPLUS, 9,0 ltrs, | 860 W, with heating | 1078 | 1 | 1 | 1374.53
9877867 | Ultrasonic bath DL 255 H | SONOREX DIGIPLUS, 5,5 ltrs, | 640 W, with heating | 1078 | 1 | 1 | 1125.21
9877868 | Ultrasonic bath DL 510 H | SONOREX DIGIPLUS, 9,7 ltrs, | 640 W, with heating | 1078 | 1 | 1 | 1259.75
9877869 | Ultrasonic bath DL 512 H | SONOREX DIGIPLUS, 13,0 ltrs, | 860 W, with heating | 1078 | 1 | 1 | 1633.25
9877870 | Ultrasonic bath DL 514 BH | SONOREX DIGIPLUS, 18,7 ltrs, | 860 W, with heating | 1078 | 1 | 1 | 1748.03
9877871 | Ultrasonic bath DL 1028 H | SONOREX DIGIPLUS, 28,0 ltrs, | 1200 W, with heating | 1078 | 1 | 1 | 2265.48
9877914 | Lid, stainless steel D140 | for pipette cleaner |  | 1086 | 1 | 1 | #N/A
9880080 | Diaphragm pump MD 1 |  |  | 972 | 1 | 1 | Refer to Cope
9880083 | Diaphragm pumps MD1C | chemical version | 2 mbar-1,4 3/h | 973 | 1 | 1 | Refer to Cope
9880101 | Rotary vane vacuum pumps,one-stage, RE9 | cap. 8,6 cbm/hour |  | 980 | 1 | 1 | Refer to Cope
9880102 | Rotary vane vacuum pumps,one-stage, RE16 | cap. 16,6 cbm/h |  | 980 | 1 | 1 | Refer to Cope
9880104 | Rotary vane vacuum pumps,two-stage, RZ16 | cap. 16,6 cbm/h |  | 980 | 1 | 1 | Refer to Cope
9880120 | Rotary vane pumps RE 2,5 | 2,3/2,7m³/h, 230V, 50/60Hz |  | 980 | 1 | 1 | See Cope Price List PY850-15
9880121 | Rotary vane pumps RE 6 | 5,7/6,8m³/h, 230V, 50/60Hz |  | 980 | 1 | 1 | See Cope Price List PY850-40
9880123 | Rotary vane pumps RZ 2,5 | 2,3/2,7³/h, 230V, 50/60Hz, 2 steps |  | 980 | 1 | 1 | See Cope Price List PY850-55
9880124 | Rotary vane pump RZ6 | 2 step, 230V, 50-60Hz |  | 980 | 1 | 1 | See Cope Price List PY850-80
9880125 | Rotary vane vacuum pumps,two-stage, RZ9 |  |  | 980 | 1 | 1 | Refer to Cope
9880300 | Laboratory Vario Pump B2 PP 28-R DL | with power drive, depht of immersion: 500 mm, PP, | max. flowrate 75 l / min., 230 V / 200 W (IP 24) | 953 | 1 | 1 | 428.68
9880301 | Laboratory Vario Pump B2 PP 28-R DL | with power drive, depht of immersion: 750 mm, PP, | max. flowrate 75 l / min., 230 V / 200 W (IP 24) | 953 | 1 | 1 | 442.71
9880302 | Laboratory Vario Pump B2 PP 32-R SL | with power drive, depht of immersion: 1000 mm, PP, | max. flowrate 75 l / min., 230 V / 200 W (IP 24) | 953 | 1 | 1 | 460.7
9880303 | Laboratory Vario Pump B2 Niro 28-R DL | with power drive, depht of immersion: 500 mm, Niro | max. flowrate 68 l / min., 230 V / 200 W (IP 24) | 953 | 1 | 1 | 654.01
9880304 | Laboratory Vario Pump B2 Niro 28-R DL | with power drive, depht of immersion: 750 mm, Niro | max. flowrate 68 l / min., 230 V / 200 W (IP 24) | 953 | 1 | 1 | 654.01
9880305 | Laboratory Vario Pump B2 Niro 28-R DL | with power drive, depht of immersion: 1000 mm,Niro | max. flowrate 68 l / min., 230 V / 200 W (IP 24) | 953 | 1 | 1 | 693.36
9880310 | Pump set B2 Vario PP | with power drive, depht of immersion: 500 mm, PP, | max. flowrate 75 l / min., 230 V / 200 W (IP 24) | 953 | 1 | 1 | 507
9880311 | Pump set B2 Vario PP | with power drive, depht of immersion: 700 mm, PP, | max. flowrate 75 l / min., 230 V / 200 W (IP 24) | 953 | 1 | 1 | 520.89
9880312 | Pump set B2 Vario PP | with power drive, depht of immersion: 1000 mm, PP, | max. flowrate 75 l / min., 230 V / 200 W (IP 24) | 953 | 1 | 1 | 559.67
9880313 | Pump set B2 Vario Niro | with power drive, depht of immersion: 500 mm, Niro | max. flowrate 68 l / min., 230 V / 200 W (IP 24) | 953 | 1 | 1 | 753.56
9880314 | Pump set B2 Vario Niro | with power drive, depht of immersion: 750 mm, Niro | max. flowrate 68 l / min., 230 V / 200 W (IP 24) | 953 | 1 | 1 | 753.56
9880315 | Pump set B2 Vario Niro | with power drive, depht of immersion: 1000 mm,Niro | max. flowrate 68 l / min., 230 V / 200 W (IP 24) | 953 | 1 | 1 | 794.07
9880350 | Oil-free double diaphragm pump | 1/4" PPB, Geolast® membrane, | max. flow rate: 16 l / min. | 965 | 1 | 1 | 358.68
9880351 | Oil-free double diaphragm pump | 1/4" PPT, PTFE membrane, | max. flow rate: 16 l / min. | 965 | 1 | 1 | 464.45
9880352 | Oil-free double diaphragm pump | 1/4" KNT, PTFE membrane, | max. flow rate: 16 l / min. | 965 | 1 | 1 | 623.83
9880353 | Oil-free double diaphragm pump | 1/4" PPT, PTFE membrane, | max. flow rate: 16 l / min. | 965 | 1 | 1 | 511.58
9880360 | Magnetic centrifugal pump TMB-10-WR---V-N1-P---N-1 | flow rate: 12 l / min., without thread, | delivery height 2 meters, 15 watts, 230 V | 954 | 1 | 1 | 190.78
9880361 | Magnetic centrifugal pump TMB-20-WR---V-N1-B---N-1 | flow rate: 24 l / min., with external thread, | delivery height 3 meters, 28 watts, 230 V | 954 | 1 | 1 | 245.66
9880380 | Rotarus® Single Channel pump head PK 10-16 | for stopper tubes |  | 962 | 1 | 1 | 1312.44
9880381 | Rotarus® Single Channel pump head PK 10-24 | for stopper tubes |  | 962 | 1 | 1 | 1312.44
9880382 | Rotarus® 4 Channel pump head MKF 4-8 | for stopper tubes |  | 962 | 1 | 1 | 1469.24
9880383 | Rotarus® 8 Channel pump head MKF 8-4 | for stopper tubes |  | 962 | 1 | 1 | 2308.13
9880384 | Rotarus® 12 Channel pump head MKF 12-8 | for stopper tubes |  | 962 | 1 | 1 | 3567.26
9880510 | Diaphragm pump,N 86 KN.18, LABOPORT | cap. 6 ltr/min., protection cl. IP 20, | 230 V, 50 Hz | 971 | 1 | 1 | Refer to Cope
9880515 | Suction filter/silencer |  |  | 971 | 1 | 1 | Refer to Cope
9880519 | Suction filter/silencer |  |  | 971 | 1 | 1 | See Cope Price List PX470-70
9880530 | Diaphragm pumps,N022AN.18, cap. 15 ltr/min |  |  | 971 | 1 | 1 | See Cope Price List PX470-10
9880531 | fine adjustment heads with vacuum gauge |  |  | 971 | 1 | 1 | Refer to Cope
9880532 | Fine regulation head with manometer |  |  | 971 | 1 | 1 | Refer to Cope
9880533 | Fine regulation head with manometer |  |  | 971 | 1 | 1 | Refer to Cope
9880534 | Fine regulation head with vacuummeter |  |  | 971 | 1 | 1 | Refer to Cope
9880535 | fine adjustment heads with pressure gauge |  |  | 971 | 1 | 1 | Refer to Cope
9880536 | Fine regulation head with vacuummeter |  |  | 971 | 1 | 1 | Refer to Cope
9880537 | Diaphragm pumps,N026.1.2 AN.18, cap. 39 ltr/min |  |  | 971 | 1 | 1 | Refer to Cope
9880538 | Diaphragm pumps,N026.3 AN.18, cap. 22 ltr/min |  |  | 971 | 1 | 1 | Refer to Cope
9880539 | Diaphragm pump N035 AN.18 | cap. 30 ltr/min, IP 20 |  | 971 | 1 | 1 | See Cope Price List PX470-30
9880540 | Diaphragm pump N035 AN.18 | cap. 30 ltr/min, IP 44 |  | 971 | 1 | 1 | Refer to Cope
9880541 | Diaphragm pump N035.1.2 AN.18 | cap. 55 ltr/min, IP44 |  | 971 | 1 | 1 | Refer to Cope
9880543 | Vacuum/pressure diaphragm pumps | 16l/min., 230V, 50Hz, IP20 |  | 971 | 1 | 1 | Refer to Cope
9880544 | Pressure-vaccum pump N 816.1.2KN.18 | 30l/min. with motor IP20 | 230V / 50Hz | 971 | 1 | 1 | Refer to Cope
9880545 | Fine regulation head with manometer |  |  | 971 | 1 | 1 | Refer to Cope
9880546 | Fine regulation head with vacuummeter |  |  | 971 | 1 | 1 | Refer to Cope
9880547 | Diaphragm pump N035.1.2 AN.18 | cap. 55 ltr/min, IP20 |  | 971 | 1 | 1 | Refer to Cope
9880548 | Suction filter/silencer |  |  | 971 | 1 | 1 | See Cope Price List PX470-73
9880549 | LABOXACT® vacuum system SEM 810 | manual regulation, for rotary evaporator | flow rate 10 (l/min), chemically resistant | 977 | 1 | 1 | Refer to Cope
9880550 | LABOXACT® vacuum system SEM 820 | manual regulation, for rotary evaporator | flow rate 20 (l/min), chemically resistant | 977 | 1 | 1 | Refer to Cope
9880551 | LABOXACT® vacuum system SEM 840 | manual regulation, for rotary evaporator | flow rate 34 (l/min), chemically resistant | 977 | 1 | 1 | Refer to Cope
9880552 | LABOXACT® vacuum system SEM 842 | manual regulation, for rotary evaporator | flow rate 34 (l/min), chemically resistant | 977 | 1 | 1 | Refer to Cope
9880553 | Diaphragm pump N035.3 AN.18 | cap. 30 ltr/min, IP44 |  | 971 | 1 | 1 | Refer to Cope
9880554 | Diaphragm pump N035.3 AN.18 | cap. 30 ltr/min, IP20 |  | 971 | 1 | 1 | Refer to Cope
9880565 | SIMDOS®02 membrane dosing pump | FEM 1.02 KT.18 S |  | 965 | 1 | 1 | Refer to Cope
9880566 | SIMDOS®02 membrane dosing pump | FEM 1.02 KT.18 RC |  | 965 | 1 | 1 | Refer to Cope
9880567 | SIMDOS®02 membrane dosing pump | FEM 1.02 TT.18 S |  | 965 | 1 | 1 | Refer to Cope
9880568 | SIMDOS®02 membrane dosing pump | FEM 1.02 TT.18 RC |  | 965 | 1 | 1 | Refer to Cope
9880569 | SIMDOS®02 membrane dosing pump | FEM 1.02 FT.18 S |  | 965 | 1 | 1 | Refer to Cope
9880570 | SIMDOS®02 membrane dosing pump | FEM 1.02 FT.18 RC |  | 965 | 1 | 1 | Refer to Cope
9880597 | Diaphragm liquid pump | NF 100 KT.18 S, Splashproof IP 65 | Flow rate 0,2-1,3 (l/min), chemically resistant | 964 | 1 | 1 | See Cope Price List PX587-06
9880598 | Diaphragm liquid pump | NF 100 TT.18 S, Splashproof IP 65 | Flow rate 0,2-1,3 (l/min), chemically resistant | 964 | 1 | 1 | See Cope Price List PX587-12
9880599 | Diaphragm liquid pump | NF 300 KT.18 S, Splashproof IP 65 | Flow rate 0,5-3,0 (l/min), chemically resistant | 964 | 1 | 1 | See Cope Price List PX589-07
9880600 | Diaphragm liquid pump | NF 300 TT.18 S, Splashproof IP 65 | Flow rate 0,5-3,0 (l/min), chemically resistant | 964 | 1 | 1 | See Cope Price List PX589-13
9880612 | Diaphragm vacuum pumps,N 810.3 FT.18, | cap. 10 ltrs/min |  | 971 | 1 | 1 | See Cope Price List PX474-18
9880613 | Diaphragm vacuum pumps,N 820.3 FT.18, | cap. 20 ltrs/min |  | 971 | 1 | 1 | See Cope Price List PX474-33
9880614 | Diaphragm vacuum pumps,N 840.3 FT.18, | cap. 34 ltrs/min |  | 971 | 1 | 1 | See Cope Price List PX474-75
9880615 | Pumps, vacuum/pressure, diaphragm | 20l/10m bar |  | 972 | 1 | 1 | Refer to Cope
9880616 | Vacuum/pressure diaphragm pumps | N 840.3FT 40.18, 34l/min., IP44 |  | 972 | 1 | 1 | Refer to Cope
9880617 | Vacuum pump | 34l/min., 4 bar |  | 972 | 1 | 1 | Refer to Cope
9880621 | Vacuum pumps system, SR 810,cap. 10 ltrs/min |  |  | 976 | 1 | 1 | Refer to Cope
9880622 | Vacuum pumps system, SH 810,cap. 10 ltrs/min |  |  | 976 | 1 | 1 | Refer to Cope
9880623 | Vacuum pumps system, SC 810,cap. 10 ltrs/min |  |  | 976 | 1 | 1 | Refer to Cope
9880624 | Vacuum pumps system, SCC 810,cap. 10 ltrs/min |  |  | 976 | 1 | 1 | Refer to Cope
9880625 | Vacuum pumps system, SR 820,cap. 20 ltrs/min |  |  | 976 | 1 | 1 | Refer to Cope
9880626 | Vacuum pumps system, SH 820,cap. 20 ltrs/min |  |  | 976 | 1 | 1 | Refer to Cope
9880627 | Vacuum pumps system, SC 820,cap. 20 ltrs/min |  |  | 976 | 1 | 1 | Refer to Cope
9880628 | Vacuum pumps system, SCC 820,cap. 20 ltrs/min |  |  | 976 | 1 | 1 | Refer to Cope
9880629 | Vacuum pumps system, SR 840,cap. 34 ltrs/min |  |  | 976 | 1 | 1 | Refer to Cope
9880631 | Vacuum pumps system, SH 840,cap. 34 ltrs/min |  |  | 976 | 1 | 1 | Refer to Cope
9880632 | Vacuum pumps system, SC 840,cap. 34 ltrs/min |  |  | 976 | 1 | 1 | Refer to Cope
9880633 | Vacuum pumps system, SCC 840,cap. 34 ltrs/min |  |  | 976 | 1 | 1 | Refer to Cope
9880634 | Baseplate NP 840 |  |  | 976 | 1 | 1 | Refer to Cope
9880636 | High-performance condenser |  |  | 976 | 1 | 1 | Refer to Cope
9880637 | Vacuum controller |  |  | 976 | 1 | 1 | Refer to Cope
9880638 | Vacuum controller |  |  | 976 | 1 | 1 | Refer to Cope
9880639 | Vacuum pumps system, SC 842,cap. 34 ltrs/min |  |  | 976 | 1 | 1 | Refer to Cope
9880640 | Vacuum pumps system, SCC 842,cap. 34 ltrs/min |  |  | 976 | 1 | 1 | Refer to Cope
9880641 | Overpressure valve |  |  | 971 | 1 | 1 | Refer to Cope
9880642 | Overpressure valve |  |  | 971 | 1 | 1 | Refer to Cope
9880643 | Baseplate NP 810/820 |  |  | 976 | 1 | 1 | Refer to Cope
9880645 | Vacuum pump system SC 920 | 100 - 240 V, 50 - 60 Hz | with german plug | 974 | 1 | 1 | Refer to Cope
9880660 | Diaphragm vacuum pumps,N 840.1.2. FT.18 | cap. 60 ltrs/min |  | 971 | 1 | 1 | Refer to Cope
9880664 | Pressure relief valve, 2bar |  |  | 971 | 1 | 1 | Refer to Cope
9880670 | Diaphragm vacuum pump N820 FT 18 |  |  | 971 | 1 | 1 | Refer to Cope
9880675 | Diaphragm vacuum pumps,N 842.3.FT.18 | cap. 34 ltrs/min |  | 971 | 1 | 1 | Refer to Cope
9880680 | Diaphragm vacuum pump N 86 KT.18 LABOPORT | cap. 5.5 ltr/min., protection cl. IP 20, | 230 V, 50 Hz | 971 | 1 | 1 | Refer to Cope
9880685 | Diaphragm vacuum pump,N 811 KN.18, LABOPORT | cap. 11.5 ltr/min., protection cl. IP 20, | 230 V, 50 Hz | 971 | 1 | 1 | Refer to Cope
9880687 | Diaphragm vacuum pumps,N 820 AN.18 | cap. 22 ltrs/min |  | 971 | 1 | 1 | Refer to Cope
9880688 | Diaphragm vacuum pumps,N 820.3 AN.18 | cap. 22 ltrs/min |  | 971 | 1 | 1 | Refer to Cope
9880828 | Chemistry vacuum system MD 1C | + AK + EK, CEE mains cable | 230 V / 50-60 Hz | 979 | 1 | 1 | Refer to Cope
9880832 | Chemistry vacuum system MZ 2C NT | + 2 AK, CEE mains cable | 230 V/50-60 Hz | 978 | 1 | 1 | Refer to Cope
9880837 | Chemistry diaphragm pump MD 4C NT | AK+EK, three stage, CEE mains cable | 230 V / 50-60 Hz | 979 | 1 | 1 | Refer to Cope
9880844 | Chemistry vacuum system MZ 2C NT | + 2 AK, CH mains cable | 230 V/50-60 Hz | 978 | 1 | 1 | Refer to Cope
9880852 | Emissions capacitor Peltronic | power supply 6901984 is used |  | 975 | 1 | 1 | Refer to Cope
9880883 | Diaphragm pump ME 4 NT | one-stage, 230 V~ 50 Hz | plug CEE | 973 | 1 | 1 | See Cope Price List PX440-12
9880884 | Diaphragm pump ME 4R NT | one-stage, 230 V~ 50 Hz | plug CEE | 973 | 1 | 1 | See Cope Price List PX440-23
9880885 | Diaphragm pump ME 8 NT | one-stage, 230 V~ 50 Hz | plug CEE | 973 | 1 | 1 | Refer to Cope
9880886 | Diaphragm pump ME 8 NT | one-stage, 230 V~ 50 Hz | plug CH | 973 | 1 | 1 | Refer to Cope
9880887 | Diaphragm pump MZ 2 NT | two-stage, 230 V~ 50 Hz | plug CEE | 973 | 1 | 1 | See Cope Price List PX440-32
9880888 | Diaphragm pump MZ 2 NT | two-stage, 230 V~ 50 Hz | plug CH | 973 | 1 | 1 | See Cope Price List PX440-32
9880889 | Diaphragm pump MZ 2D NT | two-stage, 230 V~ 50 Hz | plug CEE | 973 | 1 | 1 | Refer to Cope
9880890 | Diaphragm pump MD 4 NT | three-stage, 230 V~ 50 Hz | plug CEE | 973 | 1 | 1 | Refer to Cope
9880891 | Diaphragm pump MD 4 NT | three-stage, 230 V~ 50 Hz | plug CH | 973 | 1 | 1 | Refer to Cope
9880892 | Diaphragm pump MV 2 NT | four-stage, 230 V~ 50 Hz | plug CEE | 973 | 1 | 1 | Refer to Cope
9880893 | Diaphragm pump MV 2 NT | four-stage, 230 V~ 50 Hz | plug CH | 973 | 1 | 1 | Refer to Cope
9880894 | Chemistry diaphragm pump ME 4C NT | one-stage, 230 V~ 50 Hz | plug CEE | 974 | 1 | 1 | See Cope Price List PX443-12
9880895 | Chemistry diaphragm pump ME 4C NT | one-stage, 230 V~ 50 Hz | plug CH | 974 | 1 | 1 | See Cope Price List PX443-12
9880896 | Chemistry diaphragm pump ME 8C NT | one-stage, 230 V~ 50 Hz | plug CEE ***Export Control*** | 974 | 1 | 1 | Refer to Cope
9880897 | Chemistry diaphragm pump ME 8C NT | one-stage, 230 V~ 50 Hz | plug CH ***Export Control*** | 974 | 1 | 1 | Refer to Cope
9880898 | Chemistry diaphragm pump MZ 2C NT | two-stage, 230 V~ 50 Hz | plug CEE | 974 | 1 | 1 | See Cope Price List PX443-22
9880899 | Chemistry diaphragm pump MZ 2C NT | two-stage, 230 V~ 50 Hz | plug CH | 974 | 1 | 1 | See Cope Price List PX443-22
9880900 | Chemistry diaphragm pump MD 4C NT | three-stage, 230 V~ 50 Hz | plug CEE | 974 | 1 | 1 | Refer to Cope
9880901 | Chemistry diaphragm pump MD 4C NT | three-stage, 230 V~ 50 Hz | plug CH | 974 | 1 | 1 | Refer to Cope
9880910 | Chemistry pumping unit P 510 NT | with electronic vacuum control, | 230 V~ 50 Hz, plug CEE | 978 | 1 | 1 | Refer to Cope
9880911 | Chemistry pumping unit P 510 NT | with electronic vacuum control, | 230 V~ 50 Hz, plug CH | 978 | 1 | 1 | Refer to Cope
9880912 | Chemistry pumping unit P 511 NT | with electronic vacuum control, | 230 V~ 50 Hz, plug CEE | 978 | 1 | 1 | Refer to Cope
9880913 | Chemistry pumping unit P 511 NT | with electronic vacuum control, | 230 V~ 50 Hz, plug CH | 978 | 1 | 1 | Refer to Cope
9880914 | Chemistry pumping unit P 520 NT | with electronic vacuum control, | 230 V~ 50 Hz, plug CEE | 978 | 1 | 1 | Refer to Cope
9880915 | Chemistry pumping unit P 520 NT | with electronic vacuum control, | 230 V~ 50 Hz, plug CH | 978 | 1 | 1 | Refer to Cope
9880916 | Chemistry pumping unit P 610 NT | with electronic vacuum control, | 230 V~ 50 Hz, plug CEE | 978 | 1 | 1 | Refer to Cope
9880917 | Chemistry pumping unit P 610 NT | with electronic vacuum control, | 230 V~ 50 Hz, plug CH | 978 | 1 | 1 | Refer to Cope
9880918 | Chemistry pumping unit P 611 NT | with electronic vacuum control, | 230 V~ 50 Hz, plug CEE | 978 | 1 | 1 | Refer to Cope
9880919 | Chemistry pumping unit P 620 NT | with electronic vacuum control, | 230 V~ 50 Hz, plug CEE | 978 | 1 | 1 | Refer to Cope
9880920 | Chemistry pumping unit P 620 NT | with electronic vacuum control, | 230 V~ 50 Hz, plug CH | 978 | 1 | 1 | Refer to Cope
9880921 | Chemistry diaphragm pump MZ 2C NT AK-Sy+EK | two stage, | 230 V / 50-60 Hz, CEE mains | 978 | 1 | 1 | Refer to Cope
9880922 | Chemistry diaphragm pump MZ 2C NT AK-Sy+EK | two stage, | 230 V / 50-60 Hz, CH mains | 978 | 1 | 1 | Refer to Cope
9880923 | Chemical-membrane pump MZ 2C NT | + AK + EK, CH mais cable | 230 V, 50/60 Hz | 978 | 1 | 1 | Refer to Cope
9880924 | Chemistry diaphragm pump MD 4C NT | AK+EK, three stage, CH mains cable | 230 V / 50-60 Hz | 978 | 1 | 1 | Refer to Cope
9880925 | Chemistry vacuum system MD 1C | + AK + EK, CH mains cable | 230 V / 50-60 Hz | 978 | 1 | 1 | Refer to Cope
9880926 | chemistry diaphragm pumpe MD 4CRL NT | three stage, 100-230V, 50-60 Hz | certification (NRTl): C/US | 974 | 1 | 1 | Refer to Cope
9880927 | Membrane pump MZ 2C NT, two-step | certification, 200-230 V/50-60 Hz, | 100-115V/ 50-60Hz, 120 V/ 60Hz | 1202 | 1 | 1 | Refer to Cope
9880928 | Chemistry vaccum system MZ 2C NT AK+EK | with KF DN 16, Certification, | 200-230 V/50-60 Hz, 100-115 V/50-60 Hz, 120V/60 Hz | 1203 | 1 | 1 | Refer to Cope
9880930 | Membrane pump ME 1 | 230 V / 50-60 Hz, CEE-mains cable |  | 972 | 1 | 1 | Refer to Cope
9880931 | Membrane pump ME 1 | 230 V / 50-60 Hz, CH-mains cable |  | 972 | 1 | 1 | Refer to Cope
9880932 | Membrane pump ME 1 | 230 V / 50-60 Hz, UK-mains cable |  | 972 | 1 | 1 | Refer to Cope
9880934 | Chemical membrane pump ME 1C | 230 V / 50-60 Hz, CEE-mains cable |  | 973 | 1 | 1 | Refer to Cope
9880935 | Chemical membrane pump ME 1C | 230 V / 50-60 Hz, CH-mains cable | ***Export Control*** -2B350i | 973 | 1 | 1 | Refer to Cope
9880936 | Chemical membrane pump ME 1C | 230 V / 50-60 Hz, UK-mains cable | ***Export Control*** | 973 | 1 | 1 | Refer to Cope
9880938 | Vacuum fine regulating head | for membrane pump ME 1 |  | 972 | 1 | 1 | Refer to Cope
9880939 | Vacuum fine regulating head | for membrane pump ME 1C |  | 972 | 1 | 1 | Refer to Cope
9880940 | Membrane pump ME 2 NT | 230 V~ 50-60 Hz | with CEE plug | 973 | 1 | 1 | Refer to Cope
9880943 | Chemistry membrane pump ME 2C NT | 230 V~ 50-60 Hz | with CEE plug | 974 | 1 | 1 | Refer to Cope
9880947 | Chemistry membrane pump MZ 1 C | 230 V, 50-60 Hz, with UK plug |  | 973 | 1 | 1 | Refer to Cope
9880948 | Chemistry membrane pump MZ 1 C | 230 V, 50-60 Hz, with CN plug |  | 973 | 1 | 1 | Refer to Cope
9880949 | Membrane pump MD 12 NT | three-step, 230 V, 50-60 Hz | CEE mains cable | 973 | 1 | 1 | Refer to Cope
9880950 | Membrane pump MD 12 NT | three-step, 230 V, 50-60 Hz | with UK plug | 973 | 1 | 1 | Refer to Cope
9880951 | Membrane pump MD 12 NT | three-step, 230 V, 50-60 Hz | with Swiss plug | 973 | 1 | 1 | Refer to Cope
9880952 | Membrane pump ME 16 NT | single step, 230 V, 50-60 Hz | with CEE mains cable | 973 | 1 | 1 | Refer to Cope
9880953 | Membrane pump ME 16 NT | single step, 230 V, 50-60 Hz | with UK plug | 973 | 1 | 1 | Refer to Cope
9880954 | Membrane pump MV 10 NT | four-step, 230 V, 50-60 Hz | with CEE mains cable | 973 | 1 | 1 | Refer to Cope
9880955 | Chemistry membrane pump ME 16C NT | single step, 230 V, 50-60 Hz | with CEE mains cable ***Export Control*** | 974 | 1 | 1 | Refer to Cope
9880956 | Chemistry membrane pump ME 16C NT | single step, 230 V, 50-60 Hz | with UK plug ***Export Control*** | 974 | 1 | 1 | Refer to Cope
9880957 | Chemistry membrane pump MD 12C NT | three step, 230 V, 50-60 Hz | with CEE mains cable ***Export Control*** | 974 | 1 | 1 | Refer to Cope
9880958 | Chemistry membrane pump MD 12C NT | three step, 230 V, 50-60 Hz | with UK plug ***Export Control*** | 974 | 1 | 1 | Refer to Cope
9880959 | Chemistry membrane pump MD 12C NT | three step, 230 V, 50-60 Hz | with Swiss plug ***Export Control*** | 974 | 1 | 1 | Refer to Cope
9880960 | Chemistry membrane pump MV 10C NT | four step, 230 V, 50-60 Hz | with CEE mains cable ***Export Control*** | 974 | 1 | 1 | Refer to Cope
9880968 | Chemistry membrane pump MD 12C NT +AK+EK | three-step, 230 V, 50-60 Hz | CEE mains cable ***Export Control*** | 978 | 1 | 1 | Refer to Cope
9880969 | Chemistry membrane pump MD 12C NT +AK+EK | three-step, 230 V, 50-60 Hz | with Swiss plug ***Export Control*** | 978 | 1 | 1 | Refer to Cope
9880970 | Chemistry membrane pump MD 12C NT +AK+EK | three step, 230 V, 50-60 Hz | with UK plug ***Export Control*** | 978 | 1 | 1 | Refer to Cope
9880976 | Chemistry membrane pump MV 10C NT +EK | four-step,200-230 V, 50-60 Hz | with CEE mains cable ***Export Control*** | 978 | 1 | 1 | Refer to Cope
9881320 | Chemie pump-stand PC 3012 NT VARIO | 200-230V, 50-60Hz, CEE cable | ***Export Control*** | 975 | 1 | 1 | Refer to Cope
9881321 | Chemie pump-stand PC 3012 NT VARIO | 200-230V, 50-60Hz, | with Swiss plug ***Export Control*** | 975 | 1 | 1 | Refer to Cope
9881322 | Chemie pump-stand PC 3010 NT VARIO | 200-230V, 50-60Hz, CEE cable | ***Export Control*** | 975 | 1 | 1 | Refer to Cope
9881323 | Chemie pump-stand PC 3010 NT VARIO | 200-230V, 50-60Hz, | with Swiss plug ***Export Control*** | 975 | 1 | 1 | Refer to Cope
9881329 | Chemistry pump stand PC 3016 NT VARIO | 200-230 V / 50-60 Hz, CEE mains cable | ***Export Control*** | 975 | 1 | 1 | Refer to Cope
9881330 | Chemistry pumping unit PC 3001 VARIO pro | 100-230 V / 50-60 Hz, | with vapour condenser Peltronic | 975 | 1 | 1 | Refer to Cope
9881333 | Chemie pump-stand PC 3004 Vario | 230 V / 50-60 Hz, CH mains cable |  | 975 | 1 | 1 | Refer to Cope
9881334 | Pump system PS 3003 Vario | 230 V / 50-60 Hz, CH mains cable |  | 975 | 1 | 1 | See Cope Price List PX447-40
9881335 | Chemie pump-stand PC 3002 Vario | 230V 50-60Hz, CH mains cable |  | 975 | 1 | 1 | See Cope Price List PX447-30
9881336 | Pump system PC 3001 VARIO pro | 230 V / 50-60 Hz, CH mains cable |  | 975 | 1 | 1 | See Cope Price List PX447-20
9881337 | Pump system PC 3001 VARIO pro | 230 V / 50-60 Hz, CEE mains cable | (MD1CVario) | 975 | 1 | 1 | See Cope Price List PX447-20
9881338 | Chemie pump-stand PC 3002 Vario | 230V 50-60Hz, CEE mains cable |  | 975 | 1 | 1 | See Cope Price List PX447-30
9881339 | Chemie pump-stand PC 3004 Vario | 230 V / 50-60 Hz, CEE mains cable |  | 975 | 1 | 1 | Refer to Cope
9881346 | Pump system PS 3003 Vario | 230 V / 50-60 Hz, CEE mains cable |  | 975 | 1 | 1 | See Cope Price List PX447-40
9881368 | Chemistry vacuum pump stands,PC 3-RZ2 |  |  | 980 | 1 | 1 | Refer to Cope
9881369 | Chemistry vacuum pump stands,PC 3-RZ6 |  |  | 980 | 1 | 1 | Refer to Cope
9881370 | Chemistry vacuum pump stands,PC 3-RZ8 |  |  | 980 | 1 | 1 | Refer to Cope
9881371 | Chemistry vacuum pump stands,PC 3-RZ16 |  |  | 980 | 1 | 1 | Refer to Cope
9881380 | Vacuum pump trolley CP 1 | with pressure gange |  | 982 | 1 | 1 | 4840.59
9881381 | Vacuum pump trolley CP 2 | without pressure gange |  | 982 | 1 | 1 | 4433.9
9881911 | Oil for pumps 1l, K8 |  |  | 982 | 1 | 1 | Refer to Cope
9881915 | Oil for pumps 5l, K8 |  |  | 982 | 1 | 1 | Refer to Cope
9881921 | Oil for pumps 1l, B |  |  | 982 | 1 | 1 | Refer to Cope
9881922 | Oil for pumps 5l, B |  |  | 982 | 1 | 1 | Refer to Cope
9881930 | Vacuum rubber tubing DN 6(6x12) | supplied per metre |  | 972 | 1 | 1 | Refer to Cope
9881931 | Vacuum rubber tubing DN8 (8x18) | supplied per metre |  | 972 | 1 | 1 | Refer to Cope
9882101 | Rack (holder) GSO 2 | for 2 Imhoff funnels | without stopcock | 1145 | 1 | 1 | 124.99
9882102 | Rack (holder) GSO 4 | for 4 Imhoff funnels | without stopcock | 1145 | 1 | 1 | 158.01
9882103 | Rack (holder) GSM 2 | for 2 Imhoff funnels | with stopcock | 1145 | 1 | 1 | 130.29
9882104 | Rack (holder) GSM 4 | for 4 Imhoff funnels | with stopcock | 1145 | 1 | 1 | 165.44
9882114 | Water deoniser B5, unpressuried | complete with resitivity meter |  | 1164 | 1 | 1 | 434.77
9882115 | Water deioniser B10, unpressuried | complete with resistivity meter |  | 1164 | 1 | 1 | 655.45
9882116 | Dual catridge B 5 Z | for water deioniser |  | 1164 | 1 | 1 | 227.85
9882117 | Dual catridge B10Z | for water deioniser |  | 1164 | 1 | 1 | 436.92
9882118 | Water deioniser B5A, unpressuried | with resistivity meter, water quality | cut-out and solenoid valve | 1164 | 1 | 1 | 710.69
9882119 | Water deioniser B10A, unpressuried | with resistivity meter, water quality | cut-out and solenoid valve | 1164 | 1 | 1 | 883.05
9882120 | Water deioniser B10dN | nylon, for steady loads up to 8 bar |  | 1164 | 1 | 1 | 802.49
9882121 | Water deioniser B22dN | nylon, for steady loads up to 8 bar |  | 1164 | 1 | 1 | 1120.82
9882122 | Water deioniser B45 dN | nylon, for steady loads up to 8 bar |  | 1164 | 1 | 1 | 1944.96
9882123 | Water deioniser B10 dNZ | nylon, for steady loads up to 8 bar |  | 1164 | 1 | 1 | 593.32
9882124 | Water deioniser B22dNZ | nylon, for steady loads up to 8 bar |  | 1164 | 1 | 1 | 913.63
9882125 | Water deioniser B45dNZ | nylon, for steady loads up to 8 bar |  | 1164 | 1 | 1 | 1737.86
9882126 | Water deioniser B10dNA | nylon, for steady loads up to 8 bar |  | 1164 | 1 | 1 | 1031.34
9882127 | Water deioniser B22dNA | nylon, for steady loads up to 8 bar |  | 1164 | 1 | 1 | 1382.46
9882128 | Water deioniser B45dNA | nylon, for steady loads up to 8 bar |  | 1164 | 1 | 1 | 2206.6
9882206 | Vacuum gauge Set DCP 3000 | complete with cable and sensor VSK 3000 | 100-230V/50-60 Hz, CEE | 986 | 1 | 1 | Refer to Cope
9882207 | Vacuum gauge Set DCP 3000 | complete with cable and sensor VSP 3000 | 100-230V/50-60 Hz, CEE | 987 | 1 | 1 | See Cope Price List PY940-55
9882209 | LLG-Vacuum meter DVR 2 | range: 1080-1 mbar | analogue display, digital measurand | 986 | 1 | 1 | #N/A
9882225 | Liquid suction system BVC Basic | PP sampling bottle 4 ltr. |  | 1233 | 1 | 1 | Refer to Cope
9882226 | Liquid suction system BVC Basic G | glass sampling bottle 2 ltr. |  | 1233 | 1 | 1 | Refer to Cope
9882227 | Liquid suction system BVC control | PP sampling bottle 4 ltr. | 230 V, 50-60 Hz, CEE | 1233 | 1 | 1 | Refer to Cope
9882228 | Liquid suction system BVC control G | glass sampling bottle 2 ltr. | 230 V, 50-60 Hz, CEE | 1233 | 1 | 1 | Refer to Cope
9882229 | Liquid suction system BVC professional | PP sampling bottle 4 ltr. | 230 V, 50-60 Hz, CEE | 1233 | 1 | 1 | Refer to Cope
9882230 | Liquid suction system BVC professional G | glass sampling bottle 2 ltr. | 230 V, 50-60 Hz, CEE | 1233 | 1 | 1 | Refer to Cope
9882235 |  |  |  | 980 | 1 | 1 | Refer to Cope
9882236 |  |  |  | 980 | 1 | 1 | Refer to Cope
9882239 | Chemistry vacuum pumping unit PC 8 | with pump RC 6, CEE mains cable | 230 V / 50-60 Hz ***Export Control*** | 981 | 1 | 1 | Refer to Cope
9882240 | Power cable 230 V, CH |  |  | 975 | 1 | 1 | Refer to Cope
9882243 | Power cable 230 V, UK |  |  | 1233 | 1 | 1 | Refer to Cope
9882401 | Clamping rings for KF DN 10/16 | aluminium |  | 982 | 1 | 1 | See Cope Price List PY858-12
9882402 | Clamping rings for KF DN 20/25 | aluminium |  | 982 | 1 | 1 | Refer to Cope
9882403 | Clamping rings for KF DN 32/40 | aluminium |  | 982 | 1 | 1 | Refer to Cope
9882404 | Clamping rings for KF DN 50 | aluminium |  | 982 | 1 | 1 | Refer to Cope
9882411 |  |  |  | 982 | 1 | 1 | Refer to Cope
9882412 |  |  |  | 982 | 1 | 1 | Refer to Cope
9882413 |  |  |  | 982 | 1 | 1 | Refer to Cope
9882414 |  |  |  | 982 | 1 | 1 | Refer to Cope
9882415 | Centring rings for KF DN 10 | stainless steel/FPM |  | 982 | 1 | 1 | Refer to Cope
9882416 | Centring rings for KF DN 20 | stainless steel/FPM |  | 982 | 1 | 1 | Refer to Cope
9882417 | Centring rings for KF DN 32 | stainless steel/FPM |  | 982 | 1 | 1 | Refer to Cope
9882418 | Centring rings for KF DN 50 | stainless steel/FPM |  | 982 | 1 | 1 | Refer to Cope
9882419 | Centring rings for KF DN 16 | stainless steel/FPM |  | 982 | 1 | 1 | Refer to Cope
9882420 | Centring rings for KF DN 25 | stainless steel/FPM |  | 982 | 1 | 1 | Refer to Cope
9882421 | Centring rings for KF DN 40 | stainless steel/FPM |  | 982 | 1 | 1 | Refer to Cope
9882441 | External centring rings for KF | DN 10/16, plastic PBT, sealing ring NBR |  | 983 | 1 | 1 | See Cope Price List PY858-14
9882442 | External centring rings for KF | DN 20/25, plastic PBT, sealing ring NBR |  | 983 | 1 | 1 | Refer to Cope
9882443 | External entring rings for KF | DN 32/40, plastic PBT, sealing ring NBR |  | 983 | 1 | 1 | Refer to Cope
9882444 | External centring rings for KF | DN 50, plastic PBT, sealing ring NBR |  | 983 | 1 | 1 | Refer to Cope
9882451 | External centring rings for KF | DN 10/16, plastic PBT, sealing ring FPM |  | 983 | 1 | 1 | Refer to Cope
9882452 | External centring rings for KF | DN 20/25, plastic PBT, sealing ring FPM |  | 983 | 1 | 1 | Refer to Cope
9882453 | External centring rings for KF | DN 32//40, plastic PBT, sealing ring FPM |  | 983 | 1 | 1 | Refer to Cope
9882454 | External centring rings for KF | DN 50, plastic PBT, sealing ring FPM |  | 983 | 1 | 1 | Refer to Cope
9882490 | Flanged tubing nozzles, aluminium | DN40/10mmØ, tubing |  | 983 | 1 | 1 | Refer to Cope
9882491 | Flanged tubing nozzles, aluminium | DN25/12mmØ, tubing |  | 983 | 1 | 1 | Refer to Cope
9882492 | Flanged tubing nozzles, aluminium | DN 10/6mmØ tubing |  | 983 | 1 | 1 | Refer to Cope
9882493 | Flanged tubing nozzles, aluminum | DN 15/10mmØ, tubing |  | 983 | 1 | 1 | Refer to Cope
9882494 | Flanged tubing nozzles, aluminium | DN25/8mmØ tubing |  | 983 | 1 | 1 | Refer to Cope
9882495 | Flanged tubing nozzles, aluminium | DN25/15mmØ tubing |  | 983 | 1 | 1 | Refer to Cope
9882496 | Flanged tubing nozzles, aluminium | DN40/15mmØ tubing |  | 983 | 1 | 1 | Refer to Cope
9882497 | Flanged tubing nozzles, aluminium | DN16/6mmØ tubing |  | 983 | 1 | 1 | Refer to Cope
9882498 | Flanged tubing nozzles, aluminium | DN 16/10 mm Ø tubing |  | 983 | 1 | 1 | Refer to Cope
9882499 | Flanged tubing nozzles, aluminium | DN40/8mmØ tubing |  | 983 | 1 | 1 | Refer to Cope
9882501 | Small flanges, DN10, male ground joint | NS 19/38, stainless steel |  | 982 | 1 | 1 | Refer to Cope
9882502 | Small flanges, DN25 male ground joint | NS 19/38, stainless steel |  | 982 | 1 | 1 | Refer to Cope
9882503 | Small flanges, DN25 male ground joint | NS 29/32, stainless steel |  | 982 | 1 | 1 | Refer to Cope
9882504 | Small flanges, DN10 male ground joint | NS 14/23, stainless steel |  | 982 | 1 | 1 | Refer to Cope
9882505 | Small flanges, DN40 male ground joint | NS 29/32, stainless steel |  | 982 | 1 | 1 | Refer to Cope
9882507 | Small flanges, DN40 male ground joint | NS45/40, stainless steel |  | 982 | 1 | 1 | Refer to Cope
9882510 | Small flanges, DN10 female ground joint | NS 14/35, stainless steel |  | 982 | 1 | 1 | Refer to Cope
9882511 | Small flanges, DN10 female ground joint | NS 19/38, stainless steel |  | 982 | 1 | 1 | Refer to Cope
9882512 | Small flanges, DN25 female ground joint | NS19/38, stainless steel |  | 982 | 1 | 1 | Refer to Cope
9882513 | Small flanges, DN25 female ground joint | NS 29/32, stainless steel |  | 982 | 1 | 1 | Refer to Cope
9882514 | Small flanges, DN40 female ground joint | NS 29/32, stainless steel |  | 982 | 1 | 1 | Refer to Cope
9882515 | Small flanges, DN40 female ground joint | NS 45/40, stainless steel |  | 982 | 1 | 1 | Refer to Cope
9882818 | VACUU·LAN® automatic control module, VCL-B 10 | VACUU·BUS, with connecting part, A1 M35, | for surface mounting, consisting of A1, B1, C3 | 983 | 1 | 1 | Refer to Cope
9882820 | VACUU·LAN® automatic control module VCL-B 10 | VACUU·BUS, with connecting part, A5, M35 x 1,5 | consisting of A5, B1, C3 | 983 | 1 | 1 | Refer to Cope
9882821 | VACUU·LAN® manual flow control-/, automatic | control module VCL-B 11, VACUU·BUS, | with connecting part A5, M35 x 1,5, | 983 | 1 | 1 | Refer to Cope
9882822 |  |  |  | 983 | 1 | 1 | Refer to Cope
9882830 | Shut-off and flow regulation |  |  | 983 | 1 | 1 | Refer to Cope
9882832 | Ball valve and flow-controlling diaphragm |  |  | 983 | 1 | 1 | Refer to Cope
9882848 | Fluid level sensor | for round bottom flask 500 ml |  | 988 | 1 | 1 | Refer to Cope
9882849 | Air admittance valve VB M-B | KF DN16 / G1/4", with hose nipple | G1/4" - 6/10 mm, VACUU·BUS | 988 | 1 | 1 | Refer to Cope
9882850 | External sensor VSK 3000 |  |  | 988 | 1 | 1 | Refer to Cope
9882851 | In-line isolation valve VV-B 6C |  |  | 988 | 1 | 1 | Refer to Cope
9882852 | Cooling water valve VKW-B | for CVC 3000 and VNC 2 |  | 988 | 1 | 1 | Refer to Cope
9882853 | Extension cord VACUU BUS | 2 mtr. |  | 988 | 1 | 1 | Refer to Cope
9882854 | Y-Adapter VACUU-BUS |  |  | 988 | 1 | 1 | Refer to Cope
9882855 |  |  |  | 985 | 1 | 1 | Refer to Cope
9882856 |  |  |  | 985 | 1 | 1 | Refer to Cope
9882859 | Package Vacuum-Controller CVC 3000 detect | incl. vacuum valve, ventilation valve, | back pressure valve,power supply, support fastener | 988 | 1 | 1 | Refer to Cope
9882860 | Package vacuum controller CVC 3000 | incl. In-line isolation valve VV-B 6C - 9.882 851 | 100-230 V / 50-60 Hz | 987 | 1 | 1 | Refer to Cope
9882861 | Vacuum controller CVC 3000 | range: 1080 - 0,1 mbar(hPa) | 100-230 V / 50-60 Hz | 987 | 1 | 1 | Refer to Cope
9882867 | Null modem cable RS232C | 2x female connector Sub-D 9pol., | length 1,5 m | 988 | 1 | 1 | Refer to Cope
9882924 |  |  |  | 982 | 1 | 1 | Refer to Cope
9882925 | Perfluorpolyether oil 300 ml |  |  | 982 | 1 | 1 | Refer to Cope
9883101 | Molecular model set Introductory Set | 48 atoms, 62 links |  | 163 | 1 | 1 | 28.04
9883103 | Molecular model set Organic large | 111 atom parts, 140 links |  | 163 | 1 | 1 | 56.84
9883104 | Molecular model set Inorganic/Organic | 106 atoms, 86 links |  | 163 | 1 | 1 | 56.5
9883107 | Molecular model set Biochemie large | 257 atoms, 160 links |  | 163 | 1 | 1 | 96.66
9883108 | Molecular model set Organic small | 50 atoms, 64 links |  | 163 | 1 | 1 | 28.21
9883109 | Molecular model set Inorganic/Organic small | 51 atoms, 38 links |  | 163 | 1 | 1 | 28.38
9883111 | Molecular Orbital Organic Structure Set |  |  | 163 | 1 | 1 | 53.06
9883112 | Molecular self-assembly kit Inorganic, diamond | 30 atoms |  | 163 | 1 | 1 | 19.92
9883113 | Molecular self-assembly kit Inorganic, graphite | 45 atoms |  | 163 | 1 | 1 | 27.45
9883114 | Molecular self-assembly kit Inorganic, sodium | chloride, 27 atoms |  | 163 | 1 | 1 | 27.62
9883115 | Molecular self-assembly kit Inorganic, water | 26 units |  | 163 | 1 | 1 | 30.14
9883151 | Freeze dryer ALPHA 1-2 LDplus package | cons.of: ALPHA 1-2 LDplus, vacuum sensor, vacuum | hose, base plate, 3 unheated shelves, | 1004 | 1 | 1 | 10140.1
9883152 | Freeze dryer ALPHA 2-4 LDplus package | cons.of: ALPHA 2-4 LDplus, vacuum sensor TPR 281, | vacuum valve, glass lid, manifold w. 8 valves | 1004 | 1 | 1 | 16072.49
9883153 | Freeze dryer BETA 1-8 LDplus Paket | cons.of: BETA 1-8 LDplus, vacuum sensor, | vacuum valve, release valve, base plate, | 1005 | 1 | 1 | 17663.88
9883154 | Rotation-Vacuum-Concentrator RVC 2-18 CDplus | package cons.of: RVC 2-18 CDplus, vacuum hose, | connection cable, rotor 24x1,5ml | 1202 | 1 | 1 | 4979.42
9883155 | Rotation-Vacuum-Concentrator RVC 2-25 CDplus | package cons.of: RVC 2-25 CDplus, cold trap | CT 02-50, glass lid, vacuum sensor, stop valve, | 1203 | 1 | 1 | 14971.58
9883161 | Angle rotor, black | for 40x0,25 up to 0,5 ml reaction tubes | from aluminium | 1203 | 1 | 1 | 933.3
9883162 | Angle rotor, black | for 30x0,5 up to 0,75 ml reaction tubes | from aluminium | 1203 | 1 | 1 | 641.24
9883163 | Angle rotor, black | for 12x10 up to 15 ml reaction tubes | from aluminium | 1203 | 1 | 1 | 577.69
9883164 | Angle rotor, black | for 6x50 ml reaction tubes | from aluminium | 1203 | 1 | 1 | 813.83
9883165 | Angle rotor, black | for 6x50 ml falcon tubes | from aluminium | 1203 | 1 | 1 | 1201.77
9883168 | Angle rotor, black | for 24x10 up to 15ml reaction tubes | from aluminium | 1203 | 1 | 1 | 1343.48
9883169 | Angle rotor, black | for 54x0,5 up to 0,75ml reaction tubes | from aluminium | 1203 | 1 | 1 | 966.3
9883170 | Angle rotor, black | for 48x5 up to 7ml reaction tubes | from aluminium | 1203 | 1 | 1 | 1216.87
9883171 | Angle rotor, black | for 36x8 up to 10ml reaction tubes | from aluminium | 1203 | 1 | 1 | 1174.22
9883172 | Angle rotor, black | for 12x30ml reaction tubes | from aluminium | 1203 | 1 | 1 | 908
9883173 | Angle rotor, black | for 8x50ml falcon tubes | from aluminium | 1203 | 1 | 1 | 1218.64
9883174 | Angle rotor, black | for 8x50ml reagent tubes | from aluminium | 1203 | 1 | 1 | 1094.95
9883175 | Angle rotor, black | for 6x100ml reagent tubes | from aluminium | 1203 | 1 | 1 | 1554.57
9883176 | Swing-out rotor, black | for 2x Deepwell plate | from aluminium | 1203 | 1 | 1 | 1949.92
9883402 |  |  |  | 797 | 1 | 1 | 2196.33
9883403 |  |  |  | 797 | 1 | 1 | 3392.74
9883404 |  |  |  | 797 | 1 | 1 | 728.09
9883405 | Door seal for VT 6130 M / P | Viton | (Option only for new equipment purchase) | 797 | 1 | 1 | 790.6
9883406 |  |  |  | 797 | 1 | 1 | 1140.42
9883414 |  |  |  | 797 | 1 | 1 | 567.19
9883416 |  |  |  | 797 | 1 | 1 | 1464.22
9883417 |  |  |  | 797 | 1 | 1 | 1489.47
9883418 |  |  |  | 797 | 1 | 1 | 1525.69
9883419 |  |  |  | 797 | 1 | 1 | 1539.96
9883421 |  |  |  | 797 | 1 | 1 | 1019.69
9883422 |  |  |  | 797 | 1 | 1 | 1228.23
9883431 |  |  |  | 797 | 1 | 1 | 9537.2
9883432 |  |  |  | 797 | 1 | 1 | 9117.91
9883480 | Compact vacuum oven VT 6025,upto +200°C | cap. 25 ltrs, basic instrument |  | 795 | 1 | 1 | 5321.25
9883482 | Compact vacuum oven VT 6025,upto +200°C | with st.steel ball valve,inert gas connection |  | 795 | 1 | 1 | 6058.85
9883483 | Compact vacuum oven VT 6025,upto +200°C | with digital pressure display |  | 795 | 1 | 1 | 8749.11
9883484 | Compact vacuum oven VT 6025,upto +200°C | with digital pressure display |  | 795 | 1 | 1 | 9289.14
9883485 | Fine dosing valve | for VT 6025 | (Option only for new equipment purchase) | 795 | 1 | 1 | 176.31
9883486 | Works calibration certificate |  |  | 795 | 1 | 1 | 0
9883488 | Shelf with support |  |  | 795 | 1 | 1 | 197.52
9883489 | Vacuum connection set | stailess steel | for Serie 6000 | 796 | 1 | 1 | 252.45
9883511 | Vacuum drying oven,Model VT 6060M, upto +200°C | cap. 53 ltrs |  | 796 | 1 | 1 | 8552.64
9883512 | Vacuum drying oven,Model VT 6130M, upto +200°C | cap. 128 ltrs |  | 796 | 1 | 1 | 12311.98
9883513 | Vacuum drying oven,Model VT 6060P, upto +300°C | cap. 53 ltrs |  | 796 | 1 | 1 | 13135.19
9883514 | Vacuum drying oven,Model VT 6130P, upto +300°C | cap. 128 ltrs |  | 796 | 1 | 1 | 19867.97
9883521 |  |  |  | 796 | 1 | 1 | 12473.33
9883522 |  |  |  | 796 | 1 | 1 | 15886.92
9883523 |  |  |  | 796 | 1 | 1 | 17413.7
9883524 |  |  |  | 796 | 1 | 1 | 22497.87
9883528 | Cooled incubator KB 23 | Standard, 23 Ltr. | 230V. -50/60 Hz-, with RD3.1 | 804 | 1 | 1 | 4445.23
9883529 | General purpose ovens/hot Air sterilizers | ED23, without RS 422, 23l |  | 790 | 1 | 1 | 1292.3
9883530 | General purpose ovens/hot air sterilizers | ED 23, with RS 422, 23l |  | 790 | 1 | 1 | 1499.16
9883531 | Vacuum drying oven VDL 23 | Standard equipment, 23 l, | 1 phase, 230 V AC, 50 / 60 Hz, with RD3.1 | 795 | 1 | 1 | 11851.45
9883532 | Vacuum drying oven VDL 53 | Standard equipment, 53 l, | 1 phase, 230 V AC, 50 / 60 Hz, with RD3.1 | 795 | 1 | 1 | 12931.13
9883533 | Vacuum drying oven VDL 115 | Standard equipment, 115 l, | 1 phase, 230 V AC, 50 / 60 Hz, with RD3.1 | 795 | 1 | 1 | 16650.42
9883535 | Plant growth cabinets KBW 400 | lighting in 3 stages adjustable | 400l, 230V, 50/60Hz, with RD3 | 824 | 1 | 1 | 14411.53
9883540 | Vacuum drying ovens,Model VD23,upto +200°C | cap. 23 ltrs | with RD3.1 | 795 | 1 | 1 | 6567.45
9883541 | Vacuum drying ovens,Model VD53,upto +200°C | cap. 53 ltrs | with RD3.1 | 795 | 1 | 1 | 9010.44
9883542 | Vacuum drying ovens,Model VD115,upto +200°C | cap. 115 ltrs | with RD3.1 | 795 | 1 | 1 | 12467.55
9883543 | Drying oven/hot air sterilizers | without overheat cut out, type E 28 | 60-230°/ 50-60 Hz | 790 | 1 | 1 | 935.11
9883544 | Drying oven/Hot air sterilizers | with overheat cut out E28 | 60-230°/ 50-60Hz | 790 | 1 | 1 | 1079.05
9883545 | General purpose oven/hot air sterilizers | ED 53,53l without RS422 | 230 V 1N ~ 50/60 Hz | 790 | 1 | 1 | #N/A
9883546 | General purpose oven/hot air sterilizers | without RS 422, ED 115 |  | 790 | 1 | 1 | #N/A
9883548 | General purpose ovens/hot air sterilizers | ED 53, with RS 422, 53l | 230V, 50/60Hz | 790 | 1 | 1 | #N/A
9883549 | General purpose ovens/hot air sterilizers | ED 115, with RS422, 115l | 230V, 50/60 Hz | 790 | 1 | 1 | #N/A
9883550 | General purpose ovens/hot air sterilizers | E 240, with RS 422, 240l | 230V, 50/60 Hz | 790 | 1 | 1 | #N/A
9883551 | General purpose oven/hot air sterilizers | with RS 422, ED 400 |  | 790 | 1 | 1 | 4388.71
9883552 | General purpose ovens/Hot air sterilizers, | ED 720 with RS422, |  | 790 | 1 | 1 | 5990.23
9883553 | Multifunctional oven | FED 53, 230V, 50/60Hz |  | 790 | 1 | 1 | #N/A
9883554 | Multifunctional heated/drying ovens | FED 115, with fan air covection, 115l |  | 790 | 1 | 1 | #N/A
9883555 | Multifunctional heated/drying ovens | FED 240, with fan air covection, 240l |  | 790 | 1 | 1 | #N/A
9883556 | Incubator B 28 | without overheat cut-out, without TB, | 28l, 230V, 50/60Hz | 804 | 1 | 1 | 1082.25
9883557 | Incubator B 28 | with overheat cut-out, with TB, | 28l, 230V, 50/60Hz | 804 | 1 | 1 | 1237.92
9883563 | High power, precision ovens | M53, 53l, 230V, 50/60Hz |  | 824 | 1 | 1 | 6240.8
9883564 | High power, precision ovens | M115, 115l, 230V, 50/60Hz |  | 824 | 1 | 1 | 7424.35
9883565 | High power, precision ovens | M240, 240l, 230V, 50/60Hz |  | 824 | 1 | 1 | 8700.66
9883566 | High power, precision ovens | M400, 400l, 400V 3/N, 50/60Hz |  | 824 | 1 | 1 | 10590.06
9883567 | High power, precision ovens | M720, 720l, 400V 3/N, 50/60Hz |  | 824 | 1 | 1 | 12286.48
9883568 | Cooled incubator KB 53 | standard, 53l, 230V, 50/60Hz | with RD3.1 | 804 | 1 | 1 | 4826.95
9883569 | Cooled incubator KB 115 | standard, 115l, 230V, 50/60Hz | with RD3.1 | 804 | 1 | 1 | 5769.52
9883570 | Cooled incubators, KB 240 | standard, 240l, 230V, 50/60Hz | with RD3.1 | 804 | 1 | 1 | 8281.62
9883571 | Cooled incubators KB 400 | standard, 400l, 230V, 50/60Hz | with RD3.1 | 804 | 1 | 1 | 9451.3
9883572 | Cooled incubator KB 720 | standard, 720l, 230V, 50/60Hz | with RD3.1 | 804 | 1 | 1 | 12598.89
9883573 | Plant growth cabinets KBW 240 | 240l, 200-240 V 1N ~ 50 / 60 Hz |  | 824 | 1 | 1 | 13045.65
9883574 | Plant growth cabinets KBW 720 | lighting in 3 stages adjustable | 720l, 230V, 50/60Hz, with RD3 | 824 | 1 | 1 | 20126.67
9883575 | Plant growth chamber KBWF 240 | 240l, clima, 200-240 V 1N ~ 50 / 60 Hz |  | 824 | 1 | 1 | 19877.16
9883576 | Plant growth chamber KBWF 720 | 720l, clima, 230V, 50/60Hz |  | 824 | 1 | 1 | 23855.37
9883579 | Climatic cabinet 720l standard | KBF 720 230V, 50/60Hz |  | 823 | 1 | 1 | #N/A
9883580 | Drying oven/lacquer drying oven | FDL 115, 230V, 50/60Hz |  | 790 | 1 | 1 | 8629.58
9883582 | Climatic cabinet KBF 240 | standard, 240 l | 200-240 V 1N ~ 50 / 60 Hz | 823 | 1 | 1 | #N/A
9883583 | Climatic chambers KBF P240 | with ICH conformance specification | 240l, 230V, 50/60Hz | 823 | 1 | 1 | 21467.23
9883584 | Climatic chambers KBF P720 | with ICH conformance specification | 700l, 230V, 50/60Hz | 823 | 1 | 1 | 26164.07
9883599 | Incubators BD 23 | 21l, with RS 422 |  | 804 | 1 | 1 | 1632.6
9883603 | Incubator, Model BD 400, upto 99,9°C,cap. 400 ltrs |  |  | 804 | 1 | 1 | 5110.13
9883604 | Incubator, Model BD 720, upto 99,9°C,cap. 720 ltrs |  |  | 804 | 1 | 1 | 6877.33
9883605 | incubators BD 53 | with RS 422, 230V, 50/60Hz |  | 804 | 1 | 1 | #N/A
9883606 | Incubators BD 115 | 115l, with RS 422 |  | 804 | 1 | 1 | #N/A
9883607 | Incubators BD 240 | 240l, with RS 422 |  | 804 | 1 | 1 | #N/A
9883625 | Precision-invubator BF 720 | with foced air circulation 720 liter | 230 V., 50/60 Hz. | 804 | 1 | 1 | 7148.85
9883628 | Constant climate chamber KMF 240 | standard equipment, 200-240 V |  | 823 | 1 | 1 | #N/A
9883629 | Constant climate chamber KMF 720 | standard equipment, 200-240 V |  | 823 | 1 | 1 | #N/A
9883630 | Climatic cabinet KBF 115 (E5.2) | standard, 115 liter | 200-240 V 1N ~ 50 / 60 Hz | 823 | 1 | 1 | #N/A
9883633 | Cooling-Incubator KT 115 | 102 ltr., 5...100°C | 860x718x712mm | 805 | 1 | 1 | #N/A
9883634 | Cooling-Incubator KT 53 | 52 Ltr., 4...100°C | 660x632x693mm | 805 | 1 | 1 | #N/A
9883663 | Ultra deep freezer UF V 500 | 230V 1 N, 50 Hz | standard equipment | 720 | 1 | 1 | 13215.63
9883664 | Ultra deep freezer UF V 700 | 230V 1 N, 50 Hz | standard equipment | 720 | 1 | 1 | 14548.57
9883710 | Drying cabinets FP 53 | with RS 422, 230V, 50/60Hz |  | 824 | 1 | 1 | 2707.23
9883711 | Drying cabinets FP 115 | with RS 422, 230V, 50/60Hz |  | 824 | 1 | 1 | 3479.2
9883712 | Drying cabinets FP 240 | with RS 422, 230V, 50/60Hz |  | 824 | 1 | 1 | 4806.69
9883713 | Drying cabinets FP 400 | with RS 422, 230V, 50/60Hz |  | 824 | 1 | 1 | 6202.42
9883714 | Drying cabinets FP 720 | with RS 422, 230V, 50/60Hz |  | 824 | 1 | 1 | 7787.94
9883720 | CO² incubator C 150 | 150 liters, 230 V, 1 N, 50/60 Hz. | door stop right | 812 | 1 | 1 | #N/A
9883721 | CO² incubator C 150 | 150 liters, 230 V, 1 N, 50/60 Hz | door stop left | 812 | 1 | 1 | #N/A
9883722 | CO² incubator C 150 | 150 liters, 230 V, 1 N, 50/60 Hz | door stop right | 812 | 1 | 1 | #N/A
9883723 | CO² incubator C 150 | 150 liters, 230 V, 1 N, 50/60 Hz | door stop left | 812 | 1 | 1 | #N/A
9883738 | CO²-Incubator CB 60 | 53 litres, 230 V, 1 N, 50/60 Hz | with standard euipment and O² control | 812 | 1 | 1 | 10548.5
9883739 | CO²-Incubator CB 160 | 150 litres, 230 V, 1 N, 50/60 Hz | with standard equipment and O² control | 812 | 1 | 1 | 12851.91
9883740 | CO²-Incubator CB 220 | 210 litres, 230 V, 1 N, 50/60 Hz | with standard equipment and O² control | 812 | 1 | 1 | 15227.69
9883741 | CO²-Incubator CB 60 UL | 53 litres, 115 V, 1 N, 60 Hz | with standard equipment and O² control | 812 | 1 | 1 | 10548.5
9883742 | CO²-Incubator CB 160 UL | 150 litres, 115 V, 1 N, 60 Hz | with standard equipment and O² control | 812 | 1 | 1 | 12851.91
9883743 | CO²-Incubator CB 220 UL | 210 litres, 115 V, 1 N, 60 Hz | with standard equipment and O² control | 812 | 1 | 1 | 15227.69
9883744 | CO²-Incubator CB 60 | 53 litres, 230 V, 1 N, 50/60 Hz | with standard equipment and O²-control, | 812 | 1 | 1 | 11279.93
9883745 | CO²-Incubator CB 160 | 150 litres, 230 V, 1 N, 50/60 Hz | with standard equipment and O²-control, | 812 | 1 | 1 | 13773.72
9883746 | CO²-Incubator CB 220 | 210 litres, 230 V, 1 N, 50/60 Hz | with standard equipment and O²-control, | 812 | 1 | 1 | 16445.63
9883747 | CO²-Incubator CB 60 UL | 53 litres, 115 V, 1 N, 60 Hz | with standard equipment and O² control, | 812 | 1 | 1 | 11279.93
9883748 | CO²-Incubator CB 160 UL | 150 litres, 115 V, 1 N, 60 Hz | with standard equipment and O² control, | 812 | 1 | 1 | 13773.72
9883749 | CO²-Incubator CB 220 UL | 210 litres, 115 V, 1 N, 60 Hz | with standard equipment and O² control, | 812 | 1 | 1 | 16445.63
9883800 | Drying ovens Model FD 53,upto +300°C,cap.53 ltrs |  |  | 790 | 1 | 1 | #N/A
9883801 | Drying ovens Model FD 115,upto +300°C,cap.115 ltrs | without RS422 |  | 790 | 1 | 1 | #N/A
9883802 | Drying ovens Model FD 240,upto +300°C,cap.240 ltrs |  |  | 790 | 1 | 1 | #N/A
9883803 | Drying Ovens, Model FD400,upto +300°C,cap 400 ltrs |  |  | 790 | 1 | 1 | 5438.98
9883804 | Drying Ovens, Model FD720,upto +300°C,cap 720 ltrs |  |  | 790 | 1 | 1 | 7255.88
9883808 | Drying ovens FD 23,upto +300°C, 20 ltrs |  |  | 790 | 1 | 1 | 1687.88
9884140 | Rapid incinerator,SVR/E, upto +950°C | electronic temperature control |  | 828 | 1 | 1 | 1334.53
9884141 | Rapid incinerator,SVd 95, upto +950°C | with digital temperature display |  | 828 | 1 | 1 | 1857.37
9884142 | Heating element |  |  | 828 | 1 | 1 | 306.01
9884143 | Heating element with integrated thermocouple |  |  | 828 | 1 | 1 | 364.48
9900501 | Individual weights class M1,brass, 1 g |  |  | 363 | 1 | 1 | 5.94
9900502 | Individual weights class M1,brass, 2 g |  |  | 363 | 1 | 1 | 6.37
9900505 | Individual weights class M1,brass, 5 g |  |  | 363 | 1 | 1 | 6.95
9900510 | Individual weights class M1,brass, 10 g |  |  | 363 | 1 | 1 | 7.68
9900512 | Individual weights class M1,brass, 20 g |  |  | 363 | 1 | 1 | 8.26
9900515 | Individual weights class M1,brass, 50 g |  |  | 363 | 1 | 1 | 9.7
9900520 | Individual weights class M1,brass, 100 g |  |  | 363 | 1 | 1 | 12.44
9900522 | Individual weights class M1,brass, 200 g |  |  | 363 | 1 | 1 | 18.81
9900525 | Individual weights class M1,brass, 500 g |  |  | 363 | 1 | 1 | 33.79
9900531 | Individual weights class M1,brass, 1kg |  |  | 363 | 1 | 1 | 51.88
9900532 | Individual weights class M1,brass, 2 kg |  |  | 363 | 1 | 1 | 92.92
9900535 | Individual weights class M1,brass, 5 kg |  |  | 363 | 1 | 1 | 179.66
9900540 | Individual weights class M1,brass, 10 kg |  |  | 363 | 1 | 1 | 310.56
9900566 | Weights class F1,nickel-plated brass, 1 g |  |  | 363 | 1 | 1 | 27.75
9900567 | Weights class F1,nickel-plated brass, 2 g |  |  | 363 | 1 | 1 | 28.96
9900568 | Weights class F1,nickel-plated brass, 5 g |  |  | 363 | 1 | 1 | 31.38
9900569 | Weights class F1,nickel-plated brass, 10 g |  |  | 363 | 1 | 1 | 34.99
9900570 | Weights class F1,nickel-plated brass, 20 g |  |  | 363 | 1 | 1 | 37.4
9900571 | Weights class F1,nickel-plated brass, 50 g |  |  | 363 | 1 | 1 | 41.03
9900572 | Weights class F1,nickel-plated brass, 100 g |  |  | 363 | 1 | 1 | 45.86
9900573 | Weights class F1,nickel-plated brass, 200 g |  |  | 363 | 1 | 1 | 62.76
9900574 | Weights class F1,nickel-plated brass, 500 g |  |  | 363 | 1 | 1 | 86.89
9900575 | Weights class F1,nickel-plated brass, 1 kg |  |  | 363 | 1 | 1 | 115.42
9900576 | Weights class F1,nickel-plated brass, 2 kg |  |  | 363 | 1 | 1 | 172.05
9900577 | Weights class F1,nickel-plated brass, 5 kg |  |  | 363 | 1 | 1 | 270.48
9900578 | Weights class F1,nickel-plated brass, 10 kg |  |  | 363 | 1 | 1 | 484.92
9900785 | LLG-Weighing boats 46x46x8 mm | 7 ml, white, PS, | antistatic, pack of 1000 | 367 | 1 | 1 | 21.53
9900786 | LLG-Weighing boats 85x85x24 mm | 100 ml, white, PS, | antistatic, pack of 1000 | 367 | 1 | 1 | 37.47
9900787 | LLG-Weighing boats 140x140x22 mm | 250 ml, white, PS, | antistatic, pack of 1000 | 367 | 1 | 1 | 94.72
9900788 | LLG-Weighing boats 31x54 mm | 5 ml, white, PS, diamond shape | antistatic, pack of 1000 | 366 | 1 | 1 | 21.53
9900789 | LLG-Weighing boats 46x46x8 mm | 7 ml, black, PS, | antistatic, pack of 1000 | 367 | 1 | 1 | 17.95
9900790 | Stainless steel tweezers 105 mm | with silicone-coated tips | for weights 1mg to 200g, for E1 to F1 | 364 | 1 | 1 | 21.71
9900791 | LLG-Weighing boats 85x85x24 mm | 100 ml, black, PS, | antistatic, pack of 1000 | 367 | 1 | 1 | 41.01
9900800 | LLG-Weighing boats 140x140x22 mm | 250 ml, black, PS, | antistatic, pack of 1000 | 367 | 1 | 1 | 94.72
9900801 | LLG-Weighing boats 31x54 mm | 5 ml, black, PS, diamond shape | antistatic, pack of 1000 | 366 | 1 | 1 | 17.95
9900893 | LLG-Hexagonal weighing boats, small | Ø oben 38mm, Ø unten 25mm, PS, | antistatic, pack of 500 | 367 | 1 | 1 | 24.38
9900894 | LLG-Hexagonal weighing boats, medium | Ø oben 64mm, Ø unten 51mm, PS, | antistatic, pack of 500 | 367 | 1 | 1 | 36.08
9900895 | LLG-Hexagonal weighing boats, large | Ø oben 102mm, Ø unten 76mm, PS, | antistatic, pack of 500 | 367 | 1 | 1 | 99.72
9900896 | LLG-Hexagonal weighing boats, X-large | Ø oben 127mm, Ø unten 89mm, PS, | antistatic, pack of 500 | 367 | 1 | 1 | 127.28
9900938 | Precision balance EWJ 300-3 | 300 g / 0.001 g, calibratable, | weighing plate Ø 80 mm | 352 | 1 | 1 | 442.13
9900939 | Precision balance EWJ 600-2M | 600 g / 0.01 g, calibratable, | weighing plate Ø 80 mm | 352 | 1 | 1 | 410.74
9900940 | Precision balance EWJ 6000-1M | 6000 g / 0.1 g, calibratable, | weighing plate 155 x 145 mm | 352 | 1 | 1 | 400.72
9900955 | analyse balance ABT 120-4M | with Single-Cell balancing system, | 120 g / 0.1 mg, calibratable | 357 | 1 | 1 | 1343.41
9900956 | analyse balance ABT 220-4M | with Single-Cell balancing system, | 220 g / 0.1 mg, calibratable | 357 | 1 | 1 | 1595.86
9900957 | analyse balance ABT 320-4M | with Single-Cell balancing system, | 320 g / 0.1 mg, calibratable | 357 | 1 | 1 | 1785.2
9900958 | analyse balance ABT 120-5DM | with Single-Cell balancing system, | 42/120 g / 0.01/0.1 mg, calibratable | 357 | 1 | 1 | 1956.5
9900959 | analyse balance ABT 220-5DM | with Single-Cell balancing system, | 82/220 g / 0.01/0.1 mg, calibratable | 357 | 1 | 1 | 2136.83
9900968 | Set for density determination | for ALS/ALJ/ALT/PLE/PLS/PLJ/PLT |  | 350 | 1 | 1 | 779.68
9900990 | Electronic precision balance 572-31 | cap. 301 g / 0,001 g | pan size: 106 mm dia. | 348 | 1 | 1 | 503.94
9900991 | Electronic precision balance 572-45 | cap. 12100g : 0.05g | pan size: 160 x 200 mm | 348 | 1 | 1 | 465.91
9901007 | Precision balance EW 220-3NM | 220 g / 0.001 g, | weighing pan 118 mm dia. | 351 | 1 | 1 | 589.52
9901008 | Precision balance EW 420-3NM | 420 g / 0.001 g, | weighing pan 118 mm dia. | 351 | 1 | 1 | 656.07
9901009 | Precision balance EW 620-3NM | 620 g / 0.001 g, | weighing pan 118 mm dia. | 351 | 1 | 1 | 732.14
9901010 | Precision balance EW 820-2NM | 820 g / 0.01 g, | weighing pan 170 x 142 mm | 351 | 1 | 1 | 513.45
9901011 | Precision balance EW 2200-2NM | 2200 g / 0.01 g, | weighing pan 180 x 160 mm | 351 | 1 | 1 | 627.55
9901012 | Precision balance EW 4200-2NM | 4200 g / 0.01 g, | weighing pan 180 x 160 mm | 351 | 1 | 1 | 722.63
9901013 | Precision balance EW 6200-2NM | 6200 g / 0.01 g, | weighing pan 180 x 160 mm | 351 | 1 | 1 | 770.17
9901014 | Precision balance EW 12000-1NM | 12000 g / 0.1 g, | weighing pan 180 x 160 mm | 351 | 1 | 1 | 603.77
9901015 | Precision balance EG 620-3MN | 620 / 0.001 g, calibratable, | weighing pan 118 mm dia. | 351 | 1 | 1 | 838.5
9901016 | Precision balance EG 2200-2NM | 2200 g / 0.01 g, calibratable, | weighing pan 180 x 160 mm | 351 | 1 | 1 | 779.68
9901017 | Precision balance EG 4200-2NM | 4200 g / 0.01 g, calibratable, | weighing pan 180 x 160 mm | 351 | 1 | 1 | 793.42
9901018 | Precision balance EG 220-3NM | 220 g / 0.001 g, calibratable, | weighing pan 118 mm dia. | 351 | 1 | 1 | 722.63
9901019 | Precision balance EG 420-3NM | 420 g / 0.001 g, calibratable, | weighing pan 118 mm dia. | 351 | 1 | 1 | 789.19
9901300 | Precision balance PCB 6000-0 | 6000 g / 1,0 g, | weighing plate 150 x 170 mm | 353 | 1 | 1 | 141.56
9901320 | Compact balance EMB 200-2 | 200 g / 0.01 g, | weighing plate 105 mm Ø | 345 | 1 | 1 | 136.1
9901321 | Compact balance EMB 600-2 | 600 g / 0.01 g, | weighing plate 105 mm Ø | 345 | 1 | 1 | 174.23
9901322 | Compact balance EMB 500-1 | 500 g / 0.1 g, | weighing plate 150 mm Ø | 345 | 1 | 1 | 68.78
9901323 | Compact balance EMB 1200-1 | 1200 g / 0.1 g, | weighing plate 150 mm Ø | 345 | 1 | 1 | 96.55
9901324 | Compact balance EMB 5.2K1 | 5200 g / 1 g, | weighing plate 150 mm Ø | 345 | 1 | 1 | 72.41
9901329 | Precision balance PLE 420-3N | 420 g / 0,001 g, | weighing plate 80 mm Ø | 350 | 1 | 1 | 450.81
9901333 | Electronic precision balance 572-33 | cap. 1610g : 0.01g | pan size: 150 mm dia | 348 | 1 | 1 | 465.91
9901335 | Electronic precision balance 572-35 | cap. 2410g : 0.01g | pan size: 150 mm dia | 348 | 1 | 1 | 475.42
9901336 | Electronic precision balance 572-49 | cap. 16100g : 0.1g | pan size: 160 x 200 mm | 348 | 1 | 1 | 465.91
9901354 | Electronic precision balance 572-57 | 24100 g / 0.1 g, | pan size: 160 x 200 mm | 348 | 1 | 1 | 475.42
9901356 | Precision balance PLE 4200-2N | 4200 g / 0,01 g, | weighing plate Ø 135mm | 350 | 1 | 1 | 450.81
9901357 | Precision balance PFB 600-2M | 600 g / 0,01 g, calibratable | weighing plate Ø 120 mm | 353 | 1 | 1 | 290.52
9901358 | Precision balance PFB 600-1M | 600 g / 0,1 g, calibratable | weighing plate 120 mm | 353 | 1 | 1 | 360.65
9901359 | Precision balance PFB 6000-0M | 6000 g / 1,0 g, calibratable | weighing plate 155x145 mm | 353 | 1 | 1 | 350.63
9901371 | Compact balance EMB 2200-0 | 2200 g / 1 g, | weighing plate 150 mm Ø | 345 | 1 | 1 | 72.41
9901372 | Compact balance EMB 5.2K5 | 5200 g / 5 g, | weighing plate 150 mm Ø | 345 | 1 | 1 | 66.37
9901402 | Precision balance KB 360-3N | 361 g / 0.001 g, | pan size: 81 mm dia. | 350 | 1 | 1 | 310.56
9901403 | Precision balance KB 2400-2N | 2410 g / 0.01 g, | pan size: 130 x 130 mm | 350 | 1 | 1 | 290.52
9901404 | Precision balance KB 3600-2N | 3610 g / 0.01 g, | pan size: 130 x 130 mm | 350 | 1 | 1 | 310.56
9901405 | Precision balance KB 10K0.05N | 10100 g / 0.05 g, | pan size: 150 x 170 mm | 350 | 1 | 1 | 280.5
9901406 | Precision balance KB 10000-1N | 10100 g / 0.1 g, | pan size: 150 x 170 mm | 350 | 1 | 1 | 270.48
9901407 | Precision balance KB 650-2NM | 650 g / 0.01 g, calibratable, | pan size: 130 x 130 mm | 350 | 1 | 1 | 330.59
9901409 | Precision balance KB 6500-1NM | 6500 g / 0.1 g, calibratable, | pan size: 150 x 170 mm | 350 | 1 | 1 | 330.59
9901413 | Precision balance PLS 720-3A | 720 g / 0.001 g, | weighing plate 110 mm dia. | 352 | 1 | 1 | 808.21
9901414 | Precision balance PLS 1200-3A | 1200 g / 0.001 g, | weighing plate 110 mm dia. | 352 | 1 | 1 | 784.4
9901418 | Precision balance PLS 6200-2A | 6200 g / 0.01 g, | weighing plate 160 mm dia. | 352 | 1 | 1 | 827.22
9901422 | Precision balance PLS 4200-2F | 4200 g / 0.01 g, | weighing plate 160 mm dia. | 352 | 1 | 1 | 560.99
9901423 | Precision balance PKT 300-3 | 301 g / 0.001 g, | weighing plate Ø 106 mm | 351 | 1 | 1 | #N/A
9901424 | Precision balance PKT 420-3 | 421 g / 0.001 g, | weighing plate Ø 106 mm | 351 | 1 | 1 | #N/A
9901425 | Precision balance PKT 3000-2 | 3010 g / 0.01 g, | weighing plate Ø 150 mm | 351 | 1 | 1 | #N/A
9901426 | Precision balance PKT 12K0.05 | 12100 g / 0.05 g, | weighing plate 160 x 200 mm | 351 | 1 | 1 | #N/A
9901427 | Precision balance PKT 16K0.1 | 16100 g / 0.1 g, | weighing plate 160 x 200 mm | 351 | 1 | 1 | #N/A
9901428 | Precision balance PKT 24K0.1 | 24100 g / 0.1 g, | weighing plate 160 x 200 mm | 351 | 1 | 1 | #N/A
9901439 | Moisture analyzer DLT 100-3N | 160 g / 0,001 g/0,01% |  | 361 | 1 | 1 | 1686.02
9901441 | Moisture analyser DBS 60-3 | 60 g / 0,001g/0,01% |  | 360 | 1 | 1 | 1145.05
9901442 | Precision balance PLS 420-3F | 420 g / 0,001 g, | weighing plate 110 mm Ø | 352 | 1 | 1 | 560.99
9901443 | Precision balance PLS 8000-2A | 8000 g / 0,01 g, | weighing plate Ø 160mm | 352 | 1 | 1 | 946.7
9901444 | Precision balance PLS 20000-1F | 20000 g / 0,1 g, | weighing plate 200x175mm | 352 | 1 | 1 | 560.99
9901451 | Analytical balance ABS 80-4N | 80 g / 0,1 mg, | weighing plate 91 mm Ø | 356 | 1 | 1 | 874.57
9901452 | Analytical balance ABS 120-4N | 120 g / 0,1 mg, | weighing plate 91 mm Ø | 356 | 1 | 1 | 928.66
9901453 | Analytical balance ABS 220-4N | 220 g / 0,1 mg, | weighing plate 91 mm Ø | 356 | 1 | 1 | 964.73
9901454 | Analytical balance ABS 320-4N | 320 g / 0,1 mg, | weighing plate 91 mm Ø | 356 | 1 | 1 | 1118
9901455 | Analytical balance ABJ 80-4NM | 80 g / 0,1 mg, calibratable | weighing plate 91 mm Ø | 356 | 1 | 1 | 946.7
9901456 | Analytical balance ABJ 120-4NM | 120 g / 0,1 mg, calibratable | weighing plate 91 mm Ø | 356 | 1 | 1 | 973.74
9901457 | Analytical balance ABJ 320-4NM | 320 g / 0,1 mg, calibratable | weighing plate 91 mm Ø | 356 | 1 | 1 | 1208.16
9901460 | Platform balance IKT 3K0.01S | 3000 g / 0,01 g, | weighing plate 228 x 228 mm | 359 | 1 | 1 | 829.49
9901461 | Platform balance IKT 8K0.05 | 8000 g / 0,05 g, | weighing plate 305 x 315 mm | 359 | 1 | 1 | 766.37
9901462 | Platform balance IKT 10K0.1S | 16000 g / 0,1 g, | weighing plate 305 x 315 mm | 359 | 1 | 1 | 766.37
9901463 | Platform balance IKT 30K0.1 | 30000 g / 0,1 g, | weighing plate 305 x 315 mm | 359 | 1 | 1 | 766.37
9901464 | Platform balance IKT 60K0.2L | 60000 g / 0,2 g, | weighing plate 450 x 350 mm | 359 | 1 | 1 | 1009.81
9901465 | Platform balance IKT 6K1M | 6000 g / 1,0 g, calibratable | weighing plate 228 x 228 mm | 359 | 1 | 1 | 892.6
9901466 | Platform balance IKT 12K2M | 12000 g / 2,0 g, calibratable | weighing plate 228 x 228 mm | 359 | 1 | 1 | 892.6
9901467 | Platform balance IKT 30K5M | 30000 g / 5,0 g, calibratable | weighing plate 228 x 228 mm | 359 | 1 | 1 | 910.63
9901468 | Platform balance IKT 60K10LM | 60000 g / 10,0 g, calibratable | weighing plate 450 x 350 mm | 359 | 1 | 1 | 1127.02
9902130 | Precision balance Pioneer PA213 | 210 g / 1 mg, external adjusting | weighing pan 120 mm dia. | 349 | 1 | 1 | See Cope Price List BB577-17
9902131 | Precision balance Pioneer PA213C | 210 g / 1 mg, internal adjusting | weighing pan 120 mm dia. | 349 | 1 | 1 | See Cope Price List BB577-53
9902132 | Precision balance Pioneer PA213CM | 210 g / 1 mg, internal adjusting | weighing pan 120 mm dia., calibrated | 349 | 1 | 1 | Refer to Cope
9902133 | Precision balance Pioneer PA413 | 410 g / 1 mg, external adjusting | weighing pan 120 mm dia. | 349 | 1 | 1 | See Cope Price List BB577-21
9902134 | Precision balance Pioneer PA413C | 410 g / 1 mg, internal adjusting | weighing pan 120 mm dia. | 349 | 1 | 1 | See Cope Price List BB577-57
9902135 | Precision balance Pioneer PA413CM | 410 g / 1 mg, internal adjusting | weighing pan 120 mm dia., calibrated | 349 | 1 | 1 | Refer to Cope
9902136 | Precision balance Pioneer PA512 | 510 g / 0.01 g, external adjusting | weighing pan 180 mm dia. | 349 | 1 | 1 | See Cope Price List BB577-25
9902137 | Precision balance Pioneer PA512C | 510 g / 0.01 g, internal adjusting | weighing pan 180 mm dia. | 349 | 1 | 1 | See Cope Price List BB577-61
9902138 | Precision balance Pioneer PA512CM | 510 g / 0.01 g, internal adjusting | weighing pan 180 mm dia., calibrated | 349 | 1 | 1 | Refer to Cope
9902139 | Precision balance Pioneer PA2102 | 2100 g / 0.01 g, external adjusting | weighing pan 180 mm dia. | 349 | 1 | 1 | See Cope Price List BB577-29
9902141 | Precision balance Pioneer PA2102CM | 2100 g / 0.01 g, internal adjusting | weighing pan 180 mm dia., calibrated | 349 | 1 | 1 | Refer to Cope
9902142 | Precision balance Pioneer PA4102 | 4100 g / 0.01 g, external adjusting | weighing pan 180 mm dia. | 349 | 1 | 1 | See Cope Price List BB577-33
9902143 | Precision balance Pioneer PA4102C | 4100 g / 0.01 g, internal adjusting | weighing pan 180 mm dia. | 349 | 1 | 1 | See Cope Price List BB577-69
9902144 | Precision balance Pioneer PA4102CM | 4100 g / 0.01 g, internal adjusting | weighing pan 180 mm dia., calibrated | 349 | 1 | 1 | Refer to Cope
9902145 | Precision balance Pioneer PA4101 | 4100 g / 0.1 g, external adjusting | weighing pan 180 mm dia. | 349 | 1 | 1 | See Cope Price List BB577-37
9902146 | Precision balance Pioneer PA4101C | 4100 g / 0.1 g, internal adjusting | weighing pan 180 mm dia. | 349 | 1 | 1 | See Cope Price List BB577-73
9902147 | Precision balance Pioneer PA4101CM | 4100 g / 0.1 g, internal adjusting | weighing pan 180 mm dia., calibrated | 349 | 1 | 1 | Refer to Cope
9902151 | Analytical balance Pioneer PA64C | 65 g / 0.1 mg, internal adjusting | weighing pan 90 mm dia. | 357 | 1 | 1 | See Cope Price List BB577-41
9902152 | Analytical balance Pioneer PA64CM | 65 g / 0.1 mg, internal adjusting | weighing pan 90 mm dia., calibrated | 357 | 1 | 1 | Refer to Cope
9902154 | Analytical balance Pioneer PA114C | 110 g / 0.1 mg, internal adjusting | weighing pan 90 mm dia. | 357 | 1 | 1 | See Cope Price List BB577-45
9902155 | Analytical balance Pioneer PA114CM | 110 g / 0.1 mg, internal adjusting | weighing pan 90 mm dia., calibrated | 357 | 1 | 1 | Refer to Cope
9902156 | Analytical balance Pioneer PA214 | 210 g / 0.1 mg, external adjusting | weighing pan 90 mm dia. | 357 | 1 | 1 | See Cope Price List BB577-13
9902158 | Analytical balance Pioneer PA214CM | 210 g / 0.1 mg, internal adjusting | weighing pan 90 mm dia., calibrated | 357 | 1 | 1 | Refer to Cope
9902360 | Second RS232 interface |  |  | 358 | 1 | 1 | Refer to Cope
9902361 | Ethernet interface |  |  | 358 | 1 | 1 | Refer to Cope
9902362 | Extension cable | for display |  | 358 | 1 | 1 | Refer to Cope
9902363 | Density application kit |  |  | 358 | 1 | 1 | Refer to Cope
9902364 | Support kit | for display |  | 358 | 1 | 1 | Refer to Cope
9902365 | Foot switch kit |  |  | 358 | 1 | 1 | Refer to Cope
9902366 | Wind protection | for 0,01g and 0,1g models |  | 358 | 1 | 1 | Refer to Cope
9902368 | USB interface cable | (Type A and B) |  | 358 | 1 | 1 | Refer to Cope
9902370 | Analytical balance Explorer® EX124 | 120 g / 0.1 mg, | weighing plate dia. 90mm | 358 | 1 | 1 | See Cope Price List BB610-12
9902371 | Analytical balance Explorer® EX224 | 220 g / 0.1 mg, | weighing plate Ø 90mm | 358 | 1 | 1 | See Cope Price List BB610-22
9902373 | Analytical balance Explorer® EX324 | 320 g / 0.1 mg, | weighing plate dia. 90mm | 358 | 1 | 1 | See Cope Price List BB610-32
9902375 | Precision balance Explorer® EX223 | 220 g / 1 mg, | weighing plate dia. 130mm | 358 | 1 | 1 | See Cope Price List BB625-12
9902376 | Precision balance Explorer® EX423 | 420 g / 1 mg, | weighing plate Ø 130mm | 358 | 1 | 1 | See Cope Price List BB625-17
9902378 | Precision balance Explorer® EX623 | 620 g / 1 mg, | weighing plate dia. 130mm | 358 | 1 | 1 | See Cope Price List BB625-27
9902379 | Precision balance Explorer® EX1103 | 1100 g / 1 mg, | weighing plate dia. 130mm | 358 | 1 | 1 | See Cope Price List BB625-29
9902381 | Precision balance Explorer® EX2202 | 2200 g / 0.01 g, | weighing plate 180x210mm | 358 | 1 | 1 | Refer to Cope
9902382 | Precision balance Explorer® EX4202 | 4200 g / 0.01 g, | weighing plate 180x210mm | 358 | 1 | 1 | See Cope Price List BB625-42
9902384 | Precision balance Explorer® EX6202 | 6200 g / 0.01 g, | weighing plate 180x210mm | 358 | 1 | 1 | See Cope Price List BB625-65
9902385 | Precision balance Explorer® EX10202 | 10200 g / 0.01 g, | weighing plate 180x210mm | 358 | 1 | 1 | Refer to Cope
9902387 | Precision balance Explorer® EX6201 | 6200 g / 0.1 g, | weighing plate 180x210mm | 358 | 1 | 1 | Refer to Cope
9902388 | Precision balance Explorer® EX10201 | 10200 g / 0.1 g, | weighing plate 180x210mm | 358 | 1 | 1 | Refer to Cope
9902413 | Pocket balances JE 120 | 120:0,1g, weighing pan 83x76mm |  | 344 | 1 | 1 | Refer to Cope
9902414 | Pocket balance JE250 | 250:0,1g, weighing pan 83x76mm |  | 344 | 1 | 1 | Refer to Cope
9902415 | Pocket balances JE500 | 500:0,1g, weighing pan 83x76mm |  | 344 | 1 | 1 | Refer to Cope
9902420 | Portable balance Scout® Pro SPU123 | 120:0,001g, weighing pan 90mm |  | 345 | 1 | 1 | Refer to Cope
9902421 | Portable balance Scout® Pro SPU202 | 200:0,01g, platform 120mm |  | 345 | 1 | 1 | See Cope Price List BB540-65
9902422 | Portable balance Scout® Pro SPU402 | 400:0,01g, weighing pan 120mm |  | 345 | 1 | 1 | See Cope Price List BB540-69
9902423 | Portable balance Scout® Pro SPU401 | 400:0,1g, pan 120mm |  | 345 | 1 | 1 | See Cope Price List BB540-73
9902424 | Portable balance Scout® Pro SPU601 | 600:0,1g, weighing pan 165x142mm |  | 345 | 1 | 1 | See Cope Price List BB540-77
9902425 | Portable balance Scout® Pro SPU2001 | 2000:0,1g, base 165x142mm |  | 345 | 1 | 1 | See Cope Price List BB540-85
9902426 | Portable balance Scout® Pro SPU4001 | 4000:0,1g, weighing pan 165x142mm |  | 345 | 1 | 1 | See Cope Price List BB540-88
9902427 | Portable balance Scout® Pro SPU6000 | 6000:1g, weighing pan 165x142mm |  | 345 | 1 | 1 | See Cope Price List BB540-93
9902428 | Portable balance Scout® Pro SPU602 | 600:0,01g, weighing pan 120mm |  | 345 | 1 | 1 | Refer to Cope
9902429 | Portable balance Scout® Pro SPU6001 | 6000:0,1g, weighing pan 165x142mm |  | 345 | 1 | 1 | Refer to Cope
9902607 |  |  |  | 362 | 1 | 1 | 0
9902612 | Disposable sample dishes Ø 90 mm | aluminium, pack of 80 |  | 362 | 1 | 1 | 56.1
9905718 | Bath from stainless steel ST5 | 5 ltr. |  | 733 | 1 | 1 | See Cope Price List BJ182-36
9905719 | Bath from stainless steel ST12 | 12 ltr. |  | 733 | 1 | 1 | See Cope Price List BJ182-41
9905720 | Bath from stainless steel ST18 | 18 ltr. |  | 733 | 1 | 1 | See Cope Price List BJ182-46
9905721 | Bath from stainless steel ST26 | 26 ltr. |  | 733 | 1 | 1 | See Cope Price List BJ182-51
9905722 | Bath from stainless steel ST38 | 38 ltr. |  | 733 | 1 | 1 | See Cope Price List BJ182-56
9905723 | Lid for bath ST5 | stainless steel, flat |  | 735 | 1 | 1 | See Cope Price List BJ187-67
9905724 | Lid for bath ST12 | stainless steel, gabled | with hinges | 735 | 1 | 1 | See Cope Price List BJ187-71
9905725 | Lid for bath ST18/ST26 | stainless steel, gabled, | with hinges | 735 | 1 | 1 | See Cope Price List BJ187-73
9905726 | Lid for bath ST38 | stainless steel, gabled, | with hinges | 735 | 1 | 1 | See Cope Price List BJ187-77
9905771 | Lid type LU14 | for water bath SUB AQUA 12, | JB AQUA 12, SUB 14, HUB 14, SBB 14 | 767 | 1 | 1 | See Cope Price List BJ175-42
9905772 | Lid type LU28 | for water bath SUB/SBB28 |  | 767 | 1 | 1 | See Cope Price List BJ175-44
9905809 | Sloping lid for OLS200 | stainless steel |  | 767 | 1 | 1 | See Cope Price List BJ418-10
9905860 | Water bath SUB AQUA PRO ADVANCED SAP2 | digital, 2 L, amb.+5 to 99°C, | includes clear lid and base tray | 760 | 1 | 1 | See Cope Price List BJ158-02
9905861 | Water bath SUB AQUA PRO ADVANCED SAP2S | digital, 2 L, shallow amb.+5 to 99°C, | includes clear lid and base tray | 760 | 1 | 1 | See Cope Price List BJ158-04
9905862 | Water bath SUB AQUA PRO ADVANCED SAP5 | digital, 5 L, amb.+5 to 99°C, | includes clear lid and base tray | 760 | 1 | 1 | See Cope Price List BJ158-05
9905863 | Water bath SUB AQUA PRO ADVANCED SAP12 | digital, 12 L, amb.+5 to 99°C, | includes clear lid and base tray | 760 | 1 | 1 | See Cope Price List BJ158-12
9905864 | Water bath SUB AQUA PRO ADVANCED SAP18 | digital, 18 L, amb.+5 to 99°C, | includes clear lid and base tray | 760 | 1 | 1 | See Cope Price List BJ158-18
9905865 | Water bath SUB AQUA PRO ADVANCED SAP26 | digital, 26 L, amb.+5 to 99°C, | includes clear lid and base tray | 760 | 1 | 1 | See Cope Price List BJ158-26
9905866 | Water bath SUB AQUA PRO ADVANCED SAP34 | digital, 34 L, amb.+5 to 99°C, | includes clear lid and base tray | 760 | 1 | 1 | See Cope Price List BJ158-34
9905867 | Water bath SUB AQUA PRO ADVANCED SAPD | digital, 5 & 12 L, dual amb.+5 to 99°C, | includes clear lid and base tray | 760 | 1 | 1 | See Cope Price List BJ158-40
9905870 | Water bath JB NOVA GENERAL PURPOSE JBN5 | digital, 5 L, amb.+5 to 95°C, | includes clear lid and base tray | 760 | 1 | 1 | See Cope Price List BJ156-05
9905871 | Water bath JB NOVA GENERAL PURPOSE JBN12 | digital, 12 L, amb.+5 to 95°C, | includes clear lid and base tray | 760 | 1 | 1 | See Cope Price List BJ156-12
9905872 | Water bath JB NOVA GENERAL PURPOSE JBN18 | digital, 18 L, amb.+5 to 95°C, | includes clear lid and base tray | 760 | 1 | 1 | See Cope Price List BJ156-18
9905873 | Water bath JB NOVA GENERAL PURPOSE JBN26 | digital, 26 L, amb.+5 to 95°C, | includes clear lid and base tray | 760 | 1 | 1 | See Cope Price List BJ156-26
9905875 | Water bath JB ACADEMY BASIC JBA5 | digital, 5 L, amb.+5 to 95°C, | includes base tray | 760 | 1 | 1 | See Cope Price List BJ152-05
9905876 | Water bath JB ACADEMY BASIC JBA12 | digital, 12 L, amb.+5 to 95°C, | includes base tray | 760 | 1 | 1 | See Cope Price List BJ152-12
9905877 | Water bath JB ACADEMY BASIC JBA18 | digital, 18 L, amb.+5 to 95°C, | includes base tray | 760 | 1 | 1 | See Cope Price List BJ152-18
9905902 | Waterbaths,st.steel, cap. 7 ltrs |  |  | 762 | 1 | 1 | 862.73
9905903 | Waterbaths,st.steel, cap. 14 ltrs |  |  | 762 | 1 | 1 | 973.59
9905904 | Waterbaths,st.steel, cap. 21 ltrs |  |  | 762 | 1 | 1 | 1106.4
9905905 | Waterbaths,st.steel, cap. 40 ltrs |  |  | 762 | 1 | 1 | 1230.43
9905908 | Waterbaths,st.steel, cap. 20 ltrs |  |  | 762 | 1 | 1 | 1029.57
9905912 | Waterbaths,st.steel, cap. 7 ltrs | with internal circulating system |  | 762 | 1 | 1 | 1077.86
9905913 | Waterbaths,st.steel, cap. 14 ltrs | with internal circulating system |  | 762 | 1 | 1 | 1238.11
9905923 | Evaporating waterbath,cap. 7 ltrs | dimens.: 240 x 240 x 120 mm,with set of rings |  | 763 | 1 | 1 | 817.22
9905931 | Fume cupboard waterbaths,st.steel, 6 places | ring set diam. 90 mm |  | 763 | 1 | 1 | 843.84
9905932 | Fume cupboard waterbaths,st.steel, 8 places | ring set diam. 110 mm |  | 763 | 1 | 1 | 911.02
9905941 | Series waterbaths,4 places,ring set diam. 130 mm | with support rods 600 mm long, 1041 |  | 763 | 1 | 1 | 1001.03
9905942 | Series waterbaths,6 places,ring set diam. 130 mm | with support rods 600 mm long, 1042 |  | 763 | 1 | 1 | 1174.45
9905951 | Cover, aluminium, black anodised | for paraffin bath 1052 |  | 1276 | 1 | 1 | 98.44
9905952 | Paraffin stretching bath,upto +80°C | inner size: 200 mm diam. x 60 mm high |  | 1276 | 1 | 1 | 497.74
9905957 | ProAquaTop, water protection agent | 1 bottle á 200 ml |  | 766 | 1 | 1 | 68.68
9905958 | ProAquaTop, water protection agent | 3 bottles á 200 ml |  | 766 | 1 | 1 | 163.05
9905959 | ProAquaTop, water protection agent | 6 bottles á 200 ml |  | 766 | 1 | 1 | 256.11
9905970 | Racks,st.steel, 20 openings 18 mm diam. |  |  | 762 | 1 | 1 | 65.38
9905971 | Racks,st.steel, 5 openings 31 mm diam. |  |  | 762 | 1 | 1 | 65.38
9905972 | Racks,st.steel, 20 openings 13 mm diam. |  |  | 762 | 1 | 1 | 65.38
9905983 | Shaking waterbaths,reciprocal motion | bath size: 450 x 300 x 210 mm,without accessories |  | 769 | 1 | 1 | 2436.71
9905984 | Shaking waterbaths,reciprocal motion | bath size: 450 x 300 x 210 mm,without accessories | with digital temperature/shaking display | 769 | 1 | 1 | 3194.07
9905985 | Shaking water baths,orbital motion, | bath size: 450 x 300 x 210 mm, without accessories |  | 769 | 1 | 1 | 4219.24
9905986 | Water level controller |  |  | 762 | 1 | 1 | 102.74
9905990 | Tray for 58 test tubes | for tablar 3960 |  | 770 | 1 | 1 | 248.79
9905996 | Tube racks for 20x15ml Flacon tubes | for tablar 3960 |  | 770 | 1 | 1 | 115.33
9905997 | Tube racks for 12x50ml Flacon tubes | for tablar 3960 |  | 770 | 1 | 1 | 115.33
9906106 | Heating bath HBR 4 digital |  |  | 773 | 1 | 1 | Refer to Cope
9906121 | Set of rings H 240 | for HB/HBR4 |  | 773 | 1 | 1 | Refer to Cope
9906125 | Intermediate bottom H 159 | for HB/HBR 4 |  | 773 | 1 | 1 | Refer to Cope
9906200 | Bath liquids 5 l | 2.035.998 |  | 774 | 1 | 1 | 202.45
9906383 | Shaking waterbaths,200 x 300 x 500 mm,40-200 rpm | 22° - +90°C : 0,3K,without accessories |  | 771 | 1 | 1 | See Cope Price List BJ440-25
9906384 | Shaking waterbaths,200 x 300 x 500 mm,40-200 rpm | 20° - +90°C : 0,05K,without accessories |  | 771 | 1 | 1 | 3392.81
9906386 | Trays for 32 Erlenmeyer flasks 50 ml |  |  | 771 | 1 | 1 | See Cope Price List BJ444-18
9906387 | Trays for 15 Erlenmeyer flasks 200 ml |  |  | 771 | 1 | 1 | See Cope Price List BJ444-26
9906388 | Trays for 11 Erlenmeyer flasks 250/300 ml |  |  | 771 | 1 | 1 | See Cope Price List BJ444-30
9906389 | Trays for 8 Erlenmeyer flasks 500 ml |  |  | 771 | 1 | 1 | See Cope Price List BJ444-34
9906390 | Tray for spring clips |  |  | 771 | 1 | 1 | 202.54
9906398 | Transparent "Makrolon" lids | for TW 8 |  | 761 | 1 | 1 | See Cope Price List BJ435-04
9906399 | Transparent "Makrolon" lids | for TW 12 |  | 761 | 1 | 1 | See Cope Price List BJ435-08
9906401 | hinged Makrolon-top cover |  |  | 761 | 1 | 1 | See Cope Price List BJ435-12
9906402 | Constant level device | cooling set |  | 771 | 1 | 1 | See Cope Price List BJ435-40
9906410 | Spring clips for 10ml | erlenmeyer flasks |  | 771 | 1 | 1 | 29.91
9906411 | Spring clips for 25ml | erlenmeyer flasks |  | 771 | 1 | 1 | 31.48
9906412 | Spring clips for 50ml | erlenmeyer flasks |  | 771 | 1 | 1 | 34.63
9906413 | Spring clips for 100ml | erlenmeyer flasks |  | 771 | 1 | 1 | 37.78
9906414 | Spring clips for 200/250ml | erlenmeyer flasks |  | 771 | 1 | 1 | 47.23
9906415 | Spring clips for 300ml | erlenmeyer flasks |  | 771 | 1 | 1 | 48.8
9906416 | Spring clips for 500ml | erlenmeyer flasks |  | 771 | 1 | 1 | 55.1
9906417 | Spring clips for 1000ml | erlenmeyer flasks |  | 771 | 1 | 1 | 64.54
9906420 | Test tube trays | for 240 test tubes 16/17 mm |  | 771 | 1 | 1 | See Cope Price List BJ444-53
9906421 | Test tube trays | for 360 Test tubes 12/13 mm |  | 771 | 1 | 1 | See Cope Price List BJ444-56
9906422 | Test tube trays | for 360 test tubes 30x11/12 mm |  | 771 | 1 | 1 | See Cope Price List BJ444-59
9906423 | Test tube trays | for 84 test tubes 30/31 mm |  | 771 | 1 | 1 | See Cope Price List BJ444-61
9906424 | Water bath TW8, 8 l | temperature range: 20...99,9°C |  | 761 | 1 | 1 | See Cope Price List BJ430-10
9906425 | Water bath TW12, 12 l | temperature range: 20...99,9°C |  | 761 | 1 | 1 | See Cope Price List BJ430-15
9906426 | Water bath TW20, 20 l | temperature range: 20...99,9°C |  | 761 | 1 | 1 | See Cope Price List BJ430-20
9906431 | Test tube racks | for 60 tubes 16/17mm or 15/16mm |  | 761 | 1 | 1 | See Cope Price List BJ435-18
9906432 | Test tube racks | for 90 tubes 12/13mm |  | 761 | 1 | 1 | See Cope Price List BJ435-22
9906433 | Test tube racks | for 90 tubes 11/12mm |  | 761 | 1 | 1 | See Cope Price List BJ435-26
9906434 | Test tube racks | for 21 tubes 30/31mm |  | 761 | 1 | 1 | See Cope Price List BJ435-30
9906530 | Flat lid, stainless steel | for WNB/WNE/ONE 7 | with 1 well 147 mm dia. | 766 | 1 | 1 | 86.68
9906531 | Flat lid, stainless steel | for WNB/WNE/ONE 10 | with 3 wells 107 mm dia. | 766 | 1 | 1 | 119.31
9906532 | Flat lid, stainless steel | for WNB/WNE/ONE 14 | with 6 wells 87 mm dia. | 766 | 1 | 1 | 145.82
9906533 | Flat lid, stainless steel | for WNB/WNE/ONE 22 | with 6 wells 87 mm dia. | 766 | 1 | 1 | 145.82
9906534 | Flat lid, stainless steel | for WNB/WNE/ONE 29 | with 8 wells 107 mm dia. | 766 | 1 | 1 | 274.4
9906537 | Flat lid, stainless steel | for WNB/WNE/ONE/WPE 45 | with 8 wells 107 mm dia. | 766 | 1 | 1 | 274.4
9906550 | Gabled lid, stainless steel | for WNB/WNE/ONE 7 |  | 766 | 1 | 1 | 67.58
9906551 | Gabled lid, stainless steel | for WNB/WNE/ONE 10 |  | 766 | 1 | 1 | 105.78
9906552 | Gabled lid, stainless steel | for WNB/WNE/ONE 14 |  | 766 | 1 | 1 | 116.66
9906553 | Gabled lid, stainless steel | for WNB/WNE/ONE 22 |  | 766 | 1 | 1 | 116.66
9906554 | Gabled lid, stainless steel | for WNB/WNE/ONE 29 |  | 766 | 1 | 1 | 210.99
9906555 | Gabled lid, stainless steel | for WNB/WNE/WPE/ONE 45 |  | 766 | 1 | 1 | 210.99
9906581 | Waterbath WNB 7, w/o. lid | cap. 7 ltrs |  | 764 | 1 | 1 | 671.37
9906582 | Waterbath WNB 10, w/o. lid | cap. 10 ltrs |  | 764 | 1 | 1 | 729.25
9906583 | Waterbath WNB 14, w/o. lid | cap. 14 ltrs |  | 764 | 1 | 1 | 784.81
9906584 | Waterbath WNB 22, w/o. lid | cap. 22 ltrs |  | 764 | 1 | 1 | 835.29
9906585 | Waterbath WNB 29, w/o. lid | cap. 29 ltrs |  | 764 | 1 | 1 | 960.42
9906586 | Waterbath WNB 45, w/o. lid | cap. 45 ltrs |  | 764 | 1 | 1 | 1192.01
9906591 | Waterbath WNE 7, w/o. lid | cap. 7 ltrs | with fuzzy-support | 765 | 1 | 1 | 765.13
9906592 | Waterbath WNE 10, w/o. lid | cap. 10 ltrs | with fuzzy-support | 765 | 1 | 1 | 829.95
9906593 | Waterbath WNE 14, w/o. lid | cap. 14 ltrs | with fuzzy-support | 765 | 1 | 1 | 849.56
9906594 | Waterbath WNE 22, w/o. lid | cap. 22 ltrs | with fuzzy-support | 765 | 1 | 1 | 940.66
9906595 | Waterbath WNE 29, w/o. lid | cap. 29 ltrs | with fuzzy-support | 765 | 1 | 1 | 1067.98
9906596 | Waterbath WNE 45, w/o. lid | cap. 45 ltrs | with fuzzy-support | 765 | 1 | 1 | 1302.87
9906601 | Oilbath ONE 7, w/o. lid | cap. 7 ltrs |  | 772 | 1 | 1 | 1001.03
9906602 | Oilbath ONE 10, w/o. lid | cap. 10 ltrs |  | 772 | 1 | 1 | 1038.35
9906603 | Oilbath ONE 14, w/o. lid | cap. 14 ltrs |  | 772 | 1 | 1 | 1078.96
9906604 | Oilbath ONE 22, w/o. lid | cap. 22 ltrs |  | 772 | 1 | 1 | 1167.87
9906605 | Oilbath ONE 29, w/o. lid | cap. 29 ltrs |  | 772 | 1 | 1 | 1282.02
9906606 | Oilbath ONE 45, w/o. lid | cap. 45 ltrs |  | 772 | 1 | 1 | 1492.76
9906650 | Constant water level device | for WNB, WNE, WPE |  | 766 | 1 | 1 | 60.24
9906651 | Cooling divice Peltier CDP 115 | 185 x 450 x 200 mm |  | 766 | 1 | 1 | 1767.16
9908017 | Wall fastener EBI 300 WM2 | for EBI300 and EBI310 |  | 385 | 1 | 1 | 16.62
9908018 | Foldable thermometer TLC 700 | -30...+220°C |  | 375 | 1 | 1 | 61.39
9908021 | Pt1000 probe TPX 100 | w/o cable, blunt, 120mm, | for TFX 410-1 | 378 | 1 | 1 | 106.41
9908022 | Pt1000 probe TPX 200-20 | w/o cable, acuate, 200mm, | for TFX 410-1 | 378 | 1 | 1 | 158.79
9908023 | Pt1000 probe TPX 200-30 | w/o cable, acuate, 300mm, | for TFX 410-1 | 378 | 1 | 1 | 158.79
9908024 | Pt1000 probe TPX 200-40 | w/o cable, acuate, 400mm, | for TFX 410-1 | 378 | 1 | 1 | 158.79
9908025 | Pt1000 probe TPX 400-40 | with 40cm silicone cable, acuate, | handle for TFX 410-1 | 378 | 1 | 1 | 106.41
9908026 | Wall holder TTX-WM | for TTX 100/110 |  | 376 | 1 | 1 | 16.37
9908027 | External NTC probe TPC 300 | for EBI 300 |  | 385 | 1 | 1 | 46.18
9908031 | Infrared thermometer TFI-250 | -60...+550°C, | incl. factory calibration certificate | 382 | 1 | 1 | 66.85
9908032 | Infrared thermometer TFI 54 | splash water protected, -60...+550°C |  | 382 | 1 | 1 | 109.14
9908056 | Thermometer with a stainless steel | probe (dia 3 mm)I=205 mm |  | 378 | 1 | 1 | 288.78
9908057 | Thermometer with a glass probe | (dia 7 mm)I=235 mm |  | 378 | 1 | 1 | 379.37
9908059 | Relaisbox Typ RB 1691-B | (10A) for thermometers |  | 378 | 1 | 1 | 279.72
9908069 | Temperature logger EBI-20-T1 | with internal sensor |  | 384 | 1 | 1 | 75.04
9908070 | Temperature humidity logger EBI-20 TH1 | with internal sensor |  | 388 | 1 | 1 | 121.86
9908072 | Interface EBI-20 IF | incl. analyse software | Winlog.basic | 384 | 1 | 1 | 110.78
9908073 | Starter set EBI-20 T1-Set | (temperature logger, | analysis software, interface) | 384 | 1 | 1 | 172.33
9908074 | Starter set EBI-20 TH1-Set | (temperature/humidiy-logger | analysis software, interface) | 388 | 1 | 1 | 215.17
9908075 | Thermometer Pt100 without probe | type TFX 430 |  | 379 | 1 | 1 | 351.06
9908076 | Thermometer Pt100 with probe | (130 mm, Ø 3 mm, blunt) | type TFX 430 + TPX 130 | 379 | 1 | 1 | 499.81
9908077 | Thermometer Pt100 with probe | (130 mm, Ø 3 mm, pointed) | type TFX 430 + TPX 230 | 379 | 1 | 1 | 498.73
9908078 | Thermometer Pt100 with probe | (190 mm, Ø 8 mm, glazed) | type TFX 430 + TPX 330 | 379 | 1 | 1 | 576.12
9908079 | Wall holder EBI-20 WM |  |  | 384 | 1 | 1 | 19.65
9908098 | USB-Logger EBI 310 | Pt1000, -30...+75°C |  | 386 | 1 | 1 | 177.27
9908127 | Petri dish holder, 230mm, | stainless steel, electropolished |  | 1242 | 1 | 1 | 23.68
9908128 | Petri dish holder, 230mm, | white nylon coated |  | 1242 | 1 | 1 | 17.98
9908130 | Cleaning basket with lid | 250x150x150mm, stainless steel |  | 47 | 1 | 1 | 150.48
9910319 | labworldsoft® V5 Software |  |  | 435 | 1 | 1 | 1330.31
9910338 | Protective cover H 104 | for RET control and RCT basic |  | 435 | 1 | 1 | Refer to Cope
9910600 | Water distillation units | without storage vessel | cap. 2 ltrs/h, 230 V / 50-60 Hz | 1161 | 1 | 1 | 1178.84
9910601 | Water distillation units,without storage vessel | cap. 4 ltrs/h |  | 1161 | 1 | 1 | 1288.6
9910602 | Water distillation units with storage vessel | cap. 2 ltrs/h |  | 1161 | 1 | 1 | 1514.71
9910604 | Water distillation units with storage vessel | cap. 4 ltrs/h |  | 1161 | 1 | 1 | 1781.43
9910608 | Water distillation units with storage vessel | cap. 8 ltrs/h |  | 1161 | 1 | 1 | 2245.73
9910612 | Water distillation units with storage vessel | cap. 12 ltrs/h, 3-phase current |  | 1161 | 1 | 1 | 2995.4
9910642 | Double water distillation units,cap. 2 ltrs/h |  |  | 1162 | 1 | 1 | 4556.21
9910644 | Double water distillation units,cap. 4 ltrs/h | 3-phase current |  | 1162 | 1 | 1 | 5155.51
9910648 | Double water distillation units,cap. 8 ltrs/h | 3-phase current |  | 1162 | 1 | 1 | 6001.77
9910661 | Separate water supply |  |  | 1163 | 1 | 1 | 262.21
9910662 | Separate water supply |  |  | 1163 | 1 | 1 | 519.73
9910663 | Separate water supply |  |  | 1163 | 1 | 1 | 437.55
9910664 | Dechlorite filter |  |  | 1163 | 1 | 1 | 485.01
9910665 | Spare filling for dechlorite filter |  |  | 1163 | 1 | 1 | 112.02
9910666 | Phosphate filter |  |  | 1163 | 1 | 1 | 524.36
9910667 | Spare filling for phosphate filter |  |  | 1163 | 1 | 1 | 75.67
9910668 | Water level switch | for an external storage container |  | 1163 | 1 | 1 | 468.8
9910669 | Water level switch | for an external storage container |  | 1163 | 1 | 1 | 870.41
9910672 | Distillation units,glass,cap. 2 ltrs/h | 2202 |  | 1162 | 1 | 1 | 3161.14
9910673 | Distillation units,glass,cap. 4 ltrs/h | 2204 |  | 1162 | 1 | 1 | 3555.18
9910674 | Distillation units,glass,cap. 8 ltrs/h | 3-phase current, 2208 |  | 1162 | 1 | 1 | 5461.74
9910675 | Distillation units,glass,cap. 2 ltrs/h | double unit |  | 1162 | 1 | 1 | 5153.31
9910676 | Distillation units,glass,cap. 4 ltrs/h | double unit, 3-phase current, 2304 |  | 1162 | 1 | 1 | 5974.33
9914432 | Spare cartridge for SG-6200-SK | with connector coupling |  | 1166 | 1 | 1 | 1391.47
9914437 | Spare cartridge for SG-4500-SK | with connector coupling |  | 1166 | 1 | 1 | 1046.19
9914442 | Spare cartridge for SG-2000-SK | with connector coupling |  | 1166 | 1 | 1 | 597.29
9914452 | Spare cartridge for SG-2800-SK | with connector coupling |  | 1166 | 1 | 1 | 708.41
9914460 | Conductivity meters,with analog scale | 1600 |  | 1166 | 1 | 1 | 266.56
9914476 | Ultra Clear UV TM | Ultra-pure water system |  | 1176 | 1 | 1 | #N/A
9914477 | Ultra Clear Integra UV TM | Ultra-pure water system |  | 1176 | 1 | 1 | #N/A
9914478 | Ultra Clear UV UF TM | Ultra pure water system |  | 1176 | 1 | 1 | #N/A
9914479 | Ultra Clear Integra UV UF TM | Ultra-pure water system |  | 1176 | 1 | 1 | #N/A
9914495 | Ultra Clear UV UF | Ultra-pure water system | cap.1.2 ltrs/min | 1176 | 1 | 1 | #N/A
9914496 | Ultra Clear UV | Ultra-pure water system | cap.1.5 ltrs/min | 1176 | 1 | 1 | #N/A
9914497 | Ultra-pure water systems,cap. 1,5 ltrs/min | Ultra Clear, 2001 |  | 1176 | 1 | 1 | #N/A
9914506 | Spare cartridge for SG-4500 | with 3/4" threated connector |  | 1166 | 1 | 1 | 1046.19
9914509 | Spare cartridge for SG-2800 | with 3/4" threated connector |  | 1166 | 1 | 1 | 708.41
9914512 | Spare cartridge for SG-2000 | with 3/4" threated connector |  | 1166 | 1 | 1 | 597.29
9914513 | Pretreatment module DTO | appliance at the lowest TOC-range, | for Ultra Clear, Ultra Clear Integra and ...TM | 1176 | 1 | 1 | 198.79
9914514 | After treatment ILT | for anorganic appliance, | for Ultra Clear, Ultra Clear Integra and ...TM | 1176 | 1 | 1 | 385.39
9914516 | Conductivity meter P2-30 | analog scale, with screw coupling |  | 1166 | 1 | 1 | 223.7
9914517 | Conductivity meters,with digital scale | LFW-200 |  | 1166 | 1 | 1 | 501.05
9914518 | Conductivity meters P1/50WA | analogue, for wall mounting |  | 1166 | 1 | 1 | 309.42
9914519 | RO module Ultra Clear RO 10 | für Ultra Clear...TWF | (replacement for #03303) | 1175 | 1 | 1 | 360.99
9914520 | Pretreatment module VMD | for anorganic appliance, | for Ultra Clear, Ultra Clear Integra and ...TM | 1175 | 1 | 1 | 136.54
9914521 | After-treatment module MFIIID | for Ultra Clear, Ultra Clear Integra and ...TM |  | 1176 | 1 | 1 | 441.02
9914522 | Sterile filter 0.1 µm | 1000 cm² |  | 1176 | 1 | 1 | 271.97
9914524 | Pretreatment module AMB |  |  | 1175 | 1 | 1 | 140.52
9914527 | CO² trap CT1 | incl. vent filter | (spare cartridge) | 1177 | 1 | 1 | 231.72
9914548 | Ultra pure water system | arium® pro DI-T |  | 1167 | 1 | 1 | 3831.47
9914549 | Ultra pure water system | arium® pro UV-T |  | 1167 | 1 | 1 | 4572.36
9914550 | Ultra pure water system | arium® pro UF-T |  | 1167 | 1 | 1 | 4572.36
9914553 | Ultra pure water system | arium® pro VF-T |  | 1167 | 1 | 1 | 5320.31
9914587 | Spare cartridge for SG-6200 | with 3/4" threated connector |  | 1166 | 1 | 1 | 1391.47
9914612 | Ultra Clear RO 60 | Reserve osmosis system | grey/blue, cap. 60 ltrs/h | 1175 | 1 | 1 | 6008.36
9914623 | Ultra Clear RO EDI 55 bipolar | RO/EDI combination | with bipolar membran | 1174 | 1 | 1 | 9788.55
9914643 | Ultra Clear TWF | Ultra-pure water system |  | 1177 | 1 | 1 | #N/A
9914644 | Ultra Clear TWF UV | Ultra-pure water system |  | 1177 | 1 | 1 | #N/A
9914645 | Ultra Clear TWF UV TM |  | Ultra-pure water system (with TOC-monitor) | 1177 | 1 | 1 | #N/A
9914647 | Ultra Clear TWF UV UF | Ultra-pure water system |  | 1177 | 1 | 1 | #N/A
9914648 | Ultra Clear TWF UV UF TM | Ultra-pure water system (with TOC-monitor) |  | 1177 | 1 | 1 | #N/A
9914661 | Ultra Clear RO 100 | Reserve osmosis system | grey/blue, cap. 100 ltrs/h | 1175 | 1 | 1 | 6548.39
9915730 | Water demineraliser E28d | complete with conductivity meter |  | 1165 | 1 | 1 | 970.29
9915731 | Water demineraliser E40d | complete with conductivity meter |  | 1165 | 1 | 1 | 1620.15
9915732 | Water demineraliser E28dZ | second cartridge |  | 1165 | 1 | 1 | 827.74
9915733 | Water demineraliser E40dZ | second cartridge |  | 1165 | 1 | 1 | 1399.89
9915734 | Water demineraliser E28d A | incl.conductivity meter with | limit switch and magnetic valve | 1165 | 1 | 1 | 1368.29
9915735 | Water demineraliser E40d A | incl.conductivity meter with | limit switch and magnetic valve | 1165 | 1 | 1 | 1903.49
9915736 | Filter housing FG 130 | PP, connection 2x3/4", Tmax +50°C, | transparent, for filter 5" | 1165 | 1 | 1 | 108.57
9915737 | Filter insert FE 130 | PP, 5 µm, length 5", | max.+80°C, max.6 bar | 1165 | 1 | 1 | 21.28
9915738 | Filter insert AF 130 | active coal |  | 1165 | 1 | 1 | 33.14
9920000 | BOD Measurement, for 6 places | OxiTop IS 6 |  | 1141 | 1 | 1 | See Cope Price List CU570-20
9920001 | BOD measurement,for 12 places,OxiTop IS12 |  |  | 1141 | 1 | 1 | Refer to Cope
9920003 | BOD measurement,for 6 places,OxiTop IS12-6 |  |  | 1141 | 1 | 1 | Refer to Cope
9920010 | BOD measurement,for 6 places,OxiTop Control 6 |  |  | 1142 | 1 | 1 | Refer to Cope
9920011 | BOD measurement,for 12 places,OxiTop Control 12 |  |  | 1142 | 1 | 1 | Refer to Cope
9920025 | Thermostat cabinet,OxiTop® Box,425x600x375 mm |  |  | 1142 | 1 | 1 | Refer to Cope
9920045 | Oxygen sensor with calibration/storage vessel | DurOx 325-3 |  | 331 | 1 | 1 | 737.85
9920046 | Multi 3410 SET 5 | incl. FDO® 925-3 m |  | 339 | 1 | 1 | #N/A
9920047 | Multi 3410 SET E | incl. SenTix® 980, LR 925/01 |  | 339 | 1 | 1 | #N/A
9920048 | Multi 3420 SET H | incl. SenTix®950, TetraCon®925 |  | 339 | 1 | 1 | #N/A
9920049 | Multi 3420 SET G | incl. SenTix®940-3, TetraCon®925-3, | FDO®925-3 | 339 | 1 | 1 | #N/A
9920050 | Multi 3430 SET G | incl. SenTix®940-3, TetraCon®925-3, | FDO®925-3 | 339 | 1 | 1 | #N/A
9920051 | Multi 3410 | Multiparameter meter |  | 339 | 1 | 1 | #N/A
9920052 | Multi 3410 SET 1 | incl. SenTix® 940 |  | 339 | 1 | 1 | #N/A
9920053 | Multi 3410 SET 2 | incl. SenTix® 940-3 |  | 339 | 1 | 1 | #N/A
9920054 | Multi 3410 SET 3 | incl. SensoLyt® 900-P |  | 339 | 1 | 1 | #N/A
9920055 | Multi 3410 SET 4 | incl. FDO® 925 |  | 339 | 1 | 1 | #N/A
9920056 | Multi 3410 SET 6 | incl. FDO® 925-P |  | 339 | 1 | 1 | #N/A
9920057 | Multi 3410 SET 7 | incl. TetraCon® 925 |  | 339 | 1 | 1 | #N/A
9920058 | Multi 3410 SET 8 | incl. TetraCon® 925-3 |  | 339 | 1 | 1 | #N/A
9920059 | Multi 3410 SET 9 | incl. TetraCon® 925-6 |  | 339 | 1 | 1 | #N/A
9920060 | Multi 3410 SET A | incl. LR 925/01 |  | 339 | 1 | 1 | #N/A
9920061 | Multi 3410 SET B | incl. SenTix® 940-3, FDO® 925-3 |  | 339 | 1 | 1 | #N/A
9920062 | Multi 3410 SET C | incl. SenTix® 940, TetraCon® 925 |  | 339 | 1 | 1 | #N/A
9920063 | Multi 3410 SET D | incl. SenTix® 940-3, TetraCon® 925-3 |  | 339 | 1 | 1 | #N/A
9920064 | Multi 3420 | Multiparameter meter |  | 339 | 1 | 1 | #N/A
9920065 | Multi 3420 SET B | incl. SenTix® 940-3, FDO® 925-3 |  | 339 | 1 | 1 | #N/A
9920066 | Multi 3420 SET C | incl. SenTix® 940, TetraCon® 925 |  | 339 | 1 | 1 | #N/A
9920067 | Multi 3420 SET D | incl. SenTix® 940-3, TetraCon® 925-3 |  | 339 | 1 | 1 | #N/A
9920068 | Multi 3420 SET E | incl. SenTix®980, LR 925/1 |  | 339 | 1 | 1 | #N/A
9920069 | Multi 3430 | Multiparameter meter |  | 339 | 1 | 1 | #N/A
9920070 | Multi 3430 SET C | incl. SenTix®940, TetraCon® 925 |  | 339 | 1 | 1 | #N/A
9920071 | Multi 3430 SET D | incl. SenTix®940-3, TetraCon® 925-3 |  | 339 | 1 | 1 | #N/A
9920072 | Multi 3430 SET E | incl. SenTix®980, LR 925/01 |  | 339 | 1 | 1 | #N/A
9920073 | Multi 3430 SET F | incl. SenTix®940, FDO 925, TetraCon® 925 |  | 339 | 1 | 1 | #N/A
9920080 | Application package photoLab® Brew | for series photoLab® 6000 |  | 1133 | 1 | 1 | 513.12
9920081 | PC-Software PhotoLab® Data spectral | for data management of | series photolab® 6000 | 1133 | 1 | 1 | #N/A
9920090 | pH/mV-measuring unit inolab® pH 7110 | single unit incl. accessories |  | 291 | 1 | 1 | 657.45
9920091 | pH/mV-measuring unit inolab® pH 7110 Set 2 | unit incl.Sentix® 41 and accessories |  | 291 | 1 | 1 | 849.17
9920092 | pH/mV-measuring unit inolab® pH 7110 Set 4 | unit incl. Sentix® 81 and accessories |  | 291 | 1 | 1 | 873
9920093 | pH/mV-measuring unit inolab® pH 7110 BNC | single unit incl.accessories, BNC-inlet |  | 291 | 1 | 1 | See Cope Price List PH480-40
9920094 | pH/mV-measuring unit inolab® pH 7110 BNC SET 7 | unit incl.SenTix® 42 and accessories |  | 291 | 1 | 1 | #N/A
9920095 | pH/mV-measuring unit inolab® pH 7110 BNC SET 9 | unit incl.SenTix® 82 and accessories |  | 291 | 1 | 1 | #N/A
9920096 | pH/mV-measuring unit inoLab® Cond 7110 | single unit incl. accessories |  | 321 | 1 | 1 | See Cope Price List CU680-35
9920097 | pH/mV-measuring unit inoLab® Cond 7110 Set 1 | unit incl. TetraCon® 325 and accessories |  | 321 | 1 | 1 | 1230.37
9920098 | pH/mV-measuring unit inoLab® Cond 7110 Set 3 | unit incl.KLE 325 and accessories |  | 321 | 1 | 1 | #N/A
9920100 | pH-measuring unit inolab® pH 7310 | single unit incl. accessories |  | 291 | 1 | 1 | 884.29
9920101 | pH-measuring unit inolab® pH 7310 Set 2 | unit incl. SenTix® 41 and accessories |  | 291 | 1 | 1 | 1066.08
9920102 | pH-measuring unit inolab® pH 7310 Set 4 | unit incl. SenTix® 81 and accessories |  | 291 | 1 | 1 | 1087.64
9920104 | pH-measuring unit inolab® pH 7310P | unit with built-in printer | incl. accessories | 291 | 1 | 1 | 1281.77
9920105 | pH-measuring unit inolab® pH 7310P Set 2 | unit with built-in printer | incl. SenTix® 41 | 291 | 1 | 1 | #N/A
9920106 | pH-measuring unit inolab® pH 7310P Set 4 | unit with built-in printer | incl. SenTix® 81 | 291 | 1 | 1 | #N/A
9920107 | pH-measuring unit inolab® pH 7310P BNC |  |  | 291 | 1 | 1 | See Cope Price List PH480-60
9920108 | Oxygen meter inoLab® Oxi 7310 | single unit incl. accessories |  | 328 | 1 | 1 | 1444.83
9920109 | Oxygen meter inoLab® Oxi 7310 Set 1 | unit incl. CellOx® 325 | and accessories | 328 | 1 | 1 | 2043.98
9920110 | Oxzgen meter inoLab® Oxi 7310 Set 4 | unit incl. StirrOx® G | and accessories | 328 | 1 | 1 | 2205.38
9920111 | Oxzgen meter inoLab® Oxi 7310P | unit with built-in printer | and accessories | 328 | 1 | 1 | 1934.55
9920112 | Oxygen meter inoLab® Oxi 7310P Set 1 | unit with built-in printer, | incl. CellOx® 325 and accessories | 328 | 1 | 1 | #N/A
9920113 | Oxzgen meter inoLab® Oxi 7310P Set 4 | unit with built-in printer, | incl. StirrOx® G and accessories | 328 | 1 | 1 | #N/A
9920114 | Conductivitz meter inoLab® Cond 7310 | single unit incl.accessories |  | 321 | 1 | 1 | See Cope Price List CU680-45
9920115 | Conductivity meter inoLab® Cond 7310 Set 1 | unit incl. TetraCon® 325 and accessories |  | 321 | 1 | 1 | 1531.05
9920116 | Conductivity meter inoLab® Cond 7310 Set 6 | unit incl. USP kit 1 |  | 321 | 1 | 1 | #N/A
9920117 | Conductivity meter inoLab® Cond 7310P | unit with built-in printer | and accessories | 321 | 1 | 1 | See Cope Price List CU680-60
9920118 | Conductivity meter inoLab® Cond 7310P Set 1 | unit with built-in printer, | incl. TetraCon® 325 and accessories | 321 | 1 | 1 | #N/A
9920119 | Conductivity meter inoLab® Cond 7310P Set 6 | unit incl. USP kit 1 |  | 321 | 1 | 1 | #N/A
9920120 | Measuring unit inoLab® Multi 9310 | instrument only |  | 340 | 1 | 1 | 1061.24
9920121 | Measuring unit inoLab® Multi 9310 SET 1 |  |  | 340 | 1 | 1 | 1294.48
9920122 | Measuring unit inoLab® Multi 9310 SET 2 |  |  | 340 | 1 | 1 | 1322.13
9920123 | Measuring unit inoLab® Multi 9310 SET 3 |  |  | 340 | 1 | 1 | 1531.05
9920124 | Measuring unit inoLab® Multi 9310 SET 4 |  |  | 340 | 1 | 1 | 1883.7
9920125 | Measuring unit inoLab® Multi 9310 SET C |  |  | 340 | 1 | 1 | 1765.41
9920126 | Measuring unit inoLab® Multi 9310 SET K |  |  | 340 | 1 | 1 | #N/A
9920127 | Measuring unit inoLab® Multi 9310P | with integrated printer |  | 340 | 1 | 1 | 1487.95
9920128 | Measuring unit inoLab® Multi 9310P SET 1 | with integrated printer |  | 340 | 1 | 1 | #N/A
9920129 | Measuring unit inoLab® Multi 9310P SET 2 | with integrated printer |  | 340 | 1 | 1 | #N/A
9920130 | Measuring unit inoLab® Multi 9310P SET 3 | with integrated printer |  | 340 | 1 | 1 | #N/A
9920131 | Measuring unit inoLab® Multi 9310P SET 4 | with integrated printer |  | 340 | 1 | 1 | #N/A
9920132 | Measuring unit inoLab® Multi 9310P SET C | with integrated printer |  | 340 | 1 | 1 | #N/A
9920133 | Measuring unit inoLab® Multi 9310P SET K | with integrated printer |  | 340 | 1 | 1 | #N/A
9920134 | Measuring unit inoLab® Multi 9430 IDS | instrument only |  | 341 | 1 | 1 | #N/A
9920203 | Turbidity meter AL250T-IR | in kit |  | 1146 | 1 | 1 | 730.41
9920204 | CSB/COD thermoreactor AL125 | for 24 cuvette tests, | 230V/50-60Hz / 115V/50-60Hz | 1131 | 1 | 1 | 862.73
9920205 | CSB measuring station AL200 COD VARIO | cpl. with CSB reactor AL125 | with reagents, kuvette stand | 1136 | 1 | 1 | See Cope Price List CU570-20
9920493 | Kit turbidity standards T-CAL | (<0,1, 20, 200, 800 NTU) |  | 1146 | 1 | 1 | 242.7
9920509 | Karlsruhe bottles with stopper,cap.250 ml | KF 250/60 |  | 1144 | 1 | 1 | 37.28
9920513 | Karlsruhe bottles with stopper,cap.250 ml | KF 250/30 |  | 1144 | 1 | 1 | 37.28
9920514 | Karlsruhe bottles with stopper,cap.100 ml | KF 100/30 |  | 1144 | 1 | 1 | 37.28
9920515 | Karlsruhe bottles with stopper,cap.100 ml | KF 100/60 |  | 1144 | 1 | 1 | 37.28
9920537 | Serial distilling unit KWA 500/4 | for water setting, for 4 samples |  | 1155 | 1 | 1 | 2532.67
9920538 | Serial distilling unit KWA 500/6 | for water setting, for 6 samples |  | 1155 | 1 | 1 | 3799.64
9920540 | COD digestion units for sample digestion | max 6 samples |  | 1137 | 1 | 1 | 3581.37
9920541 | COD digestion units for sample digestion | max 12 samples |  | 1137 | 1 | 1 | 4228.65
9920542 | COD workplaces, max 6 samples |  |  | 1137 | 1 | 1 | 4842.06
9920543 | COD workplaces, max 12 samples |  |  | 1137 | 1 | 1 | 7416.13
9920546 | Compact system KSO 2 | for sulphur dioxide determination |  | 1155 | 1 | 1 | 1717.3
9920547 | Compact system SO 2-6 | for sulphur dioxide determination |  | 1155 | 1 | 1 | 11471.83
9920548 | Compact system KWA500 | for water content determination |  | 1155 | 1 | 1 | 698.49
9920584 | Process fume evacuator BEHROSOG 3 | with vacuum pump 40 l/h |  | 1154 | 1 | 1 | 3141.07
9920585 | Additional cooling ACS | for behrosog 3 |  | 1154 | 1 | 1 | 792.55
9920598 | Laboratory sewage plant KLD 4 N |  |  | 1107 | 1 | 1 | 0
9920599 | Laboratory sewage plant KLD 4 N/SR |  |  | 1107 | 1 | 1 | 0
9920600 | Laboratory sewage plants,boro-glass | KA 1 |  | 1107 | 1 | 1 | 0
9920602 | Laboratory sewage plants,boro-glass, | with denitrification stage, KLD 4 |  | 1107 | 1 | 1 | 0
9920605 | Laboratory sewage plant with controlled oxygen | aeration, boro-glass |  | 1107 | 1 | 1 | 0
9920606 | Laboratory sewage plant with controlled oxygen | aeration,with dinitrification stage |  | 1107 | 1 | 1 | 0
9920639 | Waste water mixer QMR 2 |  |  | 1108 | 1 | 1 | 995.88
9920640 | Wastewater mixer,for 5 ltrs |  |  | 1108 | 1 | 1 | 1134
9920641 | Wastewater mixer,for 10 ltrs |  |  | 1108 | 1 | 1 | 2781.05
9920642 | Wastewater mixer,for 15 ltrs |  |  | 1108 | 1 | 1 | 2487.51
9920643 | Wastewater mixer,for 20 ltrs |  |  | 1108 | 1 | 1 | 0
9920644 | Wastewater mixer,for 25 ltrs |  |  | 1108 | 1 | 1 | 0
9920706 | Cooling bin KW 6/N | with attachment and rod | for E 6/B | 1138 | 1 | 1 | 459.97
9920710 | Boiling stones SIST 100 |  |  | 596 | 1 | 1 | 29.72
9920713 | Can funnel DT 30 |  |  | 1140 | 1 | 1 | 77.91
9920721 | Heating block thermostate CSB 6/E |  |  | 1137 | 1 | 1 | 1376.73
9920723 | Air-cooler rod LS 6 | for 6LK1 |  | 1138 | 1 | 1 | 106.81
9920730 | Hand-titration station HTI 1 |  |  | 1138 | 1 | 1 | 1741.89
9920747 | Full automatic COD dosing system up to 12 samples, | encl. burettes and cooling bath |  | 1140 | 1 | 1 | 21734.24
9920748 | Full automatic COD dosing system DT 20 | for up to 12 samples synchronous |  | 1140 | 1 | 1 | 27961.96
9920764 | Water coil CW 5 |  |  | 735 | 1 | 1 | See Cope Price List BJ240-10
9920765 | Flow coolers C1G |  |  | 735 | 1 | 1 | See Cope Price List BJ240-32
9920766 | Flow coolers C2G |  |  | 735 | 1 | 1 | See Cope Price List BJ240-52
9920806 | Thermal reactor CR 2200 | for 12 reaction tubes |  | 1136 | 1 | 1 | See Cope Price List CU570-20
9920808 | Thermal SOD reactor CR 4200 | for 24x16mm tubes |  | 1136 | 1 | 1 | See Cope Price List CU570-20
9920862 | Reaction cuvette test Type Cu-1 TP | Cu, Copper, 0.00 - 5,00 mg/l |  | 1134 | 1 | 1 | See Cope Price List CU570-20
9920864 | Test kit Typ Cl-3 TP | Cl2, Chlor total, 0.00 - 2.00 mg/l |  | 1134 | 1 | 1 | See Cope Price List CU570-20
9920866 | Test kit Typ 00861 | Zn, zinn, 0.025 - 1.000 mg/l, | 25 tests | 1135 | 1 | 1 | See Cope Price List CU570-20
9920868 | Test kit Typ 00857 | Silicium, 0.5 - 50.0 mg/l SI | Silicium, 1.1 - 107.0 mg/l SIO2 | 1135 | 1 | 1 | See Cope Price List CU570-20
9920870 | Test kit Typ 14942 | NO3-N nitrate, 0.2 - 13.0 mg/l | NO3 nitrate, 0.9 - 57.5 mg/l | 1135 | 1 | 1 | See Cope Price List CU570-20
9920872 | Test kits,Pb-lead | UN 3316, 9, II, (E) |  | 1135 | 1 | 1 | See Cope Price List CU570-20
9920873 | Test kits,Cd, cadmium |  |  | 1134 | 1 | 1 | See Cope Price List CU570-20
9920875 | Test kits type 14552 | Cr, chromate (chrome) | UN 3316, 9, II, (E) | 1134 | 1 | 1 | See Cope Price List CU570-20
9920879 | Test kits,O2 COD, COD | UN 3316, 9, II, (E) |  | 1134 | 1 | 1 | See Cope Price List CU570-20
9920880 | Test kits,O2 COD, COD | UN 3316, 9, II, (E) |  | 1134 | 1 | 1 | See Cope Price List CU570-20
9920881 | Test kits model 14561 | CN, cyanide |  | 1134 | 1 | 1 | See Cope Price List CU570-20
9920883 | Test kits, Fe, iron | UN 3316, 9, II, (E) |  | 1134 | 1 | 1 | See Cope Price List CU570-20
9920885 | Test kits,HCHO, formaldehyde | UN 3316, 9, II, (E) |  | 1134 | 1 | 1 | See Cope Price List CU570-20
9920886 | Test kits,K, potassium |  |  | 1134 | 1 | 1 | See Cope Price List CU570-20
9920887 | Test kits,Cu, copper |  |  | 1134 | 1 | 1 | See Cope Price List CU570-20
9920888 | Test kits,Ni, nickel | UN 3316, 9, II, (E) |  | 1135 | 1 | 1 | See Cope Price List CU570-20
9920890 | Test kits,NO3-N, nitrate | UN 3316, 9, II, (E) |  | 1135 | 1 | 1 | See Cope Price List CU570-20
9920891 | Test kits,NO3-N, nitrate |  |  | 1135 | 1 | 1 | See Cope Price List CU570-20
9920893 | Test kits,C6H5OH, phenols |  |  | 1134 | 1 | 1 | See Cope Price List CU570-20
9920896 | Test kits,PO4-P, phosphate | CHEMICAL KIT | UN 3316, 9, II, (E) | 1135 | 1 | 1 | See Cope Price List CU570-20
9920897 | Test kits,Nges, total nitrogen | UN 3316, 9, II, (E) |  | 1134 | 1 | 1 | See Cope Price List CU570-20
9920898 | Test kits,SO4, sulfate |  |  | 1135 | 1 | 1 | See Cope Price List CU570-20
9920899 | Test kits,SO4, sulfate | UN 3316, 9, III, (E) |  | 1135 | 1 | 1 | See Cope Price List CU570-20
9920900 | Test kits,SO3, sulfite |  |  | 1135 | 1 | 1 | See Cope Price List CU570-20
9920901 | Test kits,Zn, zinc |  |  | 1135 | 1 | 1 | See Cope Price List CU570-20
9920902 | Test kits,Zn, zinc |  |  | 1135 | 1 | 1 | See Cope Price List CU570-20
9920904 | Test kits,A-Ten, anionic surfactants | UN 3316, 9, III, (E) |  | 1135 | 1 | 1 | See Cope Price List CU570-20
9920905 | Test kits,Ag, silver |  |  | 1134 | 1 | 1 | See Cope Price List CU570-20
9920906 | Test kits,Al, aluminum |  |  | 1134 | 1 | 1 | See Cope Price List CU570-20
9920907 | Test kits, Au, gold |  |  | 1134 | 1 | 1 | See Cope Price List CU570-20
9920908 | Test kits,B, boron |  |  | 1134 | 1 | 1 | See Cope Price List CU570-20
9920909 | Test kits,Ca, calcium |  |  | 1134 | 1 | 1 | See Cope Price List CU570-20
9920910 | Test kits,Cl, chloride |  |  | 1134 | 1 | 1 | See Cope Price List CU570-20
9920911 | Test kits,Cl, chloride | UN 3264, 8, III, (E) |  | 1134 | 1 | 1 | See Cope Price List CU570-20
9920914 | Test kits,CN, cyanide |  |  | 1134 | 1 | 1 | See Cope Price List CU570-20
9920915 | Test kits,Cr, chromate (chrome) |  |  | 1134 | 1 | 1 | See Cope Price List CU570-20
9920916 | Test kits,Cu, copper |  |  | 1134 | 1 | 1 | See Cope Price List CU570-20
9920917 | Test kits,Fe, iron | UN 3316, 9, II, (E) |  | 1134 | 1 | 1 | See Cope Price List CU570-20
9920918 | Test kits,Fe, iron |  |  | 1134 | 1 | 1 | See Cope Price List CU570-20
9920919 | Test kits,GH, total hardness/Ca | UN 3316, 9, III, (E) |  | 1134 | 1 | 1 | See Cope Price List CU570-20
9920921 | Test kits,HCHO, formaldehyde |  |  | 1134 | 1 | 1 | See Cope Price List CU570-20
9920922 | Test kits,HS, hydrogen sulfide |  |  | 1134 | 1 | 1 | See Cope Price List CU570-20
9920924 | Test kits,Mg, magnesium | UN 3316, 9, III, (E) |  | 1134 | 1 | 1 | See Cope Price List CU570-20
9920925 | Test kits,O2, oxygen |  |  | 1135 | 1 | 1 | See Cope Price List CU570-20
9920926 | Test kits,Nges, total nitrogen | UN 3316, 9, II, (E) |  | 1134 | 1 | 1 | See Cope Price List CU570-20
9920927 | Test kits,NH4-N, ammonium | UN 3316, 9, III, (E) |  | 1135 | 1 | 1 | See Cope Price List CU570-20
9920928 | Test kits,NH4-N, ammonium | UN 3316, 9, III, (E) |  | 1135 | 1 | 1 | See Cope Price List CU570-20
9920929 | Test kits,NH4-N, ammonium |  |  | 1135 | 1 | 1 | See Cope Price List CU570-20
9920930 | Test kits,Ni, nickel | UN 3316, 9, II, (E) |  | 1135 | 1 | 1 | See Cope Price List CU570-20
9920931 | Test kits,NO2-N, nitrite |  |  | 1135 | 1 | 1 | See Cope Price List CU570-20
9920932 | Test kits,NO3-N, nitrate |  |  | 1135 | 1 | 1 | See Cope Price List CU570-20
9920933 | Test kits,NO3-N, nitrate |  |  | 1135 | 1 | 1 | See Cope Price List CU570-20
9920934 | Test kits,O2 COD, COD | UN 3316, 9, II, (E) |  | 1134 | 1 | 1 | See Cope Price List CU570-20
9920935 | Test kits,O2 COD, COD | UN 3316, 9, II, (E) |  | 1134 | 1 | 1 | See Cope Price List CU570-20
9920936 | Test kits,O2 COD, COD | UN 3316, 9, II, (E) |  | 1134 | 1 | 1 | See Cope Price List CU570-20
9920939 | Test kits,PO4-P, phosphate |  |  | 1135 | 1 | 1 | See Cope Price List CU570-20
9920940 | Test kits,PO4-P, phosphate |  |  | 1135 | 1 | 1 | See Cope Price List CU570-20
9920941 | Test kits,RH, residual hardness | (no dan. goods) |  | 1135 | 1 | 1 | See Cope Price List CU570-20
9920942 | Test kits,Si, silicon | UN 3316, 9, II, (E) |  | 1135 | 1 | 1 | See Cope Price List CU570-20
9920943 | Test kits,Sn, tin | UN 3316, 9, III, (E) |  | 1135 | 1 | 1 | See Cope Price List CU570-20
9920944 | Test kits,SO4, sulfate |  |  | 1135 | 1 | 1 | See Cope Price List CU570-20
9920945 | Test kits 01744 pH |  |  | 1135 | 1 | 1 | See Cope Price List CU570-20
9920946 | Test kits 01745 | Cd, cadmium |  | 1134 | 1 | 1 | See Cope Price List CU570-20
9920948 | Test kits 01746 | SO3, sulphite |  | 1135 | 1 | 1 | See Cope Price List CU570-20
9920949 | Test kits 00595 | Cl 2, chlorine free |  | 1134 | 1 | 1 | See Cope Price List CU570-20
9920950 | Test kits 00597 | Cl 2, chlorine free+total | (no dan. goods) | 1134 | 1 | 1 | See Cope Price List CU570-20
9920951 | Test kits 00599 | Cl 2, chlorine free |  | 1134 | 1 | 1 | See Cope Price List CU570-20
9920952 | Test kits 00607/1 | O3, ozone, no dan. goods |  | 1135 | 1 | 1 | See Cope Price List CU570-20
9920953 | Test kits 00815 | Mg, magnesium |  | 1134 | 1 | 1 | See Cope Price List CU570-20
9920954 |  |  |  | 1135 | 1 | 1 | See Cope Price List CU570-20
9920955 |  |  |  | 1135 | 1 | 1 | See Cope Price List CU570-20
9920956 | Test kit: C3/25, 25 tests | 10 - 150 mg/l CSB, | UN 316, 9, II, (E) | 1134 | 1 | 1 | See Cope Price List CU570-20
9920957 | Test kit: C4/25, 25 tests | 25 - 1500 mg/l CSB, | UN 3316, 9, II, (E) | 1134 | 1 | 1 | See Cope Price List CU570-20
9920958 | Test kit: A6/25 | 0.20 - 8.00 mg/l NH4-N, 25 tests | UN 3316, 9, III, (E) | 1135 | 1 | 1 | See Cope Price List CU570-20
9920959 | Test kit: N2/25 | 0.5 - 25.0 mg/l NO3-N, 25 tests | UN 3316, 9, II, (E) | 1135 | 1 | 1 | See Cope Price List CU570-20
9920960 | Test kit: N5/25 | 0.01 - 0.700 mg/l NO2-N, | 25 tests , no dan. goods | 1135 | 1 | 1 | See Cope Price List CU570-20
9920961 | Test kit: P6/25 | 0.05 - 5.00 mg/l PO4-P, 25 tests | UN 3316, 9, II, (E) | 1135 | 1 | 1 | See Cope Price List CU570-20
9920962 | Test kit: P7/25 | 0.5 - 25 mg/l PO4-P,25 tests | UN 3316, 9, II, (E) | 1135 | 1 | 1 | See Cope Price List CU570-20
9920963 | Reaction cuvette test Type Mg 00816 | Mg, Manganese A, 0.10 - 5,00 mg/l |  | 1134 | 1 | 1 | See Cope Price List CU570-20
9920964 | Reaction cuvette test type Mo 19252 | Mo, Molybdän, 0,5 - 45,0 mg/l |  | 1134 | 1 | 1 | See Cope Price List CU570-20
9920965 | Reaction cuvette test Type Mo-1 TP | Mo, Molybdän, 0,0 - 35,0 mg/l |  | 1134 | 1 | 1 | See Cope Price List CU570-20
9920966 | Reaction cuvette system: type F 00809 | Fluoride 0.10 - 1.80 mg/l F, | 25 tests | 1134 | 1 | 1 | See Cope Price List CU570-20
9920983 | Test kits model 09711 | for PhotoLab photometer |  | 1134 | 1 | 1 | See Cope Price List CU570-20
9922810 | Portable tubidity meter HI 98713-02 | ISO 7027 conform, 230 V |  | 1147 | 1 | 1 | 1108.83
9923601 | LED filter photometer pHotoFlex® pH/SET | in field case with table insert | incl. SenTix® 41, pipette KK/VAR 5000 | 1132 | 1 | 1 | 3118.28
9923602 | LED filter photometer pHotoFlex® Turb/SET | with pH function and turbidity (IR) in field case | with table insert incl. calibration standard kit, | 1132 | 1 | 1 | 0
9923624 | Photometers pHotoFlex® STD |  |  | 1132 | 1 | 1 | 1737.9
9923625 | Photometers pHotoFlex® pH |  |  | 1132 | 1 | 1 | 2143.96
9923626 | Photometers pHotoFlex® Turb |  |  | 1132 | 1 | 1 | 2731.15
9923631 | Photometer,PhotoLab S6,with 6 interference filters |  |  | 1133 | 1 | 1 | 2722.88
9923632 | Photometer,PhotoLab S6A,with 6 interference filter | battery/220 V operated |  | 1133 | 1 | 1 | 2811.66
9923635 | Photometer,PhotoLab S12,with 12 interference | filters |  | 1133 | 1 | 1 | 3906.73
9923636 | Photometer,PhotoLab S12A,with 12 interference | filters,battery/220V operated |  | 1133 | 1 | 1 | 3906.73
9923638 | Spare lamp |  |  | 1133 | 1 | 1 | 80.81
9926304 | Controlled temperature cabinets | TS 606/2-i for 2 units |  | 1143 | 1 | 1 | Refer to Cope
9926308 | Controlled temperature cabinets | TS 606/4-i for 4 units |  | 1143 | 1 | 1 | Refer to Cope
9926311 | Controlled temperature cabinets | TS 1006-i for 4 units |  | 1143 | 1 | 1 | See Cope Price List CU570-20
9941600 | BEL-ART-Anti-vibration platform | small, Vibrasorb®, 350x350x76mm |  | 367 | 1 | 1 | 1051.77
9943004 | Hand centrifuge, with head 4 x 15 ml, complete | with buckets and table clamp |  | 636 | 1 | 1 | Refer to Cope
9943117 | Microlitre centrifuge MIKRO 200 | without rotor, | 220-240 V, 50-60 Hz | 638 | 1 | 1 | See Cope Price List CD590-14
9943118 | Microlitre centrifuge MIKRO 200 R | cooled, without rotor, | 220-240 V, 50-60 Hz | 638 | 1 | 1 | 5080.4
9943119 | Benchtop centrifuge ROTOFIX 32 A | without rotor, microprocessor controlled | 208-240 V / 50-60 Hz | 637 | 1 | 1 | 2166.38
9943120 | Benchtop centrifuge UNIVERSAL 320 | without rotor, microprocessor-controlled | with collectorless drive, 220-240 V, 50-60 Hz | 639 | 1 | 1 | 3470.98
9943121 | Benchtop centrifuge UNIVERSAL 320 R | cooled, without rotor, microprocessor-controlled | with collectorless drive, 220-240 V, 50-60 Hz | 639 | 1 | 1 | 6579.43
9943125 | Benchtop centrifuge ROTINA 420 | without rotor, microprocessor controlled | 220-240 V, 50-60 Hz | 640 | 1 | 1 | 5535.76
9943126 | Benchtop centrifuge ROTINA 420 R | without rotor, cooled, microprocessor controlled | 220-240 V, 50-60 Hz | 640 | 1 | 1 | 8565.18
9943129 | Benchtop centrifuges ROTINA 380 | without rotor, (not cooled) |  | 639 | 1 | 1 | See Cope Price List CD650-57
9943130 | Benchtop centrifuge ROTINA 380 | without rotor, (cooled) |  | 639 | 1 | 1 | See Cope Price List CD650-62
9943150 | Tabel centrifuge ROTANTA 460 | 200-240V, 50/60 Hz, | brushless drive, without rotor | 640 | 1 | 1 | 6786.41
9943152 | Table centrifuge ROTANTA 460R | 200-240V, 50 Hz, cooled, | brushless drive, without rotor | 640 | 1 | 1 | 9859.74
9943154 | Undertable centrifuge ROTANTA 460RC | 200-240V, 50 Hz, cooled, | brushless drive, without rotor | 640 | 1 | 1 | 11348.74
9943155 | Standing centrifuge ROTANTA 460RF | 200-240V, 50 Hz, cooled, | brushless drive, without rotor | 640 | 1 | 1 | 12654.59
9943250 | Benchtop centrifuge MIKRO 220 | without rotor |  | 638 | 1 | 1 | See Cope Price List CD600-79
9943251 | Benchtop centrifuge MIKRO 220 R | refrigerated, without rotor |  | 638 | 1 | 1 | See Cope Price List CD600-79
9943327 | Angle rotor 24-place | with lid, aerosol-tight | for 0,4-2,0 ml microlitre vessels | 638 | 1 | 1 | See Cope Price List CD600-87
9943339 | Round cup 100ml | for 1 x 100 ml, | for rotor 9.943 386 for tubes 44x100 mm | 637 | 1 | 1 | 157.56
9943386 | Swing-out rotor 4-place | without carrier, angle up to 90° |  | 637 | 1 | 1 | 439.05
9943399 | Swing-out rotor 4-place | without carrier, angle up to 90° |  | 639 | 1 | 1 | 613.82
9943467 | Swing-out rotor 4-place | without carrier, up to angle 90° |  | 639 | 1 | 1 | 1219.3
9943468 | LM-nut carrier size 13 |  |  | 639 | 1 | 1 | 206.28
9943474 | Swing-out rotor 4-place | without carrier, angle 90° |  | 640 | 1 | 1 | See Cope Price List CD728.60
9943475 | Swing-out rotor 4x | without carriers in ROTINA 420/420R |  | 640 | 1 | 1 | 1197.97
9943477 | Angle rotor 24x | with cover with bio-containment, | for 1,5 - 2,0 ml vessels | 638 | 1 | 1 | 628.38
9943479 | Benchtop centrifuge EBA 200 S | incl. 8-fold angle rotor | 200-240 V | 636 | 1 | 1 | 2318.17
9943486 | Round beaker with one-hand clamp lock |  |  | 640 | 1 | 1 | 405.6
9943487 | Lid for beaker 9.943 486 |  |  | 640 | 1 | 1 | 90.67
9945715 | Angle rotor 24 x 1.5/2.0 ml | for Z 216 MK (old) |  | 641 | 1 | 1 | #N/A
9945716 | Angle rotor 24 x 1.5/2.0 ml | hermetically sealed | for Z 216 MK (old) | 641 | 1 | 1 | #N/A
9945717 | Angle rotor 30 x 1,5/2,0ml | hermetically sealed | for Z 216 MK (old) | 641 | 1 | 1 | 649.2
9945718 | Angler rotor for 4x8 PCR stripes | for Z 216 MK (old) |  | 641 | 1 | 1 | 848.94
9945728 | Angle rotor 12x15ml RB | or Falcon, Ø 17 mm | for Z 206 A | 642 | 1 | 1 | 275.66
9945729 | Angle rotor 6 x 50 ml RB | or Falcon, Ø 30 mm | for Z 206 A | 642 | 1 | 1 | 467.89
9945737 | Centrifuge Z 206 A | 230 V / 50-60 Hz |  | 642 | 1 | 1 | 1037.64
9945738 | Centrifuge Z 206 A | with angle rotor 9.945 728 | for 12 x 15 ml tubes (Ø 17,5 x 125 mm) | 642 | 1 | 1 | 1222.93
9945739 | Angle rotor 18 x 1,5/2,0 ml | for Z 206 A |  | 642 | 1 | 1 | 241.34
9945740 | Swing-out-rotor 6x5ml | für Z 206 A |  | 642 | 1 | 1 | 325.97
9945750 | Bucket 100ml, Ø44x108mm | pack of 2 |  | 643 | 1 | 1 | 113.63
9945752 | Bucket 50ml Flacon, Ø30x116mm | pack of 2 |  | 643 | 1 | 1 | 113.63
9945753 | Bucket 2x15ml Flacon, Ø17x120mm | pack of 2 |  | 643 | 1 | 1 | 113.63
9945760 | Shaking incubator VorTemp 56 | for micro tubes and -plates, | 230 V, incl. EU & UK power cords | 1310 | 1 | 1 | 1850.47
9945761 | Shaking incubator VorTemp 1550 | for micro tubes and -plates, | 230 V, incl. EU & UK power cords | 1310 | 1 | 1 | 2305.7
9945762 | Additional platform | for microtubes |  | 1310 | 1 | 1 | 172.08
9945763 | Alublock 48 x 0,2 ml PCR tubes | or 6 x 0,2 ml strips |  | 1299 | 1 | 1 | 100.12
9945764 | Alublock 12 x 15 ml centrifuge tubes |  |  | 1299 | 1 | 1 | 96.03
9945765 | Alublock 5 x 50 ml centrifuge tubes |  |  | 1299 | 1 | 1 | 96.03
9945771 | Beaker 10 x 1,5 ml | Ø 11 mm, length 42 mm | pack of 2 | 643 | 1 | 1 | 113.63
9945772 | Roundbeaker 2x50ml Falcon | Ø 29 mm, length 116 mm | pack of 2 | 643 | 1 | 1 | 191.02
9945773 | Roundbeaker 3x15ml Falcon | Ø 17 mm, length 120 mm | pack of 2 | 643 | 1 | 1 | 193.2
9945780 | AccuBlock Mini dry bath | aluminium block for 12x1,5 ml tubes, | +5...100°C, 230V / 50/60 Hz | 1298 | 1 | 1 | 284.86
9945781 | Individual Adapters | for 0,5/0,6ml tubes | pack of 8 | 629 | 1 | 1 | 53.33
9945782 | Adapter | for 0,4/0,25ml tubes | pack of 8 | 629 | 1 | 1 | 53.33
9945783 | Individual Adapters | for 0,2ml thermal cycling tubes | pack of 8 | 629 | 1 | 1 | 53.33
9945789 | Centrifuge PRISM mini | cpl. with 8 place 1,5/2,0ml rotor and | 4 place PCR strips rotor, 230 V, EU cord | 629 | 1 | 1 | 195.76
9945790 | Mini plate spinner MPS 1000 | 230 V |  | 628 | 1 | 1 | 530.13
9945793 | Microcentrifuge Prism R | refrigerated, rotor 24-place, | 230 V, incl. EU & UK power cords | 631 | 1 | 1 | 3862.67
9945794 | Adapter StripSpin | for 0,2 ml tubes, | for standard rotor | 631 | 1 | 1 | 88.72
9945795 | Microcentrifuge Prism | 24-place rotor, 230 V | incl. EU & UK power cords | 631 | 1 | 1 | 952.47
9945796 | Individual Adapters | for 0,5/0,6ml tubes | pack of 6 | 631 | 1 | 1 | 42.82
9945797 | Adapter | for 0,4/0,25ml tubes | pack of 6 | 631 | 1 | 1 | 42.82
9945798 | Individual Adapters | for 0,2ml thermal cycling tubes | pack of 6 | 631 | 1 | 1 | 42.82
9945799 | Microcentrifuge Spectrafuge 24D digital | 500 - 13300 rpm, | blue accents, 230V | 631 | 1 | 1 | 895.94
9945903 | Tube rack 7 x 5-7ml | Ø 13 mm, length min./max. 75/100 mm | pack of 2 | 643 | 1 | 1 | 110.27
9945910 | Microtiter rotor with 2x3 holder | for cell culture plates |  | 643 | 1 | 1 | 1067.5
9945912 | Angle rotor for max. 12x15ml RB | or Falcon, Ø 17 mm |  | 643 | 1 | 1 | 492.86
9945913 | Angle rotor 6 x 50 ml RB | or Falcon, Ø 30 mm |  | 643 | 1 | 1 | 524.35
9945915 | Angle rotor 6x85ml tubes |  |  | 642 | 1 | 1 | 1231.17
9945916 | Angle rotor for max. 20x10ml tubes |  |  | 642 | 1 | 1 | 1195.15
9945919 | Angle rotor for 4 x 8 PCR stripes |  |  | 643 | 1 | 1 | 924.41
9945922 | Angle rotor for 12x5 ml | reaction vessels, lockable | for Z 216 MK (old) | 641 | 1 | 1 | #N/A
9945933 | Microlitre centrifuge Z 216 MK | incl. rotor V14, 24 x 1,5/2,0 ml | cooled, 120 V / 50-60 Hz | 641 | 1 | 1 | 3755.28
9947060 | Test tablets, ammonia No.1 | pack of 100 | (no dan. goods) | 1131 | 1 | 1 | 33.16
9947062 | Reagent tablets No. 2 | pack of 100, ammonia | UN 2680, 8, II, (E) | 1131 | 1 | 1 | 34
9947065 | Test tablets DPD no. 1 | pack of 100 |  | 1131 | 1 | 1 | 23.55
9947066 | Reagent tablets DPD 1 | pack of 250 |  | 1131 | 1 | 1 | 43.34
9947079 | Reagent tablets DPD No. 1 Ness | pack of 100 |  | 1123 | 1 | 1 | 36.94
9947080 | Reagent tablets DPD No. 2 Ness | pack of 100 |  | 1123 | 1 | 1 | 43.34
9947081 | Reagent tablets DPD No. 3 Ness | pack of 100 |  | 1123 | 1 | 1 | 36.94
9947100 | Reagent tablets iron-LR | pack of 100 | no dan. goods | 1131 | 1 | 1 | 68.11
9947108 | Reagent tablets nitrite-LR | pack of 100 (no dan. goods) |  | 1131 | 1 | 1 | 33.16
9947280 | Spectrophotometric colorimeter PFXi-195/1 | with RCMSi pack |  | 1122 | 1 | 1 | See Cope Price List CS725-15
9947281 | Spectrophotometric colorimeter PFXi-195/2 | with RCMSi pack |  | 1122 | 1 | 1 | See Cope Price List CS725-25
9947282 | Spectrophotometric colorimeter PFXi-195/4 | with RCMSi pack |  | 1122 | 1 | 1 | See Cope Price List CS725-45
9947283 | Spectrophotometric colorimeter PFXi-195/5 | with RCMSi pack |  | 1122 | 1 | 1 | See Cope Price List CS725-55
9947284 | Spectrophotometric colorimeter PFXi-880/L | with RCMSi pack |  | 1122 | 1 | 1 | Refer to Cope
9947285 | Spectrophotometric colorimeter PFXi-880/P | with RCMSi pack |  | 1122 | 1 | 1 | Refer to Cope
9947286 | Spectrophotometric colorimeter PFXi-995 | with RCMSi pack |  | 1122 | 1 | 1 | Refer to Cope
9947287 | Spectrophotometric colorimeter PFXi-995/P | with RCMSi pack |  | 1122 | 1 | 1 | Refer to Cope
9947300 | Plastic container 1050ml | for balances CS/CL series |  | 345 | 1 | 1 | See Cope Price List BB552-26
9947302 | Stainless steel weighing | pan cover for C.S series |  | 345 | 1 | 1 | See Cope Price List BB552-28
9947316 | Theft protection clamp |  |  | 358 | 1 | 1 | Refer to Cope
9947334 | Colour grading kit | AF329 0 - 250 mg Pt/l |  | 1123 | 1 | 1 | Refer to Cope
9947335 | Colour grading kit | AF325, 10 - 250 mg Pt/l |  | 1123 | 1 | 1 | Refer to Cope
9947336 | Colour grading kit | AF328 0 - 70 mg/Pt/l |  | 1123 | 1 | 1 | Refer to Cope
9947340 | Tintometer Model F |  |  | 1122 | 1 | 1 | See Cope Price List CS700-20
9947341 | Optical glass cell W600/OG/½" | path length ½" |  | 1122 | 1 | 1 | See Cope Price List CS780-46
9947342 | Optical glass cell W600/OG/1" | path length 1" |  | 1122 | 1 | 1 | See Cope Price List CS780-48
9947343 | Optical glass cell W600/OG/5¼" | path length 5¼" |  | 1122 | 1 | 1 | See Cope Price List CS780-58
9947346 | Replacement sample chamber | insert for model F | pack of 3 | 1122 | 1 | 1 | Refer to Cope
9947347 | Accessory pack for solid | sample measurement |  | 1122 | 1 | 1 | Refer to Cope
9947500 | Moisture balance MB35 | 35 g / 0.01%/0.001 g | weighing pan 90 mm dia. | 361 | 1 | 1 | See Cope Price List MW180-05
9947538 | Standart paper roll | for RS-P25,USB-P25,RS-P26,RS-P28 | (5 rolls) | 295 | 1 | 1 | 25.79
9947539 | Printer ribbon, black | for LC-P, SF-42, GA42 and GA45 |  | 295 | 1 | 1 | 25.29
9947540 | Lables for LC-P and GA 45 |  |  | 295 | 1 | 1 | 10.48
9947550 | Density meter Densito 30 PX |  |  | 405 | 1 | 1 | See Cope Price List DC380-20
9947551 | Density standards 6ml | 10 piece set with certificate |  | 405 | 1 | 1 | Refer to Cope
9947604 | Moisture balance MB23 | 10 g / 0.2%, (without glass) | weighing pan 90 mm dia. | 361 | 1 | 1 | See Cope Price List MW178-15
9947605 | Moisture balance MB25 | 10 g / 0.05%, | weighing pan 90 mm dia. | 361 | 1 | 1 | See Cope Price List MW178-25
9950034 | hydrometer jars 150 x 38 mm | glass, with spout and base |  | 402 | 1 | 1 | See Cope Price List HT400-20
9950035 | hydrometer jars 200 x 38 mm | glass, with spout and base |  | 402 | 1 | 1 | See Cope Price List HT404-20
9950036 | hydrometer jars 200 x 50 mm | glass, with spout and base |  | 402 | 1 | 1 | See Cope Price List HT404-25
9950037 | hydrometer jars 250 x 50 mm | glass, with spout and base |  | 402 | 1 | 1 | See Cope Price List HT406-25
9950038 | hydrometer jars 300 x 50 mm | glass, with spout and base |  | 402 | 1 | 1 | See Cope Price List HT408-25
9950039 | hydrometer jars 350 x 63 mm | glass, with spout and base |  | 402 | 1 | 1 | See Cope Price List HT410-30
9950065 | Moisture balance MB45 | 45 g / 0.01%/0.001 g | weighing pan 90 mm dia. | 361 | 1 | 1 | See Cope Price List MW180-10
9950177 | Melting point apparatus, digital | Ambient to 300°C, 230V/50Hz, 75W | delivered with pack of 100 tubes | 408 | 1 | 1 | See Cope Price List MG158-10
9950179 | digital thermometer "Checktemp C" | -50...+150°C |  | 375 | 1 | 1 | See Cope Price List TJ702-10
9950180 | Digital thermometers "checktemp 1 C" | -50...+150°C |  | 375 | 1 | 1 | See Cope Price List TJ705-12
9950188 | Melting point apparatus | model SMP 30 |  | 409 | 1 | 1 | See Cope Price List MG170-35
9950194 | LLG-Weighing boats 30 ml, PS | white, antistatic | pack of 500 | 366 | 1 | 1 | 11.77
9950195 | LLG-Weighing boats 100 ml, PS | white, antistatic | pack of 250 | 366 | 1 | 1 | 17.92
9950196 | LLG-Weighing boats 30 ml, PS | black, antistatic | pack of 500 | 366 | 1 | 1 | 11.77
9950197 | LLG-Weighing boats 100 ml, PS | black, antistatic | pack of 250 | 366 | 1 | 1 | 19.23
9950222 | Electronic balance 200g | CS 200 |  | 344 | 1 | 1 | See Cope Price List BB550-66
9950223 | Portable electronic balance | CS 2000 2000g:1,0g |  | 344 | 1 | 1 | See Cope Price List BB550-72
9950224 | Electronic balance 5000 g | CS 5000 |  | 344 | 1 | 1 | See Cope Price List BB550-77
9950296 | Plastipak® Disposable syringes PP with luer nozzle | pack of 100, 1ml TB, | with two-piece plunger | 1359 | 1 | 1 | See Cope Price List SY210-10
9950297 | Plastipak® Disposable syringes PP with luer nozzle | pack of 100, 2ml | with two-piece plunger | 1359 | 1 | 1 | See Cope Price List SY210-20
9950298 | Plastipak® Disposable syringes PP with luer nozzle | pack of 100, 5ml | with two-piece plunger | 1359 | 1 | 1 | See Cope Price List SY210-30
9950299 | Plastipak® Disposable syringes PP with luer nozzle | pack of 100, 10 ml | with two-piece plunger | 1359 | 1 | 1 | See Cope Price List SY210-40
9950300 | Plastipak® Disposable syringes PP with luer nozzle | pack of 120, 20ml | with two-piece plunger | 1359 | 1 | 1 | See Cope Price List SY210-55
9950301 | Plastipak® Disposable syringes PP with luer nozzle | pack of 60, 50ml | with two-piece plunger | 1359 | 1 | 1 | See Cope Price List SY210-70
9950302 | Disposable needles 18Gx1 1/2 inch | pack of 100, 1,2x40mm, stainless steel |  | 1359 | 1 | 1 | See Cope Price List SY217-15
9950303 | Disposable needles 19Gx1 1/2 inch | pack of 100, 1,1x40mm, stainless steel |  | 1359 | 1 | 1 | See Cope Price List SY217-25
9950304 | Disposable needles 20Gx1 inch | pack of 100, 0,9x25mm, stainless steel |  | 1359 | 1 | 1 | See Cope Price List SY217-35
9950305 | Disposable needles 21Gx1 1/2 inch | pack of 100, 0,8x40mm, stainless steel |  | 1359 | 1 | 1 | See Cope Price List SY217-55
9950306 | Disposable needles 23Gx1 inch | pack of 100, 0,6x25mm, stainless steel |  | 1359 | 1 | 1 | See Cope Price List SY217-75
9950307 | Disposable needles 25Gx5/8 inch | pack of 100, 0,5x16mm, stainless steel |  | 1359 | 1 | 1 | See Cope Price List SY217-85
9950308 | Chromatography paper 100x300mm | pack of 100, grade 1 Chr |  | 1393 | 1 | 1 | See Cope Price List CJ300-10
9950309 | Chromatography paper 200x200mm | pack of 100, grade 1 Chr |  | 1393 | 1 | 1 | See Cope Price List CJ300-20
9950310 | Chromatography paper 250x250mm | pack of 100, grade 1 Chr |  | 1393 | 1 | 1 | See Cope Price List CJ300-30
9950311 | Chromatography paper 1 Chr | pack of 100, 460x570mm |  | 1393 | 1 | 1 | See Cope Price List CJ300-40
9950312 | Grade 3MM Chr Blotting Paper, sheet, 20 × 20 cm, | pack of 100 |  | 1393 | 1 | 1 | See Cope Price List CJ312-20
9950313 | Grade 3MM Chr Blotting Paper, sheet, 31.5 × 33.5 | cm, pack of 100 |  | 1393 | 1 | 1 | See Cope Price List CJ312-34
9950314 | Chromatography paper 460x570mm | pack of 100, grade 3 Chr |  | 1393 | 1 | 1 | See Cope Price List CJ308-40
9950315 | Chromatography paper 3MM Chr | pack of 100, 580x680mm |  | 1393 | 1 | 1 | See Cope Price List CJ312-50
9950316 | Chromatography paper 460x570mm | pack of 100, grade 4 Chr |  | 1393 | 1 | 1 | Refer to Cope
9950317 | Chromatography paper 460x570mm | pack of 25, grade 17Chr |  | 1393 | 1 | 1 | See Cope Price List CJ320-40
9950319 | SG81 Ion Exchange Paper, sheet, pack of 25 |  |  | 1393 | 1 | 1 | Refer to Cope
9950321 | Grade 1 Chr Cellulose Chromatography Paper, | strips, 11 × 21.3 cm, pack of 100 |  | 1393 | 1 | 1 | Refer to Cope
9950322 | Chromatography paper grade 1 Chr | roll 100mx10mm |  | 1393 | 1 | 1 | See Cope Price List CJ500-12
9950323 | Chromatography paper, grade 1 Chr | roll 100mx20mm |  | 1393 | 1 | 1 | See Cope Price List CJ500-14
9950324 | Chromatography paper, grade 1 chr | roll 100mx30mm |  | 1393 | 1 | 1 | See Cope Price List CJ500-16
9950325 | Chromatography paper, grade 1Chr | roll 100mx40mm |  | 1393 | 1 | 1 | See Cope Price List CJ500-18
9950326 | Chromatography paper 1Chr | 100mx50mm in reels |  | 1393 | 1 | 1 | See Cope Price List CJ500-22
9950327 | Chromatography paper , grade 3MM chr | roll 100mx20mm |  | 1393 | 1 | 1 | Refer to Cope
9950328 | Chromatography paper, grade 1 Chr | roll 100mx100mm |  | 1393 | 1 | 1 | See Cope Price List CJ500-28
9950329 | Chromatography paper, grade 1 Chr | roll 100mx150mm |  | 1393 | 1 | 1 | See Cope Price List CJ500-34
9950330 | Chromatography paper, grade 3MM Chr | roll 100mx100mm |  | 1393 | 1 | 1 | See Cope Price List CJ504-28
9950331 | Chromatography paper 3MM chr. | 100mx150mm in reels |  | 1393 | 1 | 1 | See Cope Price List CJ504-34
9950332 | Chromatography paper, grade 3MM Chr | roll 100mx190mm |  | 1393 | 1 | 1 | See Cope Price List CJ504-36
9950333 | Chromatography paper, grade 3MM chr | roll 100mx230mm |  | 1393 | 1 | 1 | See Cope Price List CJ504-42
9950334 | Chromatography paper, grade 3MM Chr | roll 100mx270mm |  | 1393 | 1 | 1 | See Cope Price List CJ504-44
9950371 | Chromatography paper 3MM Chr | pack of 100, 460x570mm |  | 1393 | 1 | 1 | See Cope Price List CJ312-40
9950372 | Flask shaker with two side-arms | eight clamps and allen key | 230V 50HZ A.C. | 480 | 1 | 1 | See Cope Price List SE530-10
9950373 | Spare clamp for SF1 |  |  | 480 | 1 | 1 | See Cope Price List SE534-08
9950374 | Side arms (x2) and 4 clamps | for SF1 (for hold up to 12 vessels) |  | 480 | 1 | 1 | See Cope Price List SE534-18
9950375 | Rotator drive 230V/50Hz (n.b. vessel holding | drum not included must be ordered | seperately) 650 x 250 x 250 mm | 490 | 1 | 1 | See Cope Price List SE580-10
9950376 | Drum for use with STR4 & STR1/1-6) | for 9.950 375 |  | 490 | 1 | 1 | See Cope Price List SE590-10
9950378 | Clip plate for 12x12 mm tubes | (per pair) |  | 490 | 1 | 1 | See Cope Price List SE604-10
9950379 | Clip plate for 10x16 mm tubes | (per pair) |  | 490 | 1 | 1 | See Cope Price List SE604-15
9950380 | Clip plate for 8x9 mm tubes | (per pair) |  | 490 | 1 | 1 | See Cope Price List SE604-20
9950381 | Clip plate for 7x24 mm tubes | (per pair) |  | 490 | 1 | 1 | See Cope Price List SE604-25
9950382 | Drum with 2 platforms to hold | flasks or bottles |  | 491 | 1 | 1 | See Cope Price List SE605-10
9950384 | Drum which figure 8 mixing action |  |  | 491 | 1 | 1 | See Cope Price List SE610-10
9950385 | Drum with 4 segment cradles | holding up to 4 bottles |  | 491 | 1 | 1 | See Cope Price List SE610-40
9950386 | Srum with 4 segment cradles | and 4 tube racks |  | 491 | 1 | 1 | See Cope Price List SE610-55
9950387 | Spare rack for 60 x 1,5 ml tubes |  |  | 491 | 1 | 1 | See Cope Price List SE610-57
9950398 | Melting point apparatus | automatic, model SMP 40 |  | 410 | 1 | 1 | See Cope Price List MG180-10
9950399 | Printer SMP 30/1 | for SMP 30 |  | 409 | 1 | 1 | See Cope Price List CR315-95
9950400 | Capillary tubes, closed | pack of 100 |  | 410 | 1 | 1 | Refer to Cope
9950408 | Portable magnetic stirrer complete | with 4x LR20 batteries and | 25mm, PTFE stir bar | 426 | 1 | 1 | See Cope Price List SS320-40
9950409 | Mains adapter 9 V a.c. for 230V/50Hz | supply with UK plug |  | 426 | 1 | 1 | See Cope Price List SS322-10
9950410 | Mains adapter 9V a.c. for 230V/50Hz | supply with European 2 pin plug |  | 426 | 1 | 1 | See Cope Price List SS322-20
9950411 | Car battery adapter 12V, fitted | with standard car cigarette/cigar plug |  | 426 | 1 | 1 | See Cope Price List SS322-45
9950424 | Magnetic stirrer SB 162-3 | with heating plate |  | 431 | 1 | 1 | Refer to Cope
9950531 | CSB Photometer AL200 COD VARIO | (photometer only) |  | 1136 | 1 | 1 | 524.36
9950533 | CSB/COD vario tube test, 438 nm | 0-150 mg/l, pack of 25 tests |  | 1136 | 1 | 1 | 38.62
9950534 | CSB/COD vario tube test, 610 nm | 0-1500 mg/l, pack of 25 tests |  | 1136 | 1 | 1 | 38.62
9950535 | CSB/COD vario tube test, 610 nm | 0-15000 mg/l, pack of 25 tests |  | 1136 | 1 | 1 | 38.62
9950979 | Cellulose Nitrate Membrane Circle, plain, 0.1 µm | pore size, 25 mm, pack of 100 |  | 665 | 1 | 1 | Refer to Cope
9950980 | Cellulose Nitrate Membrane Circle, plain, 0.1 µm | pore size, 47 mm, pack of 100 |  | 665 | 1 | 1 | See Cope Price List FC150-19
9950981 | Cellulose Nitrate Membrane Circle, plain, 0.2 µm | pore size, 13 mm, pack of 100 |  | 665 | 1 | 1 | See Cope Price List FC152-08
9950982 | Cellulose Nitrate Membrane Circle, plain, 0.2 µm | pore size, 25 mm, pack of 100 |  | 665 | 1 | 1 | See Cope Price List FC152-12
9950983 | Cellulose Nitrate Membrane Circle, plain, 0.2 µm | pore size, 47 mm, pack of 100 |  | 665 | 1 | 1 | See Cope Price List FC152-19
9950984 | Cellulose Nitrate Membrane Circle, plain, 0.2 µm | pore size, 90 mm, pack of 25 |  | 665 | 1 | 1 | See Cope Price List FC152-32
9950985 | Cellulose Nitrate Membrane Circle, plain, 0.2 µm | pore size, 142 mm, pack of 25 | UN 3270, 4.1, II, (E) | 665 | 1 | 1 | See Cope Price List FC152-40
9950988 | Cellulose Nitrate Membrane Circle, plain, 0.45 µm | pore size, 13 mm, pack of 100 |  | 665 | 1 | 1 | See Cope Price List FC156-08
9950989 | Cellulose Nitrate Membrane Circle, plain, 0.45 µm | pore size, 25 mm, pack of 100 |  | 665 | 1 | 1 | See Cope Price List FC156-12
9950991 | Cellulose Nitrate Membrane Circle, plain, 0.45 µm | pore size, 47 mm, pack of 100 |  | 665 | 1 | 1 | See Cope Price List FC156-19
9950992 | Cellulose Nitrate Membrane Circle, plain, 0.45 µm | pore size, 50 mm, pack of 100 |  | 665 | 1 | 1 | See Cope Price List FC156-21
9950994 | Cellulose Nitrate Membrane Circle, plain, 0.45 µm | pore size, 90 mm, pack of 25 | (no dan. goods) | 665 | 1 | 1 | See Cope Price List FC156-32
9950995 | Cellulose Nitrate Membrane Circle, plain, 0.45 µm | pore size, 142 mm, pack of 25 |  | 665 | 1 | 1 | See Cope Price List FC156-40
9950998 | Cellulose Nitrate Membrane Circle, plain, 0.65 µm | pore size, 47 mm, pack of 100 |  | 665 | 1 | 1 | See Cope Price List FC158-19
9951001 | Cellulose Nitrate Membrane Circle, plain, 0.8 µm | pore size, 25 mm, pack of 100 |  | 665 | 1 | 1 | See Cope Price List FC160-12
9951002 | Cellulose Nitrate Membrane Circle, plain, 0.8 µm | pore size, 37 mm, pack of 100 |  | 665 | 1 | 1 | See Cope Price List FC160-16
9951003 | Cellulose Nitrate Membrane Circle, plain, 0.8 µm | pore size, 47 mm, pack of 100 |  | 665 | 1 | 1 | See Cope Price List FC160-19
9951004 | Cellulose Nitrate Membrane Circle, plain, 0.8 µm | pore size, 90 mm, pack of 25 |  | 665 | 1 | 1 | Refer to Cope
9951005 | Cellulose Nitrate Membrane Circle, plain, 1 µm | pore size, 25 mm, pack of 100 |  | 665 | 1 | 1 | See Cope Price List FC162-12
9951006 | Cellulose Nitrate Membrane Circle, plain, 1 µm | pore size, 47 mm, pack of 100 |  | 665 | 1 | 1 | See Cope Price List FC162-19
9951008 | Cellulose Nitrate Membrane Circle, plain, 1.2 µm | pore size, 50 mm, pack of 100 |  | 665 | 1 | 1 | See Cope Price List FC163-21
9951009 | Cellulose Nitrate Membrane Circle, plain, 1.2 µm | pore size, 142 mm, pack of 25 |  | 665 | 1 | 1 | See Cope Price List FC163-40
9951010 | Cellulose Nitrate Membrane Circle, plain, 3 µm | pore size, 25 mm, pack of 100 |  | 665 | 1 | 1 | See Cope Price List FC165-12
9951011 | Cellulose Nitrate Membrane Circle, plain, 3 µm | pore size, 47 mm, pack of 100 |  | 665 | 1 | 1 | See Cope Price List FC165-19
9951012 | Cellulose Nitrate Membrane Circle, plain, 5 µm | pore size, 25 mm, pack of 100 |  | 665 | 1 | 1 | See Cope Price List FC168-12
9951013 | Cellulose Nitrate Membrane Circle, plain, 5 µm | pore size, 47 mm, pack of 100 |  | 665 | 1 | 1 | See Cope Price List FC168-19
9951014 | Cellulose Nitrate Membrane Circle, plain, 5 µm | pore size, 90 mm, pack of 25 |  | 665 | 1 | 1 | See Cope Price List FC168-32
9951016 | Mixed Cellulose Ester Circle WME Range, gridded, | white/black grid 3.1 mm, 0.45 µm pore size, 47 | mm, pack of 100 | 667 | 1 | 1 | See Cope Price List FC182-19
9951018 | Mixed Cellulose Ester Circle WME Range, gridded, | white/black grid 3.1 mm, 0.8 µm pore size, 25 mm, | pack of 100 | 667 | 1 | 1 | See Cope Price List FC188-12
9951029 | PTFE Membrane Circle WTP Range, 0.2 µm pore size, | 25 mm, pack of 100 |  | 668 | 1 | 1 | Refer to Cope
9951030 | PTFE Membrane Circle WTP Range, 0.2 µm pore size, | 47 mm, pack of 100 |  | 668 | 1 | 1 | Refer to Cope
9951031 | PTFE Membrane Circle WTP Range, 0.5 µm pore size, | 47 mm, pack of 100 |  | 668 | 1 | 1 | Refer to Cope
9951033 | PTFE Membrane Circle WTP Range, 1 µm pore size, 47 | mm, pack of 100 |  | 668 | 1 | 1 | Refer to Cope
9951034 | Anodisc Circle without Support Ring, 13 mm, 0.02 | µm pore size, pack of 100 |  | 668 | 1 | 1 | See Cope Price List FC250-06
9951035 | Anodisc Circle with Support Ring, 25 mm, 0.02 µm | pore size, pack of 50 |  | 668 | 1 | 1 | See Cope Price List FC250-08
9951036 | Anodisc Circle without Support Ring, 13 mm, 0.1 µm | pore size, pack of 100 |  | 668 | 1 | 1 | See Cope Price List FC252-06
9951038 | Anodisc Circle with Support Ring, 47 mm, 0.1 µm | pore size, pack of 50 |  | 668 | 1 | 1 | See Cope Price List FC252-12
9951039 | Anodisc Circle without Support Ring, 13 mm, 0.2 µm | pore size, pack of 100 |  | 668 | 1 | 1 | See Cope Price List FC254-06
9951040 | Anodisc Circle with Support Ring, 25 mm, 0.2 µm | pore size, pack of 50 |  | 668 | 1 | 1 | See Cope Price List FC254-08
9951041 | Anodisc Circle with Support Ring, 47 mm, 0.2 µm | pore size, pack of 50 |  | 668 | 1 | 1 | See Cope Price List FC254-12
9951042 | Nylon Membrane Circle, 0.2 µm pore size, 13 mm, | pack of 100 |  | 667 | 1 | 1 | See Cope Price List FC270-08
9951043 | Nylon Membrane Circle, 0.2 µm pore size, 47 mm, | pack of 100 |  | 667 | 1 | 1 | See Cope Price List FC270-19
9951044 | Nylon Membrane Circle, 0.2 µm pore size, 90 mm, | pack of 50 |  | 667 | 1 | 1 | See Cope Price List FC270-32
9951045 | Nylon Membrane Circle, 0.45 µm pore size, 13 mm, | pack of 100 |  | 667 | 1 | 1 | See Cope Price List FC273-08
9951046 | Nylon Membrane Circle, 0.45 µm pore size, 25 mm, | pack of 100 |  | 667 | 1 | 1 | See Cope Price List FC273-12
9951047 | Nylon Membrane Circle, 0.45 µm pore size, 47 mm, | pack of 100 |  | 667 | 1 | 1 | See Cope Price List FC273-19
9951048 | Nylon Membrane Circle, 0.45 µm pore size, 90 mm, | pack of 50 |  | 667 | 1 | 1 | See Cope Price List FC273-32
9951049 | Nylon Membrane Circle, 0.8 µm pore size, 47 mm, | pack of 100 |  | 667 | 1 | 1 | See Cope Price List FC276-19
9951061 | Puradisc 25 Syringe Filter, 0.2 µm, PES, sterile, | pack of 50 |  | 672 | 1 | 1 | See Cope Price List FC388-15
9951062 | Puradisc 25 Syringe Filter, 0.45 µm, PES, sterile, | pack of 50 |  | 672 | 1 | 1 | See Cope Price List FC388-23
9951063 | Puradisc 25 Syringe Filter, 0.2 µm, | polyethersulfone, pack of 200 |  | 672 | 1 | 1 | See Cope Price List FC388-18
9951064 | Puradisc 25 Syringe Filter, 0.45 µm, | polyethersulfone, pack of 200 |  | 672 | 1 | 1 | See Cope Price List FC388-26
9951065 | Puradisc 25 Syringe Filter, 0.2 µm, nylon, pack of | 50 |  | 672 | 1 | 1 | See Cope Price List FC388-43
9951066 | Puradisc 25 Syringe Filter, 0.2 µm, nylon, pack of | 200 |  | 672 | 1 | 1 | See Cope Price List FC388-46
9951067 | Puradisc 25 Syringe Filter, 0.45 µm, nylon, pack | of 50 |  | 672 | 1 | 1 | See Cope Price List FC388-49
9951068 | Puradisc 25 Syringe Filter, 0.45 µm, nylon, pack | of 200 |  | 672 | 1 | 1 | See Cope Price List FC388-52
9951069 | Puradisc 25 Syringe Filter, 0.2 µm, PTFE, pack of | 50 |  | 672 | 1 | 1 | See Cope Price List FC388-66
9951070 | Puradisc 25 Syringe Filter, 0.2 µm, PTFE, pack of | 200 |  | 672 | 1 | 1 | See Cope Price List FC388-68
9951071 | Puradisc 25 Syringe Filter, 0.45 µm, PTFE, pack of | 50 |  | 672 | 1 | 1 | See Cope Price List FC388-75
9951072 | Puradisc 25 Syringe Filter, 0.45 µm, PTFE, pack of | 200 |  | 672 | 1 | 1 | See Cope Price List FC388-77
9951073 | Puradisc 25 Syringe Filter, 1.0 µm, PTFE, pack of | 50 |  | 672 | 1 | 1 | See Cope Price List FC388-84
9951074 | Puradisc 25 Syringe Filter, 0.2 µm, polypropylene, | pack of 50 |  | 673 | 1 | 1 | Refer to Cope
9951075 | Puradisc 25 Syringe Filter, 0.2 µm, polypropylene, | pack of 200 |  | 673 | 1 | 1 | See Cope Price List FC390-17
9951076 | Puradisc 25 Syringe Filter, 0.45 µm, depth | polypropylene, pack of 50 |  | 673 | 1 | 1 | Refer to Cope
9951077 | Puradisc 25 Syringe Filter, 0.45 µm, depth | polypropylene, pack of 200 |  | 673 | 1 | 1 | See Cope Price List FC390-25
9951096 | Polydisc TF, 0.1 µm, pack of 10 |  |  | 684 | 1 | 1 | Refer to Cope
9951097 | Polydisc TF, 0.2 µm, pack of 10 |  |  | 684 | 1 | 1 | See Cope Price List FC430-15
9951098 | Polydisc TF, 0.45 µm, pack of 10 |  |  | 684 | 1 | 1 | See Cope Price List FC430-20
9951099 | Polydisc TF, 1.0 µm, pack of 10 |  |  | 684 | 1 | 1 | See Cope Price List FC430-30
9951118 | Polycap HD 36, 1.0 µm, with SB inlet and outlet, |  |  | 682 | 1 | 1 | See Cope Price List FC450-20
9951119 | Polycap HD 36, 5.0 µm, with SB inlet and outlet, |  |  | 682 | 1 | 1 | See Cope Price List FC450-25
9951120 | Polycap HD 36, 10.0 µm, with SB inlet and outlet, |  |  | 682 | 1 | 1 | See Cope Price List FC450-30
9951121 | Polycap HD 36, 20.0 µm, with SB inlet and outlet, |  |  | 682 | 1 | 1 | See Cope Price List FC450-35
9951122 | Polycap HD 75, 1.0 µm, with 1/2 SB inlet and | outlet, |  | 682 | 1 | 1 | See Cope Price List FC450-60
9951123 | Polycap HD 75, 5.0 µm, with 1/2 SB inlet and | outlet, |  | 682 | 1 | 1 | See Cope Price List FC450-65
9951125 | Polycap HD 75, 20.0 µm with 1/2 SB inlet and | outlet, |  | 682 | 1 | 1 | See Cope Price List FC450-20
9951126 | Polycap TF 36, 0.2 µm, with SB inlet and outlet, |  |  | 682 | 1 | 1 | See Cope Price List FC455-12
9951127 | Polycap TF 36, 1.0 µm, with SB inlet and outlet, |  |  | 682 | 1 | 1 | See Cope Price List FC455-17
9951128 | Polycap TF 75, 0.2 µm, with SB inlet and outlet, |  |  | 682 | 1 | 1 | See Cope Price List FC455-35
9951129 | Polycap TF 75, 1.0 µm, with 1/2 SB inlet and | outlet, |  | 682 | 1 | 1 | See Cope Price List FC455-45
9951130 | Polycap AS 36, sterile, 0.2 µm, with SB inlet and | outlet, |  | 682 | 1 | 1 | See Cope Price List FC470-15
9951174 | Autovial 12 Syringeless Filter, glass prefilter, | 0.2 µm, PVDF filtration medium, pack of 50 |  | 681 | 1 | 1 | See Cope Price List FC415-08
9951175 | Autovial 12 Syringeless Filter, glass prefilter, | 0.45 µm, PVDF filtration medium, pack of 50 |  | 681 | 1 | 1 | See Cope Price List FC415-12
9951176 | Autovial 12 Syringeless Filter, glass prefilter, | 0.45 µm, nylon filtration medium, pack of 50 |  | 681 | 1 | 1 | See Cope Price List FC415-16
9951177 | Autovial 12 Syringeless Filter, glass prefilter, | 0.2 µm, PTFE filtration medium, pack of 50 |  | 681 | 1 | 1 | See Cope Price List FC415-24
9951178 | Autovial 12 Syringeless Filter, glass prefilter, | 0.45 µm, PTFE filtration medium, pack of 50 |  | 681 | 1 | 1 | See Cope Price List FC415-27
9951186 | Anotop 10 Syringe Filter, 0.02 µm, pack of 50 |  |  | 674 | 1 | 1 | See Cope Price List FC365-10
9951187 | Anotop 10 Syringe Filter, 0.1 µm, pack of 50 |  |  | 674 | 1 | 1 | See Cope Price List FC365-14
9951188 | Anotop 10 Syringe Filter, 0.2 µm, pack of 50 |  |  | 674 | 1 | 1 | See Cope Price List FC365-18
9951189 | Anotop 10 Syringe Filter, sterile, 0.02 µm, pack | of 50 |  | 674 | 1 | 1 | Refer to Cope
9951190 | Anotop 10 Syringe Filter, sterile, 0.1 µm, pack of | 50 |  | 674 | 1 | 1 | See Cope Price List FC365-26
9951191 | Anotop 10 Syringe Filter, sterile, 0.2 µm, pack of | 50 |  | 674 | 1 | 1 | See Cope Price List FC365-32
9951192 | Anotop 10 Syringe Filter Plus, 0.02 µm, with glass | microfiber prefilter, pack of 50 |  | 674 | 1 | 1 | See Cope Price List FC365-39
9951193 | Anotop 10 Syringe Filter Plus, 0.1 µm, with glass | microfiber prefilter, pack of 50 |  | 674 | 1 | 1 | Refer to Cope
9951194 | Anotop 10 Syringe Filter Plus, 0.2 µm, with glass | microfiber prefilter, pack of 50 |  | 674 | 1 | 1 | See Cope Price List FC365-47
9951195 | Anotop 10 Syringe Filter Plus, sterile, 0.02 µm, | with glass microfiber prefilter, pack of 50 |  | 674 | 1 | 1 | Refer to Cope
9951196 | Anotop 10 Syringe Filter Plus, sterile, 0.1 µm, | with glass microfiber prefilter, pack of 50 |  | 674 | 1 | 1 | Refer to Cope
9951197 | Anotop 10 Syringe Filter Plus, sterile, 0.2 µm, | with glass microfiber prefilter, pack of 50 |  | 674 | 1 | 1 | Refer to Cope
9951198 | Anotop 25 Syringe Filter, 0.02 µm, pack of 50 |  |  | 674 | 1 | 1 | See Cope Price List FC367-15
9951199 | Anotop 25 Syringe Filter, 0.1 µm, pack of 50 |  |  | 674 | 1 | 1 | See Cope Price List FC367-20
9951200 | Anotop 25 Syringe Filter, 0.2 µm, pack of 50 |  |  | 674 | 1 | 1 | See Cope Price List FC367-25
9951201 | Anotop 25 Syringe Filter, 0.2 µm, pack of 200 |  |  | 674 | 1 | 1 | See Cope Price List FC367-30
9951202 | Anotop 25 Syringe Filter, sterile, 0.02 µm, pack | of 50 |  | 674 | 1 | 1 | Refer to Cope
9951203 | Anotop 25 Syringe Filter, sterile, 0.1 µm, pack of | 50 |  | 674 | 1 | 1 | See Cope Price List FC367-40
9951204 | Anotop 25 Syringe Filter, sterile, 0.2 µm, pack of | 50 |  | 674 | 1 | 1 | See Cope Price List FC367-45
9951205 | Anotop 25 Syringe Filter Plus, 0.02 µm, with glass | microfiber prefilter, pack of 50 |  | 674 | 1 | 1 | See Cope Price List FC367-52
9951206 | Anotop 25 Syringe Filter Plus, 0.1 µm, with glass | microfiber prefilter, pack of 50 |  | 674 | 1 | 1 | See Cope Price List FC367-54
9951207 | Anotop 25 Syringe Filter Plus, 0.2 µm, with glass | microfiber prefilter, pack of 50 |  | 674 | 1 | 1 | See Cope Price List FC367-60
9951208 | Anotop 25 Syringe Filter Plus, sterile, 0.2 µm, | with glass microfiber prefilter, pack of 200 |  | 674 | 1 | 1 | See Cope Price List FC367-65
9951209 | Anotop 25 Syringe Filter Plus, sterile, 0.02 µm, | with glass microfiber prefilter, pack of 50 |  | 674 | 1 | 1 | Refer to Cope
9951210 | Anotop 25 Syringe Filter Plus, sterile, 0.1 µm, | with glass microfiber prefilter, pack of 50 |  | 674 | 1 | 1 | Refer to Cope
9951211 | Anotop 25 Syringe Filter Plus, sterile, 0.2 µm, | with glass microfiber prefilter, pack of 50 |  | 674 | 1 | 1 | Refer to Cope
9951213 | Puradisc 4 Syringe Filter, with tube tip, 0.2 µm, | PVDF, pack of 50 |  | 672 | 1 | 1 | See Cope Price List FC370-12
9951215 | Puradisc 4 Syringe Filter, with tube tip, 0.45 µm, | PVDF, pack of 50 |  | 672 | 1 | 1 | See Cope Price List FC370-18
9951217 | Syringe Filter Puradisc 13 | 13 mm, with tube tip, 0.2 µm, PVDF, sterile, | pack of 50 | 672 | 1 | 1 | See Cope Price List FC376-11
9951218 | Puradisc 13 Syringe Filter, with tube tip, 0.2 µm, | PVDF, pack of 50 |  | 672 | 1 | 1 | See Cope Price List FC376-13
9951220 | Puradisc 13 Syringe Filter, with tube tip, 0.45 | µm, PVDF, pack of 50 |  | 672 | 1 | 1 | See Cope Price List FC376-19
9951221 | Puradisc 4 Syringe Filter, sterile, 0.2 µm, PVDF, | pack of 50 |  | 672 | 1 | 1 | Refer to Cope
9951222 | Puradisc 4 Syringe Filter, 0.2 µm, PVDF, pack of | 100 |  | 672 | 1 | 1 | See Cope Price List FC370-32
9951224 | Puradisc 4 Syringe Filter, 0.45 µm, PVDF, pack of | 100 |  | 672 | 1 | 1 | See Cope Price List FC370-40
9951226 | Puradisc 13 Syringe Filter, sterile, 0.2 µm, PVDF, | pack of 50 |  | 672 | 1 | 1 | Refer to Cope
9951227 | Puradisc 13 Syringe Filter, 0.2 µm, PVDF, pack of | 100 |  | 672 | 1 | 1 | See Cope Price List FC376-33
9951228 | Puradisc 13 Syringe Filter, sterile, 0.45 µm, | PVDF, pack of 50 |  | 672 | 1 | 1 | See Cope Price List FC376-39
9951229 | Puradisc 13 Syringe Filter, 0.45 µm, PVDF, pack of | 100 |  | 672 | 1 | 1 | See Cope Price List FC376-41
9951238 | Puradisc 13 Syringe Filter, sterile, 0.2 µm, | polyethersulfone, pack of 50 |  | 672 | 1 | 1 | See Cope Price List FC376-55
9951239 | Puradisc 13 Syringe Filter, 0.2 µm, | polyethersulfone, pack of 100 |  | 672 | 1 | 1 | See Cope Price List FC376-57
9951240 | Puradisc 13 Syringe Filter, sterile, 0.45 µm, | polyethersulfone, pack of 50 |  | 672 | 1 | 1 | Refer to Cope
9951241 | Puradisc 13 Syringe Filter, 0.45 µm, | polyethersulfone, pack of 100 |  | 672 | 1 | 1 | See Cope Price List FC376-65
9951245 | Puradisc 13 Syringe Filter, 0.2 µm, polypropylene, | pack of 100 |  | 673 | 1 | 1 | See Cope Price List FC376-81
9951246 | Puradisc 13 Syringe Filter, 0.45 µm, | polypropylene, pack of 100 |  | 673 | 1 | 1 | See Cope Price List FC376-86
9951249 | Puradisc 13 Syringe Filter, with tube tip, 0.2 µm, | PTFE, pack of 50 |  | 672 | 1 | 1 | See Cope Price List FC378-06
9951250 | Puradisc 13 Syringe Filter, with tube tip, 0.45 | µm, PTFE, pack of 50 |  | 672 | 1 | 1 | See Cope Price List FC378-08
9951252 | Puradisc 4 Syringe Filter, 0.2 µm, PTFE, pack of | 100 |  | 672 | 1 | 1 | See Cope Price List FC372-15
9951253 | Puradisc 4 Syringe Filter, 0.45 µm, PTFE, pack of | 100 |  | 672 | 1 | 1 | See Cope Price List FC372-19
9951255 | Puradisc 13 Syringe Filter, 0.1 µm, PTFE, pack of | 100 |  | 672 | 1 | 1 | See Cope Price List FC378-14
9951256 | Puradisc 13 Syringe Filter, 0.2 µm, PTFE, pack of | 100 |  | 672 | 1 | 1 | See Cope Price List FC378-16
9951257 | Puradisc 13 Syringe Filter, 0.45 µm, PTFE, pack of | 100 |  | 672 | 1 | 1 | See Cope Price List FC378-20
9951258 | Puradisc 13 Syringe Filter, 1.0 µm, PTFE, pack of | 100 |  | 672 | 1 | 1 | See Cope Price List FC378-25
9951264 | Puradisc 4 Syringe Filter, sterile, 0.2 µm, nylon, | pack of 50 |  | 672 | 1 | 1 | Refer to Cope
9951265 | Puradisc 4 Syringe Filter, 0.2 µm, nylon, pack of | 100 |  | 672 | 1 | 1 | Refer to Cope
9951266 | Puradisc 4 Syringe Filter, 0.45 µm, nylon, pack of | 100 |  | 672 | 1 | 1 | Refer to Cope
9951267 | Puradisc 13 Syringe Filter, sterile, 0. 2 µm, | nylon, pack of 50 |  | 672 | 1 | 1 | See Cope Price List FC378-33
9951268 | Puradisc 13 Syringe Filter, 0.2 µm, nylon, pack of | 100 |  | 672 | 1 | 1 | See Cope Price List FC378-35
9951269 | Puradisc 13 Syringe Filter, 0.45 µm, nylon, | pack of 100 |  | 672 | 1 | 1 | See Cope Price List FC378-39
9951275 | Puradisc 13 Syringe Filter, 1.6 µm, GF/A, pack of | 100 |  | 673 | 1 | 1 | See Cope Price List FC378-85
9951276 | Puradisc 13 Syringe Filter, 1.2 µm, GF/C, pack of | 100 |  | 673 | 1 | 1 | See Cope Price List FC378-89
9951277 | Puradisc 13 Syringe Filter, 2.7 µm, GF/D, pack of | 100 |  | 673 | 1 | 1 | See Cope Price List FC378-91
9951278 | Puradisc 13 Syringe Filter, 0.7 µm, GF/F, pack of | 100 |  | 673 | 1 | 1 | See Cope Price List FC378-93
9951335 | High Performance Cellulose Extraction Thimble, | single thickness (1 mm wall), 10 × 50 mm, pack of | 25 | 1148 | 1 | 1 | See Cope Price List EX100-10
9951336 | High Performance Cellulose Extraction Thimble, | single thickness (1 mm wall), 18 × 55 mm, pack of | 25 | 1148 | 1 | 1 | See Cope Price List EX100-13
9951337 | High Performance Cellulose Extraction Thimble, | single thickness (1 mm wall), 19 × 90 mm, pack of | 25 | 1148 | 1 | 1 | See Cope Price List EX100-16
9951338 | High Performance Cellulose Extraction Thimble, | single thickness (1 mm wall), 22 × 80 mm, pack of | 25 | 1148 | 1 | 1 | See Cope Price List EX100-22
9951339 | High Performance Cellulose Extraction Thimble, | single thickness (1 mm wall), 25 × 80 mm, pack of | 25 | 1148 | 1 | 1 | See Cope Price List EX100-25
9951340 | High Performance Cellulose Extraction Thimble, | single thickness (1 mm wall), 25 × 100 mm, pack | of 25 | 1148 | 1 | 1 | See Cope Price List EX100-28
9951341 | High Performance Cellulose Extraction Thimble, | single thickness (1 mm wall), 26 × 60 mm, pack of | 25 | 1148 | 1 | 1 | See Cope Price List EX100-31
9951342 | High Performance Cellulose Extraction Thimble, | single thickness (1 mm wall), 28 × 80 mm, pack of | 25 | 1148 | 1 | 1 | See Cope Price List EX100-36
9951343 | High Performance Cellulose Extraction Thimble, | single thickness (1 mm wall), 28 × 100 mm, pack | of 25 | 1148 | 1 | 1 | See Cope Price List EX100-37
9951344 | High Performance Cellulose Extraction Thimble, | single thickness (1 mm wall), 28 × 120 mm, pack | of 25 | 1148 | 1 | 1 | See Cope Price List EX100-40
9951345 | High Performance Cellulose Extraction Thimble, | single thickness (1 mm wall), 30 × 80 mm, pack of | 25 | 1148 | 1 | 1 | See Cope Price List EX100-43
9951346 | High Performance Cellulose Extraction Thimble, | single thickness (1 mm wall), 30 × 100 mm, pack | of 25 | 1148 | 1 | 1 | See Cope Price List EX100-46
9951347 | High Performance Cellulose Extraction Thimble, | single thickness (1 mm wall), 33 × 80 mm, pack of | 25 | 1148 | 1 | 1 | See Cope Price List EX100-49
9951348 | High Performance Cellulose Extraction Thimble, | single thickness (1 mm wall), 33 × 94 mm, pack of | 25 | 1148 | 1 | 1 | See Cope Price List EX100-52
9951349 | High Performance Cellulose Extraction Thimble, | single thickness (1 mm wall), 33 × 100 mm, pack | of 25 | 1148 | 1 | 1 | See Cope Price List EX100-55
9951350 | High Performance Cellulose Extraction Thimble, | single thickness (1 mm wall), 33 × 118 mm, pack | of 25 | 1148 | 1 | 1 | See Cope Price List EX100-58
9951351 | High Performance Cellulose Extraction Thimble, | single thickness (1 mm wall), 37 × 130 mm, pack | of 25 | 1148 | 1 | 1 | See Cope Price List EX100-60
9951352 | High Performance Cellulose Extraction Thimble, | single thickness (1 mm wall), 41 × 123 mm, pack | of 25 | 1148 | 1 | 1 | See Cope Price List EX100-61
9951353 | High Performance Cellulose Extraction Thimble, | single thickness (1 mm wall), 43 × 123 mm, pack | of 25 | 1148 | 1 | 1 | See Cope Price List EX100-64
9951354 | High Performance Cellulose Extraction Thimble, | single thickness (1 mm wall), 60 × 180 mm, pack | of 25 | 1148 | 1 | 1 | See Cope Price List EX100-67
9951355 | High Performance Cellulose Extraction Thimble, | double thickness (2 mm wall), 22 × 80 mm, pack of | 25 | 1148 | 1 | 1 | See Cope Price List EX105-22
9951356 | High Performance Cellulose Extraction Thimble, | double thickness (2 mm wall), 33 × 80 mm, pack of | 25 | 1148 | 1 | 1 | See Cope Price List EX105-49
9951491 | Flocculator with 2 rotator | (without beaker) 230V/50Hz, 100W | 320 x 210 x 500 mm | 1146 | 1 | 1 | See Cope Price List WR230-05
9951492 | Flocculator with 6 place (without beakers) | 230 V/50Hz, 200 W | 750 x 210 x 460 mm | 1146 | 1 | 1 | See Cope Price List WR230-20
9951600 | BEL-ART-Anti-vibration platform | large, Vibrasorb®, 450x560x76mm |  | 367 | 1 | 1 | See Cope Price List FZ990-10
9951612 | Incubator with orbital shaker SI500 | Ambient +5...60°C, 230V/50Hz |  | 1260 | 1 | 1 | See Cope Price List IN805-60
9951617 | Aluminium block for 10 mm tubes | 20 holes (10,5x47 mm) | 75 x 95 x 50 mm | 1302 | 1 | 1 | See Cope Price List BK282-04
9951618 | Aluminium block for 12 mm tubes | 20 holes (12,6x47 mm) | 75 x 95 x 50 mm | 1302 | 1 | 1 | See Cope Price List BK282-08
9951619 | Aluminium block for 16 mm tubes | 12 holes (16,5x47 mm) | 75 x 95 x 50 mm | 1302 | 1 | 1 | See Cope Price List BK282-12
9951620 | Aluminium block for tube diam. 19 mm | 8 holes (19,5 x 47 mm) |  | 1302 | 1 | 1 | See Cope Price List BK282-16
9951621 | Aluminium plain block SHT1/0 | 75 x 95 x 50 mm |  | 1302 | 1 | 1 | See Cope Price List BK282-25
9951622 | Aluminium block for 0,2 ml tubes | 48 holes (6,1; 9°taper) | 75 x 95 x 50 mm | 1302 | 1 | 1 | See Cope Price List BK282-26
9951623 | Aluminium block for 1,5 ml tubes | 20 holes (10,7x14mm, 9°taper) | 75 x 95 x 50 mm | 1302 | 1 | 1 | See Cope Price List BK282-30
9951624 | Aluminium block for | f. Eppend. tubes 20x2,0 ml |  | 1302 | 1 | 1 | See Cope Price List BK282-26
9951625 | Aluminium block for 15x10mm cuvettes |  |  | 1302 | 1 | 1 | See Cope Price List BK282-28
9951661 | Block QB10 for 24 tubes | 10 mm diam. x 50 mm depth |  | 1301 | 1 | 1 | See Cope Price List BK217-03
9951662 | Block QB12 for 24 tubes | 12 mm diam. x 50 mm depth |  | 1301 | 1 | 1 | See Cope Price List BK217-06
9951663 | Block QB16 for 12 tubes | 16 mm diam. x 50 mm depth |  | 1301 | 1 | 1 | See Cope Price List BK217-09
9951664 | Block QB18 for 12 tubes | 18 mm diam. x 50 mm depth |  | 1301 | 1 | 1 | See Cope Price List BK217-12
9951665 | Block QB24 for 5 tubes | 24 mm diam. x 50 mm depth |  | 1301 | 1 | 1 | See Cope Price List BK217-15
9951666 | Block QB-H, 56 holes | 0,2 ml centrifuge tubes |  | 1301 | 1 | 1 | See Cope Price List BK217-16
9951667 | Block QBEO, 24 holes | for 0,5 ml Eppendorf tubes |  | 1301 | 1 | 1 | See Cope Price List BK217-18
9951668 | Block QBE1, 24 holes | for 1,5 ml Eppendorf tubes |  | 1301 | 1 | 1 | See Cope Price List BK217-21
9951669 | Block QBE2, 24 holes | for 2,0 ml Eppendorf tubes |  | 1301 | 1 | 1 | See Cope Price List BK217-23
9951950 | Microtiterplates cleaner Autura 1000 | 2 x 8-channel, automatic |  | 1209 | 1 | 1 | See Cope Price List MN620-75
9951951 | Microtiterplates cleaner Autura 1000 | 2 x 12-channel, automatic |  | 1209 | 1 | 1 | See Cope Price List MN620-40
9951952 | Microtiterplates cleaner Autura 1000 | 2 x 8-channel, automatic |  | 1209 | 1 | 1 | See Cope Price List MN620-47
9951953 | Microtiterplates cleaner Autura 1000 | 2 x 12-channel, automatic |  | 1209 | 1 | 1 | See Cope Price List MN620-49
9961000 | LLG-LED Flash Light | Titanium incl. etui |  | 122 | 1 | 1 | 17.68
9971703 | Laboratory bottle 1000 ml, amber | Pressure Plus, GL45, DURAN®, | pressure resistant -1/+1,5 bar | 63 | 1 | 1 | 54.74
9971704 | Laboratory bottle 1000 ml, clear | Pressure Plus, GL45, DURAN®, | pressure resistant -1/+1,5 bar | 63 | 1 | 1 | 19.7
9971708 | FTA Classic Card, 4 sample areas per card, pack of | 100 |  | 1187 | 1 | 1 | See Cope Price List MW200-10
9971709 | Indicating FTA Classic Card, 4 sample areas per | card, pack of 100 |  | 1187 | 1 | 1 | Refer to Cope
9971710 | FTA Mini Card, 2 sample areas per card, pack of | 100 |  | 1187 | 1 | 1 | Refer to Cope
9971711 | Indicating FTA Mini Card, 2 sample areas per card, | pack of 100 |  | 1187 | 1 | 1 | Refer to Cope
9971712 | FTA Micro Card, 1 sample area per card, pack of | 100 |  | 1187 | 1 | 1 | See Cope Price List MW200-25
9971713 | Indicating FTA Micro Card, 1 sample area per card, | pack of 100 |  | 1187 | 1 | 1 | Refer to Cope
9971714 | FTA Gene card with 3 sample areas per card, pack | of 100 |  | 1187 | 1 | 1 | See Cope Price List MW200-60
9971715 | CloneSaver Resealable Multi-Barrier Pouch, pack of | 50 |  | 1187 | 1 | 1 | See Cope Price List MW205-79
9971716 | CloneSaver Card, 96-well format, pack of 5 |  |  | 1187 | 1 | 1 | See Cope Price List MW200-85
9971718 | FTA Purification Reagent 500 ml, |  |  | 1187 | 1 | 1 | See Cope Price List MW205-10
9971719 | Sterile Foam Applicators, pack of 100 |  |  | 1187 | 1 | 1 | See Cope Price List MW205-37
9971720 | Desiccant Packets 1 g, pack of 1000 |  |  | 1187 | 1 | 1 | See Cope Price List MW205-60
9971721 | FTA Gene Card Tray, pack of 20 |  |  | 1187 | 1 | 1 | Refer to Cope
9971732 | OmniSwab, pack of 100 |  |  | 1187 | 1 | 1 | See Cope Price List MW205-44
9971733 | Multi-Barrier Pouches (Large), pack of 100 |  |  | 1187 | 1 | 1 | See Cope Price List MW205-77
9971906 | UV-Transilluminator BETX-20.M | Hi/Lo intensity, filter 20x20 cm, | tubing 6x15W, wavelength 312 nm | 1198 | 1 | 1 | 1296.44
9971907 | UV-Transilluminator BETX-26.M | Hi/Lo intensity, filter 21x26 cm, | tubing 6x15W, wavelength 312 nm | 1198 | 1 | 1 | 1373.9
9971910 | UV-Transilluminator BECXF-20.M, | Hi/Lo intensity, filter 20x20 cm, | tubing 6x8W, wavelength 312 nm | 1198 | 1 | 1 | 1115.02
9971911 | UV-Transilluminator BECX-26.M | Hi/Lo intensity, filter 21x26 cm, | tubing 6x8W, wavelength 312 nm | 1198 | 1 | 1 | 1168.02
9971912 | UV-Transilluminator BTCP-20.LM | dual wavelength, filter 20x20 cm, | tubing 5x8W/6x8W, wavelength 365/312 nm | 1198 | 1 | 1 | 1194.52
9971913 | UV-Transilluminator BTCP-20.MC | dual wavelength, filter 20x20 cm, | tubing 5x8W/6x8W, wavelength 312/254 nm | 1198 | 1 | 1 | 1194.52
9971914 | UV-Transilluminator BTCP-26.LM | dual wavelength, filter 21x26 cm, | tubing 5x8W/6x8W, wavelength 365/312 nm | 1198 | 1 | 1 | 1547.17
9971915 | Ultraviolet lamp BVL-215.G | filter 495x120, ultraviolet sterilization, | tubing 2x15W, wavelength 254 nm | 1197 | 1 | 1 | 546.03
9971917 | Ultraviolet lamp BVL-4.LC | filter 70x48, dual wavelength, | tubing 2x1x4W, wavelength 365/254 nm | 1197 | 1 | 1 | #N/A
9971918 | Ultraviolet lamp BVL-6.LC | filter 145x48, dual wavelength, | tubing 2x1x6W, wavelength 365/254 nm | 1197 | 1 | 1 | 536.79
9971921 | Lamp holder SVL-6 | for 4/6 W |  | 1197 | 1 | 1 | 177.26
9971922 | Lamp holder SVL-30 | for VL-115/215 |  | 1197 | 1 | 1 | 199.31
9971923 | UV-Crosslinker BLX-E254 | UV-tubes 5x8 W, 254 nm |  | 1395 | 1 | 1 | 1661.32
9971926 | TLC viewing cabinet CN-6 | without UV handlamps |  | 1395 | 1 | 1 | 246.88
9971927 | TLC viewing chamber CN-15.LC | with integr.UV-tubes and | white-light source | 1395 | 1 | 1 | 1579.79
9971928 | Gel documentation system DOC-PRINT VX5-20.M | incl. standard components | and UV-Transilluminator 9.971 910 | 1199 | 1 | 1 | 5762.65
9971929 | Gel documentation system DOC-PRINT VX5-P-20-M | incl. standard components | and gray tones thermal printer | 1199 | 1 | 1 | 7123.38
9971930 | Gel documentation system DP-1100 | incl. standard components |  | 1201 | 1 | 1 | 8097.75
9971935 | UV-hand lamp BVL-208.G | filter 220x70, UV-Sterilization | tube 2x8W, wave length 254 nm | 1197 | 1 | 1 | 550.38
9971936 | UV-hand lamp BVL-115.L | filter 295x66, tube 1x15W, | wave length 365 nm | 1197 | 1 | 1 | 664.26
9971937 | UV-handlamp BVL-8.LM | filter 220x48, 2 wave lengths switchable, | tube 2x1x8W, wave length 365/312 nm | 1197 | 1 | 1 | 622.85
9971938 | SMU mounting clamp | for 4/6/8 W hand lamps | 2x5,5mm screw-holes | 1197 | 1 | 1 | 84.59
9972060 | FiveGo FG2 basic | pH basic version | (instrument only) | 282 | 1 | 1 | See Cope Price List PH608-30
9972061 | FiveGo FG2 field kit | pH field kit version |  | 282 | 1 | 1 | See Cope Price List PH608-20
9972062 | FiveGo FG2-food kit |  |  | 282 | 1 | 1 | Refer to Cope
9972070 | FiveEasy pH FE20 ATC Kit Laboratory instrument | FE20-BASIC incl. pH-electrode LE438, | electrode arm, each 2x pH 4,00/pH 7,00 solution | 292 | 1 | 1 | Refer to Cope