## Sheet1
Article No | Description | Catalogue page | Price £, ex-works
4000014 | Compact burette 10:0.02 ml PTFE-stopcock, BLAUBRAND®, Borosilicate 3.3, Schellbach stripes | 1023 | 99.19
4000015 | Compact burette 50:0.1 ml PTFE-stopcock, BLAUBRAND®, Borosilicate 3.3, Schellbach stripes | 1023 | 99.19
4000047 | Recharger for accu-jet® pro, UK/Ireland 230 V/50 Hz | 941 | 70.57
4000051 | Adapter housing, PP for accu-jet® pro, magenta | 941 | 18.64
4000052 | Adapter housing, PP for accu-jet® pro, green | 941 | 18.64
4000053 | Adapter housing, PP for accu-jet® pro, royal blue | 941 | 18.64
4000108 | Bottle, PLASTIBRAND®, PFA, wide neck, 250ml, with thread S40 and screw cap | 1228 | 148.25
4000109 | Bottle, PLASTIBRAND®, PFA, wide neck, 500ml, with thread S40 and screw cap | 1228 | 204.99
4000110 | Bottle, PLASTIBRAND®, PFA, wide neck, 1000ml, with thread S40 and screw cap | 1228 | 260.78
4000111 | Bottle, PLASTIBRAND®, PFA, wide neck, 2000ml, with thread S40 and screw cap | 1228 | 533.81
4000122 | Replacement screw cap for wide-mouth PFA bottles, S 40 | 1228 | 41.98
4000140 | Washing bottle, PFA economy, narrow neck, 250ml | 1228 | 135.93
4000141 | Washing bottle, PFA economy, narrow neck, 500ml | 1228 | 197.09
4000142 | Washing bottle, PFA economy, narrow neck, 1000ml | 1228 | 232.12
4000234 | Microcentrifuge tube/ext. thread PP w/o cap, 0,5 ml, selfstanding, grad.(pack of 1000) | 1408 | 156.78
4000235 | Screw cap, PP, blue resist temp. -176 up to 121°C pack of 1000 | 1408 | 173.69
4000236 | Microcentrifuge tubes 1.5 ml, PP screw cap PP, grad., y-sterile selfstanding, pack of 500 | 1408 | 236.38
4000237 | Sealing film for microplates, self-adhesive for Real Time PCR, polyester, pack of 100 | 1297 | 201.04
4000238 | Microplates pureGrade 96-well, PS, transparent, standard, U-bottom, non-sterile, without lid, pack of 100 | 1317 | 124.11
4000239 | Microplates pureGrade 96-well, PS, transparent, standard, C-bottom, non-sterile, without lid, pack of 100 | 1317 | 124.11
4000240 | Microplates pureGrade 96-well, PS, white, standard, U-bottom, non-sterile, without lid, pack of 100 | 1317 | 307.13
4000241 | Microplates pureGrade 96-well, PS, black, U-bottom, non-sterile, without lid, pack of 100 | 1317 | 307.13
4000242 | Microplates pureGrade 96-well, PS, white, transparent bottom, F-bottom, non-sterile, without lid, pack of 100 | 1317 | 792.05
4000243 | Microplates pureGrade 96-well, PS, black, transparent bottom, F-bottom, non-sterile, without lid, pack of 100 | 1317 | 792.05
4000256 | Microplates pureGrade S 96-well, PS, transparent, standard, U-bottom, sterile, with lid, pack of 50 | 1317 | 158.56
4000257 | Microplates pureGrade S 96-well, PS, transparent, standard, V-bottom, sterile, with lid, pack of 50 | 1317 | 158.56
4000258 | Microplates pureGrade S 96-well, PS, transparent, standard, C-bottom, sterile, with lid, pack of 50 | 1317 | 158.56
4000259 | Microplates pureGrade S 96-well, PS, white, standard, F-bottom, sterile, lid, pack of 50 | 1317 | 262.81
4000260 | Microplates pureGrade S 96-well, PS, black, standard, F-bottom, sterile, with lid, pack of 50 | 1317 | 262.81
4000261 | Microplates pureGrade S 96-well, PS, white, transparent bottom, F-bottom, sterile, with lid, pack of 50 | 1317 | 676.06
4000262 | Microplates pureGrade S 96-well, PS, black, transparent bottom, F-bottom, sterile, with lid, pack of 50 | 1317 | 676.06
4000275 | Microplates immunoGrade 96-well, PS, transparent, U-bottom, non-sterile, without lid, pack of 100 | 1316 | 202.27
4000276 | Microplates immunoGrade 96-well, PS, transparent, standard, V-bottom, non-sterile, without lid, pack of 100 | 1316 | 202.27
4000277 | Microplates immunoGrade 96-well, PS, transparent, standard, F-bottom, non-sterile, without lid, pack of 100 | 1316 | 202.27
4000279 | Microplates immunoGrade 96-well, PS, white, standard, U-bottom, non-sterile, without lid, pack of 100 | 1316 | 369.69
4000282 | Microplates immunoGrade 96-well, PS, black, transparent bottom, F-bottom, non-sterile, without lid, pack of 100 | 1316 | 871.34
4000329 | Microplates cellGrade 96-well, PS, transparent, standard, U-bottom, sterile, with lid, pack of 50 | 1338 | 177.92
4000330 | Microplates cellGrade 96-well, PS, transparent, standard, V-bottom, sterile, with lid, pack of 50 | 1338 | 177.92
4000331 | Microplates cellGrade 96-well, PS, transparent, standard, F-bottom, sterile, with lid, pack of 50 | 1338 | 177.92
4000333 | Microplates cellGrade 96-well, PS, white, standard, F-bottom, sterile, with lid, pack of 50 | 1338 | 295.1
4000334 | Microplates cellGrade 96-well, PS, black, standard, F-bottom, sterile, with lid, pack of 50 | 1338 | 295.1
4000335 | Microplates cellGrade 96-well, white, transparent bottom, F-bottom, sterile, with lid, pack of 50 | 1338 | 698.59
4000336 | Microplates cellGrade 96-well, black, transparent bottom, F-bottom, sterile, with lid, pack of 50 | 1338 | 698.59
4000337 | Microplates cellGrade 384-well, PS, transparent, standard, F-bottom, sterile, with lid, pack of 50 | 1338 | 459.77
4000338 | Microplates cellGrade 384-well, PS, white, standard, F-bottom, sterile, with lid, pack of 50 | 1338 | 481.44
4000339 | Microplates cellGrade 384-well, PS, black, standard, F-bottom, sterile, with lid, pack of 50 | 1338 | 481.44
4000343 | Microplates cellGrade 384-well, PS, white, transparent bottom, F-bottom, sterile, with lid, pack of 50 | 1338 | 899.65
4000344 | Microplates cellGrade 384-well, PS, black, transparent bottom, F-bottom, sterile, with lid, pack of 50 | 1338 | 899.65
4000363 | Lid for BRANDplates® 96-well with condensation rings, standard, pack of 100 | 1317 | 95.36
4000364 | Lid for BRANDplates® 96-well without condensation rings, standard, pack of 100 | 1317 | 112.14
4000365 | Lid for BRANDplates® 96-well without condensation rings, transp. bottom, 384-well, pack of 50 | 1317 | 92.77
4000389 | Sealing film for microplates self-adhesive, for automation, PP/PE pack of 50 | 1297 | 212.54
4000390 | Sealing film for microplates, black self-adhesive, for fluorescence/photoprotek., vinyl, pack of 50 | 1297 | 84.16
4000391 | Sealing film for microplates, white self-adhesive, for luminecence/microscopie, vinyl, pack of 50 | 1297 | 69.9
4000557 | Filter paper circles MN 85/70, 70 mm pack of 100 | 718 | 36.62
4000558 | Filter paper circles MN 85/70, 185 mm pack of 100 | 718 | 128.21
4000559 | Filter paper circles MN 85/70, 270 mm pack of 100 | 718 | 224.94
4000560 | Filter paper circles MN 85/70, 320 mm pack of 100 | 718 | 281.34
4000566 | Filter paper circles MN 85/90, 25 mm pack of 100 | 718 | 28.43
4000567 | Filter paper circles MN 85/90, 270 mm pack of 100 | 718 | 248.12
4000568 | Filter paper circles MN 85/90, 320 mm pack of 100 | 718 | 336.38
4000602 | Filter paper circles MN GF-3, 25 mm pack of 100 | 718 | 43.94
4000603 | Filter paper circles MN GF-3, 37 mm pack of 100 | 718 | 52.02
4000604 | Filter paper circles MN GF-3, 45 mm pack of 100 | 718 | 64.2
4000605 | Filter paper circles MN GF-3, 55 mm pack of 100 | 718 | 77.22
4000606 | Filter paper circles MN GF-3, 125 mm pack of 100 | 718 | 218.19
4000607 | Filter paper circles MN GF-3, 185 mm pack of 100 | 718 | 394.52
4000608 | Filter paper circles MN GF-3, 240 mm pack of 100 | 718 | 576.19
4000609 | Filter paper circles MN GF-3, 270 mm pack of 100 | 718 | 678.06
4001029 | Filter papers folded MN 615 1/4, 400 mm pack of 100 | 700 | 129.33
4001486 | Silylation reagent BSTFA pack of 20x1 ml UN 3316, 9, II, (E) | 1490 | 227.29
4001487 | Silylation reagent BSTFA pack of 5x10 ml UN 3316, 9, II, (E) | 1490 | 328.61
4001493 | Silylation reagent MSTFA pack of 6x100 ml UN 3316 Chemical Kit 9 II 0.6 kg¦L ADR/GGVSE M11, ADR 3.3.1/251: LQ 7 = 10 kg PAX+CAO 915 | 1490 | 5040.9
4001510 | Silylation reagent Silyl-991 pack of 1x50 ml UN 3316 Chemical Kit 9 II 0.05 kg¦L ADR/GGVSE M11, ADR 3.3.1/251: LQ 4 = 10 kg PAX+CAO 915 | 1490 | 489.13
4001511 | Silylation reagent Silyl-991 pack of 20x1 ml | 1490 | 228.66
4001512 | Methylation reagent TMSH 0.2 M in methanol UN 3316 Chemical Kit 9 II 0.05 kg¦L ADR/GGVSE M11, LQ 0 PAX+CAO 915 | 1490 | 868.29
4001515 | LLG-Crimp Neck Micro-Vial 0,6 ml N 8, O.D.:7 mm, outer height: 40 mm, clear, conical, pack of 100 | 1435 | 31.79
4001516 | LLG-Crimp Neck Vial N 11, 1,1ml O.D.: 11,6mm, outer height: 32 mm, clear, conical, pack of 100 | 1440 | 59
4001521 | LLG-Screw caps N 9, blue sealing discs: silicone rubber white/PTFE red, slitted, pack of 100 | 1438 | 29.56
4001522 | LLG-Aluminium crimp caps N 11 TB/oA green, with centre hole, hole diameter: 5,6 mm, thickness: 0,9 mm, butyl rubber/PTFE | 1441 | 16.4
4001528 | LLG-Container blue, 25 position, with removeable devider for crimp neck vials N 20, outer length: 130 mm, outer width: 130 mm, outer height: 102 mm, | 1451 | 36
4001544 | LLG-Snap ring cap N 11,PE, transparent, Silicone white/PTFE red, Hardness: 55° shore A, Thickness: 1.0 mm pack of 100pcs | 1442 | 20.81
4001547 | LLG-Insert for wide opening, 0,25ml, O.D.: 6mm, outer height: 31 mm, clear, conical, 12 mm tip pack of 100pcs | 1437 | 35.53
4001549 | LLG-Aluminium crimp cap N 20, silver, center hole Butyl light grey/PTFE dark grey, Hardness: 50° shore A, Thickness: 3 mm, pack of 100 | 1447 | 35.03
4001550 | LLG-Septa N 20 Silicone white/ Aluminium Foil silver, Hardness: 50° shore A, Thickness: 3 mm, pack of 100 | 1449 | 120.34
4001554 | LLG-Crimp Neck Micro-Vials N 8, 0.3ml O.D.: 5.5 mm, outer height: 31.5 mm, clear, round bottom, pack of 100 | 1435 | 28.94
4001556 | LLG-Insert 0,1ml for small opening, O.D.: 5mm, outer height: 29 mm, clear, with assembled spring pack of 100pcs | 1435 | 62.28
4001557 | LLG-Pressure release safety caps ND20, Alu,silver,centre hole,ready assembled,3mm, Butyl grey/PTFE grey,50°shore A,pack of 100 | 1447 | 37.01
4001559 | LLG-Aluminium crimp cap N 11, silver, center hole, PTFE virginal, white, Hardness: 53° shore D, Thickness: 0.25 mm pack of 100pcs | 1441 | 16.19
4001563 | LLG-Screw Neck Vials 1.1 ml N 8, clear O.D.: 11.6mm, outer height: 32 mm, clear, conical pack of 100 | 1435 | 58.97
4001564 | LLG-Magnetic crimp caps N 11 TS/oA-M, gold center hole, Silicone white/PTFE red, Hardness:45° shore A,Thickness:1.3 mm, pack of 100 | 1441 | 50.19
4001565 | LLG-Crimp Neck Vial N 11, 1,1ml, O.D: 11.6mm, outer height: 32 mm, clear, 15 µl funnel in solid glass bottom pack of 100pcs | 1440 | 102.83
4003009 | Capillary column OPTIMA 5-MS Accent ID: 0.32 mm, film thickness: 0.25 µm length: 30 m | 1488 | 1156.89
4003013 | Capillary column OPTIMA 5-MS Accent ID: 0.32 mm, film thickness: 0.50 µm length: 30 m | 1488 | 1156.89
4003017 | Capillary column OPTIMA 5-MS Accent ID: 0.25 mm, film thickness: 0.25 µm length: 30 m | 1488 | 1073.8
4003019 | Capillary column OPTIMA 5-MS Accent ID: 0.25 mm, film thickness: 0.50 µm length: 30 m | 1488 | 1073.8
4003021 | Capillary column OPTIMA 5-MS Accent ID: 0.25 mm, film thickness: 1.0 µm length: 30 m | 1488 | 1073.8
4003174 | Capillary column OPTIMA Wax ID: 0.53 mm, film thickness: 2.0 µm Length: 30 m | 1488 | 933.19
4003175 | Capillary column OPTIMA Wax ID: 0,53 mm, film thickness: 1,0 µm Length: 25 m | 1488 | 933.19
4003176 | Capillary column OPTIMA Wax ID: 0,53 mm, film thickness: 1,0 µm Length: 30 m | 1488 | 933.19
4003401 | CHROMAFIL disposable filter PP/GF/PVDF-45/25 glass fibre/PVDF, 1.0/0.45 µm, 25 mm, colour code above: black, colour code below:white, pack of 100 | 738 | 126.75
4003402 | CHROMAFIL disposable filter PP/GF/PVDF-45/25 glass fibre/PVDF, 1.0/0.45 µm, 25 mm, colour code above: black, colour code below:white, pack of 400 | 738 | 473.06
4003405 | CHROMAFIL Xtra disposable filter MV-45/25 cellulose mixed esters, 0.45 µm, 25 mm, colourless PP-case, labelled, pack of 100 | 736 | 111.43
4003406 | CHROMAFIL Xtra disposable filter MV-45/25 cellulose mixed esters, 0.45 µm, 25 mm, colourless PP-case, labelled, pack of 400 | 736 | 371.94
4003407 | CHROMAFIL Xtra disposable filter MV-20/25 cellulose mixed esters, 0.2 µm, 25 mm, colourless PP-case, labelled, pack of 100 | 736 | 111.43
4003409 | CHROMAFIL Xtra disposable filter PTFE-20/25 PTFE, 0.2 µm, 25 mm, colourless PP-case, labelled, pack of 100 | 737 | 111.43
4003410 | CHROMAFIL Xtra disposable filter PTFE-20/25 PTFE, 0.2 µm, 25 mm, colourless PP-case, labelled, pack of 400 | 737 | 371.94
4003411 | CHROMAFIL Xtra disposable filter PA-20/25 polyamide/nylon, 0.2 µm, 25 mm, colourless PP-case labelled, pack of 100 | 738 | 111.43
4003412 | CHROMAFIL Xtra disposable filter PA-20/25 polyamide/nylon, 0.2 µm, 25 mm, colourless PP-case labelled, pack of 400 | 738 | 371.94
4003413 | CHROMAFIL Xtra disposable filter PVDF-20/25 polyvinylidene difluoride, 0.2 µm, 25 mm, colourless PP-case, labelled, pack of 100 | 738 | 111.43
4003414 | CHROMAFIL Xtra disposable filter PVDF-20/25 polyvinylidene difluoride, 0.2 µm, 25 mm, colourless PP-case, labelled, pack of 400 | 738 | 371.94
4003415 | CHROMAFIL Xtra disposable filter PVDF-45/25 PVDF, 0.45 µm, 25 mm, colourless PP-case, labelled, pack of 400 | 738 | 371.58
4003416 | CHROMAFIL Xtra disposable filter PET-45/25 polyester, 0.45 µm, 25 mm, colourless PP-case,m, labelled, pack of 400 | 737 | 371.94
4003417 | CHROMAFIL Xtra disposable filter PET-20/25 polyester, 0.2 µm, 25 mm colourless PP-case, labelled, pack of 100 | 737 | 111.43
4003418 | CHROMAFIL Xtra disposable filter PET-20/25 polyester, 0.2 µm, 25 mm colourless PP-case, labelled, pack of 400 | 737 | 371.94
4003419 | CHROMAFIL Xtra disposable filter CA-20/25 cellulose acetate, 0.2 µm, 25 mm, colourless PP-case, labelled, pack of 100 | 736 | 111.43
4003420 | CHROMAFIL Xtra disposable filter CA-20/25 cellulose acetate, 0.2 µm, 25 mm, colourless PP-case, labelled, pack of 400 | 736 | 371.94
4003421 | CHROMAFIL Xtra disposable filter CA-45/25 cellulose acetate, 0.45 µm, 25 mm, colourless PP-case, labelled, pack of 100 | 736 | 111.43
4003422 | CHROMAFIL Xtra disposable filter CA-45/25 cellulose acetate, 0.45 µm, 25 mm, colourless PP-case, labelled, pack of 400 | 736 | 371.94
4003423 | CHROMAFIL Xtra disposable filter GF-100/25 glass fibre, 25 mm, 1 µm, colourless PP-case, labelled, pack of 400 | 739 | 371.94
4003424 | CHROMAFIL Xtra disposable filter RC-20/25 RC, 0.2 µm, 25 mm, colourless PP-case, labelled, pack of 100 | 737 | 126.97
4003425 | CHROMAFIL Xtra disposable filter RC-20/25 RC, 0.2 µm, 25 mm, colourless PP-case, labelled, pack of 400 | 737 | 426.11
4003426 | CHROMAFIL Xtra disposable filter RC-45/25 regenerated cellulose, 0.45 µm, 25 mm, colourless PP-case, labelled, pack of 100 | 737 | 126.97
4003427 | CHROMAFIL Xtra disposable filter PES-20/25 polyether sulphone, 0.2 µm, 25 mm, colourless PP-case, labelled, pack of 100 | 738 | 111.43
4003429 | CHROMAFIL Xtra disposable filter PES-45/25 polyether sulphone, 0.45 µm, 25 mm, colourless PP-case, labelled, pack of 100 | 738 | 111.43
4003430 | CHROMAFIL Xtra disposable filter PES-45/25 polyether sulphone, 0.45 µm, 25 mm, colourless PP-case, labelled, pack of 400 | 738 | 371.94
4003431 | CHROMAFIL Xtra disposable filter PES-500/25 polyester sulfone, 5.0 µm, 25 mm, colourless PP-case, labelled, pack of 100 | 738 | 111.43
4003433 | CHROMABOND Columns C18 BIGpack volume: 3 ml, content of sorbent: 500 mg material: PP, with PE-filterelements packed in 5 bags with 50 pcs. | 1463 | 964.37
4003435 | CHROMABOND Columns C18 BIGpack volume: 6 ml, content of sorbent: 500 mg material: PP, with PE-filterelements packed in 5 bags with 50 pcs. | 1463 | 1043.12
4003437 | CHROMABOND Columns C18 BIGpack volume: 6 ml, content of sorbent: 1000 mg material: PP, with PE-filterelements packed in 5 bags with 50 pcs. | 1463 | 1370.37
4003442 | CHROMABOND Columns C18 ec volume: 1 ml, content of sorbent: 100 mg, PP, with PE-filterelements, pack of 100 | 1465 | 291.78
4003444 | CHROMABOND Columns C18 ec volume: 3 ml, content of sorbent: 200 mg material: glass, pack of 50 | 1465 | 421.78
4003446 | CHROMABOND Columns C18 ec BIGpack volume: 3 ml, content of sorbent: 500 mg material: PP, with PE-filterelements packed in 5 bags with 50 pcs. | 1465 | 964.37
4003450 | CHROMABOND Columns C18 ec BIGpack volume: 6 ml, content of sorbent: 500 mg material: PP, with PE-filterelements packed in 5 bags with 50 pcs. | 1465 | 513.04
4003451 | CHROMABOND Columns C18 ec volume: 6 ml, content of sorbent: 500 mg material: glass, pack of 30 | 1465 | 339.44
4003452 | CHROMABOND Columns C18 ec BIGpack volume: 6 ml, content of sorbent: 1000 mg material: PP, with PE-filterelements packed in 5 bags with 50 pcs. | 1465 | 1370.37
4003454 | CHROMABOND Columns C18 ec volume: 6 ml, content of sorbent: 1000 mg material: glass, pack of 30 | 1465 | 372.67
4003464 | CHROMABOND Columns C18 volume: 15 ml, content of sorbet: 2000 mg material: PP, with PE-filterelements pack of 20 | 1463 | 275.89
4003477 | CHROMABOND Columns SiOH BIGpack volume: 3 ml, content of sorbent: 500 mg material: PP, with PE-filterelements packed in 5 bags with 50 pcs. | 1463 | 908.47
4003481 | CHROMABOND Columns SiOH volume: 6 ml, content of sorbent: 1000 mg material: PP, with PE-filterelements pack of 30 | 1463 | 194.04
4003482 | CHROMABOND columns SiOH BIGpack volume: 6 ml, content of sorbent: 1000 mg material: PP, with PE-filterelements packed in 5 bags with 50 pcs. | 1463 | 1090.84
4003486 | CHROMABOND Columns SB volume: 1 ml, content of sorbent: 100 mg material: PP, with PE-filterelements pack of 100 | 1465 | 365.44
4003488 | CHROMABOND columns Florisil volume: 3 ml, content of sorbent: 500 mg material: PP, with PE-filterelements pack of 50 | 1464 | 231.11
4003489 | CHROMABOND columns Florisil BIGpack volume: 6 ml, content of sorbent: 1000 mg material: PP, with PE-filterelements packed in 5 bags with 50 pcs. | 1464 | 1090.84
4003490 | CHROMABOND columns Florisil volume: 6 ml, content of sorbent: 1000 mg material: glass, pack of 30 | 1464 | 330.78
4003498 | CHROMABOND columns SIOH volume: 6 ml, content of sorbent: 2000 mg material: PP, with PE-filterelements pack of 30 | 1463 | 257.11
4003499 | CHROMABOND columns SIOH BIGpack volume: 6 ml, content of sorbent: 2000 mg material: PP, with PE-filterelements packed in 5 bags with 50 pcs. | 1463 | 1581.72
4003512 | CHROMABOND columns C18 volume: 6 ml, content of sorbent: 2000 mg material: PP, with PE-filterelements pack of 30 | 1463 | 340.89
4003521 | CHROMABOND Empty columns Volume: 70 ml, material: PP, with PE-filterelements, pack of 20 | 1463 | 226.78
4003522 | CHROMABOND Reservoir 1 ml, PP volume: 1 ml, incl. 2 PE frits, pack of 100 | 1463 | 288.89
4003534 | CHROMABOND Luer fitting with lid female for Vacuum manifold, pack of 12 | 1466 | 175.26
4003535 | CHROMABOND Luer fitting with lid male for Vacuum manifold, pack of 12 | 1466 | 175.26
4003538 | CHROMABOND Valve brass, tarnished, pack of 1 | 1466 | 81.54
4003547 | CHROMABOND columns SiOH volume: 3 ml, content of sorbent: 200 mg material: PP, with PE-filterelements pack of 50 | 1463 | 228.46
4003550 | CHROMABOND columns SiOH volume: 15 ml, content of sorbent: 2000 mg material: PP, with PE-filterelements pack of 20 | 1463 | 213.78
4003555 | CHROMABOND Empty columns Volume: 15 ml, material: PP, with PE-filterelements, pack of 20 | 1463 | 164.31
4003557 | CHROMABOND columns Florisil volumne: 6 ml, content of sorbent: 500 mg material: PP, with PE-filterelements pack of 30 | 1464 | 173.69
4003558 | CHROMABOND Columns Na2SO4/Florisil volume: 6 ml, content of sorbent: 2000 mg/2000 mg, PP, with PE-filterelements pack of 30 | 1463 | 120.07
4003559 | CHROMABOND columns Na2SO4/Florisil BIGpack volume 6 ml, consit of sorbent: 2000 mg/2000 mg glass, 50 bags with 5 pcs. | 1463 | 2106.69
4003560 | CHROMABOND columns C18 ec volume: 70 ml, content of sorbent: 10 g material: PP, with PE-filterelements pack of 10 | 1465 | 358.22
4003561 | CHROMABOND columns C18 volume: 70 ml, consitst of sorbent: 10 g material: PP, with PE-filterelements pack of 10 | 1463 | 358.22
4003580 | CHROMABOND columns SB volume: 3 ml, content of sorbent: 200 m g material: PP, with PE-filterelements pack of 50 | 1465 | 281.67
4003584 | CHROMABOND Empty columns Volume: 45 ml, material: PP, with PE-filterelements, pack of 20 | 1463 | 226.9
4003592 | CHROMABOND Empty columns Volume: 30 ml, material: PP, with PE-filterelements, pack of 20 | 1463 | 173.69
4003603 | CHROMABOND columns C18 ec volume: 15 ml, content of sorbent: 2000 mg material: PP, with PE-filterelements pack of 20 | 1465 | 114.43
4003604 | CHROMABOND columns C18 ec volume: 45 ml, content of sorbent: 5000 mg material: PP, with PE-filterelements pack of 20 | 1465 | 423.22
4003605 | CHROMABOND columns SIOH volume: 45 ml, content of sorbent: 5000 mg material: PP, with PE-filterelements pack of 20 | 1463 | 332.22
4003614 | CHROMABOND columns SB volume: 6 ml, content of sorbent: 500 mg material: PP, with PE-filterelements pack of 30 | 1465 | 226.9
4003624 | CHROMABOND columns Florisil volume: 3 ml, content of sorbent: 200 mg material: PP, with PE-filterelements pack of 50 | 1464 | 228.46
4003631 | CHROMABOND Empty columns Volume: 150 ml, material: PP, with PE-filterelements, pack of 20 | 1463 | 248.44
4003636 | CHROMABOND columns XTR Volume: 6 ml, contect of sorbent: 1000 mg Kieselgur volumes up to 1 ml material: PP, with PE-frits pack of 30 | 1464 | 115.8
4003637 | CHROMABOND columns XTR BIGpack Volume: 6 ml, contect of sorbent: 1000 mg Kieselgel material: PP, with PE-filterelements packed in 5 bags with | 1464 | 690.44
4003638 | CHROMABOND columns XTR Volume: 15 ml, contect of sorbent: 3000 mg Kieselgur for volumes up to 3 ml material: PP, with PE-frits pack of 30 | 1464 | 136.14
4003646 | CHROMABOND columns XTR volume: 3 ml, content of sorbent: 500 mg Kieselgur for volumes up to 0.5 ml material: PP, with PE-frits pack of 50 | 1464 | 178.39
4003647 | CHROMABOND columns XTR volume: 45 ml, content of sorbent: 8300 mg Kieselgur for volumes up to 10 ml material: PP, with PE-frits pack of 30 | 1464 | 164.31
4003648 | CHROMABOND Columns XTR BIGpack volume: 70 ml, content of sorbent: 14500 mg material: PP, with PE-filterelements packed in 20 bags with 5 pcs. | 1464 | 726.78
4003650 | CHROMABOND columns XTR Volume: 150 ml, content of sorbent: 37,5 g Kieselgur for volumes up to 50 ml material: PP, with PE filter elements pack of 10 | 1464 | 189.34
4003675 | CHROMABOND columns NH2/C18 volume: 6 ml, content of sorbent: 500/1000 mg material: PP, with PE-filterelements pack of 30 | 1465 | 109.78
4003719 | CHROMABOND columns EASY volume: 1 ml, content of sorbent: 30 mg material: PP, pack of 30 | 1466 | 115.8
4003721 | CHROMABOND columns EASY volume: 3 ml, content of sorbent: 60 mg material: PP, pack of 30 | 1466 | 175.26
4003723 | CHROMABOND columns EASY BIGpack volume: 3 ml, content of sorbent: 200 mg material: PP, with PE-filterelements packed in 5 bags with 50 pcs. | 1466 | 1043.12
4003724 | CHROMABOND columns EASY BIGpack volume: 6 ml, content of sorbent: 200 mg material: PP, with PE-filterelements packed in 5 bags with 50 pcs. | 1466 | 1424.92
4003726 | CHROMABOND columns EASY volume: 15 ml, content of sorbent: 500 mg material: PP, pack of 20 | 1466 | 281.67
4003728 | CHROMABOND columns EASY volume: 3 ml, content of sorbent: 500 mg material: PP, pack of 30 | 1466 | 241.22
4003805 | CHROMABOND Columns HR-X volume: 3 ml, content of sorbent: 200 mg, PP, with PE-filterelements pack of 30 | 1464 | 184.65
4003806 | CHROMABOND Columns HR-X BIGpack volume: 3 ml, content of sorbent: 200 mg,with PP, with PE-filterelements, 5 bags with 50 pcs. | 1464 | 1043.12
4003808 | CHROMABOND columns HR-X volume: 1 ml, content of sorbent: 30 mg, PP, with PE-filterelements pack of 30 | 1464 | 115.8
4003809 | CHROMABOND columns HR-X volume: 1 ml, content of sorbent: 100 mg material: PP, with PE-filterelements pack of 30 | 1464 | 148.81
4003811 | CHROMABOND columns HR-X volume: 3 ml, content of sorbent: 60 mg material: PP, with PE-filterelements pack of 30 | 1464 | 175.26
4003813 | CHROMABOND columns HR-X volume: 3 ml, content of sorbent: 500 mg material: PP, with PE-filterelements pack of 30 | 1464 | 241.22
4003814 | CHROMABOND columns HR-X volume: 6 ml, content of sorbent: 200 mg, PP, with PE-filterelements pack of 30 | 1464 | 226.78
4003815 | CHROMABOND columns HR-X BIGpack volume: 6 ml, content of sorbent: 200 mg, PP, with PE-filterelements, 5 bags with 50 pcs. | 1464 | 1424.92
4003817 | CHROMABOND columns HR-X volume: 6 ml, content of sorbent: 500 mg, PP, with PE-filterelements pack of 30 | 1464 | 345.22
4003819 | CHROMABOND columns HR-X volume: 15 ml,content of sorbent: 500 mg material: PP, with PE-filterelements pack of 20 | 1464 | 281.67
4003820 | CHROMABOND columns HR-X volume: 15 ml, content of sorbent: 1000 mg material: PP, with PE-filterelements pack of 20 | 1464 | 470.89
4003824 | CHROMABOND QuEChERS Mix I Citrate-Extraction-Mix consisting of: - 4 g MgSO4 - 1 g NaCl - 0.5 g Na2H-Citrate * 1.5 H2O - 1 g Na3-Citrate * 2 H2O | 1467 | 127.11
4003825 | CHROMABOND QuEChERS Mix II MgSO4-Extraction-Mix consisting of: - 6 g MgSO4 - 1.5 g Na-Acetate individually weighed and filled into 15 ml | 1467 | 236.89
4003826 | CHROMABOND QuEChERS Mix III CHROMABOND Diamino Clean-Up-Mix consisting of: - 0.9 g MgSO4 - 0.15 g CHROMABOND Diamino individually weighed and | 1467 | 95.06
4003827 | CHROMABOND QuEChERS Mix IV CHROMABOND Diamino/Carbon Clean-Up-Mix consisting of: - 0.9 g MgSO4 - 0.015 g CHROMABOND Carbon - 0.15 g | 1467 | 214.38
4003828 | CHROMABOND QuEChERS Mix VI CHROMABOND Diamino/C18ec Clean-Up-Mix consisting of: - 0.15 g CHROMABOND C18ec - 0.9 g MgSO4 - 0.15 g | 1467 | 95.06
4003829 | CHROMABOND QuEChERS Mix V CHROMABOND Diamino/Carbon Clean-Up-Mix consisting of: - 0.9 g MgSO4 - 0.045 g CHROMABOND Carbon - 0.15 g | 1467 | 214.38
4003838 | Solid Phase Extraction Cartridges CHROMAFIX C18 (L) average content of sorbent: 950 mg pack of 50 | 1465 | 390
4004368 | ChromCart HPLC column EC 50/2 Nucleodur 100-5 C18 ec lenght: 50 mm, ID: 2 mm pack of 1 | 1472 | 531.56
4004369 | EC HPLC column EC 50/3 Nucleodur 100-5 C18 ec lenght: 50 mm, ID: 3 mm pack of 1 | 1472 | 407.33
4004370 | EC HPLC column EC 50/4 Nucleodur 100-5 C18 ec lenght: 50 mm, ID: 4 mm pack of 1 | 1472 | 407.33
4004371 | EC HPLC column EC 50/4 NUCLEODUR 100-5 C18 ec length: 50 mm, ID: 4 mm pack of 1 | 1472 | 434.78
4004375 | EC HPLC column EC 50/2 NUCLEODUR 100-3 C18 ec length: 50 mm, ID: 2 mm pack of 1 | 1472 | 606.57
4004376 | EC HPLC column EC 50/3 NUCLEODUR 100-3 C18 ec length: 50 mm, ID: 3 mm pack of 1 | 1472 | 638.72
4004377 | EC HPLC column EC 50/4 NUCLEODUR 100-3 C18 ec length: 50 mm, ID: 4 mm pack of 1 | 1472 | 638.72
4004378 | EC HPLC column EC 50/4.6 NUCLEODUR 100-3 C18 ec length: 50 mm, ID: 4.6 mm pack of 1 | 1472 | 712.8
4004521 | EC HPLC column EC 50/2 NUCLEODUR 100-5 C8 ec length: 50 mm, ID: 2 mm pack of 1 | 1472 | 531.56
4004522 | EC HPLC column EC 50/3 NUCLEODUR 100-5 C8 ec length: 50 mm, ID: 3 mm pack of 1 | 1472 | 407.33
4004523 | EC HPLC column EC 50/4 NUCLEODUR 100-5 C8 ec length: 50 mm, ID: 4 mm pack of 1 | 1472 | 407.33
4004524 | EC HPLC column EC 50/4.6 NUCLEODUR 100-5 C8 ec length: 50 mm, ID: 4.6 mm pack of 1 | 1472 | 434.78
4004525 | EC HPLC column EC 125/2 NUCLEODUR 100-5 C8 ec length: 125 mm, ID: 2 mm pack of 1 | 1472 | 638.72
4004526 | EC HPLC column EC 125/3 NUCLEODUR 100-5 C8 ec length: 125 mm, ID: 3 mm pack of 1 | 1472 | 563.33
4004527 | EC HPLC column EC 125/4 NUCLEODUR 100-5 C8 ec length: 125 mm, ID: 4 mm pack of 1 | 1472 | 563.33
4004528 | EC HPLC column EC 125/4.6 NUCLEODUR 100-5 C8 ec length: 125 mm, ID: 4.6 mm pack of 1 | 1472 | 595.11
4004529 | EC HPLC column EC 150/4.6 NUCLEODUR 100-5 C8 ec length: 150 mm, ID: 4.6 mm pack of 1 | 1472 | 595.11
4004530 | EC HPLC column EC 250/2 NUCLEODUR 100-5 C8 ec, length: 250 mm, ID: 2 mm pack of 1 | 1472 | 803.65
4004531 | EC HPLC column EC 250/3 NUCLEODUR 100-5 C8 ec, length: 250 mm, ID: 3 mm pack of 1 | 1472 | 663.88
4004532 | EC HPLC column EC 250/4 NUCLEODUR 100-5 C8 ec, length: 250 mm, ID: 4 mm pack of 1 | 1472 | 663.88
4004752 | VarioPrep HPLC column VP 250/10 NUCLEODUR 100-5 C18 ec *** with adjustable Endfitting *** length: 250 mm, ID: 10 mm | 1473 | 1438.56
4004804 | POLYGRAM sheets CEL 300 UV254 size: 5 x 20 cm pack of 50 | 1497 | 150.61
4004822 | POLYGRAM sheets SIL G size: 40 x 20 cm, pack of 25 | 1495 | 343.78
4004824 | POLYGRAM sheets SIL G/UV254 size: 40 x 20 cm pack of 25 | 1495 | 343.78
4004825 | POLYGRAM sheets SIL G size: 4 x 8 cm pack of 50 | 1495 | 62.28
4004826 | POLYGRAM-sheets SIL G/UV254 size: 2,5x7,5 cm, pack of 200 | 1495 | 209.49
4004827 | POLYGRAM sheets SIL G size: 2,5 x 7,5 cm pack of 200 | 1495 | 209.49
4004835 | TLC precoated plates CEL 300-10 size: 20x20 cm pack of 25 | 1497 | 247.72
4004836 | TLC precoated plates CEL 300-25 size: 20x20 cm pack of 25 | 1497 | 414.56
4004838 | TLC precoated plates CEL 300-50 size: 20x20 cm pack of 20 | 1497 | 414.56
4004839 | TLC precoated plates CEL 300-50 UV 254 size: 20x20 cm pack of 20 | 1497 | 414.56
4004846 | TLC precoated plates SIL G-25 size: 5x20 cm pack of 100 | 1495 | 309.66
4004847 | TLC precoated plates SIL G-25 size: 5x10 cm pack of 200 | 1495 | 405.71
4004848 | TLC precoated plates SIL G-25 UV 254 size: 5x10 cm, pack of 50 | 1495 | 204.01
4004849 | TLC precoated plates SIL G-25 UV 254 size: 5x10 cm, pack of 200 | 1495 | 405.71
4004850 | TLC precoated plates SIL G-25 UV254 size: 2,5x7,5 cm pack of 100 | 1495 | 278.06
4004853 | TLC precoated plates SIL G-100 size: 20x20 cm pack of 15 | 1495 | 334.94
4004854 | TLC precoated plates SIL G-200 UV 254 size: 20x20 cm, pack of 12 | 1495 | 362.74
4004903 | Spotting guides pack of 2 | 1499 | 42.78
4004907 | Chromatography paper MN 260, 75x17 mm pack of 100 | 1499 | 55.63
4004909 | Glass from laboratory sprayer with rubber bulb | 1499 | 209.49
4004934 | Aluminium oxide 90 basic pack of 1000 g in plastic container | 1476 | 94.15
4004935 | Aluminium oxide 90 basic pack of 25 kg in plastic bag in cardboard drum | 1476 | 1274.93
4004936 | Aluminium oxide 90 basic pack of 5 kg in plastic container | 1476 | 359.67
4004937 | Aluminium oxide neutral pack of 25 kg in plastic bag in cardboard drum | 1476 | 1274.93
4004938 | Aluminium oxide neutral pack of 5 kg in plastic container | 1476 | 359.67
4004939 | Aluminium oxide acid pack of 1000 g in plastic container | 1476 | 116.79
4004940 | Aluminium oxide acid pack of 25 kg in plastic bag in cardboard drum | 1476 | 1731.71
4004941 | Aluminium oxide acid pack of 5 kg in plastic container | 1476 | 411.67
4004957 | Silica gel 60 particle size: 0,063-0,2 mm pack of 1000 g in plastic container | 1476 | 71.87
4004958 | Silica gel 60 particle size: 0,063-0,2 mm pack of 25 kg in plastic bag in cardboard drum | 1476 | 887.5
4004959 | Silica gel 60 particle size: 0,063-0,2 mm pack of 5 kg in plastic container | 1476 | 270.11
4004962 | Silica gel 60 particle size: 0,2-0,5 pack of 1000 g in plastic container | 1476 | 87.94
4004963 | Silica gel 60 particle size: 0,2-0,5 mm pack of 25 kg in plastic bag in cardboard drum | 1476 | 1138.56
4004964 | Silica gel 60 particle size: 0,2-0,5 mm pack of 5 kg in plastic container | 1476 | 319.22
4004965 | Silica gel 60 particle size: 0,5-1,0 mm pack of 1000 g in plastic container | 1476 | 87.94
4004967 | Silica gel 60 particle size: 0,5-1,0 mm pack of 5 kg in plastic container | 1476 | 319.22
4004968 | Silica gel 60 particle size: 0,04-0,063 mm pack of 1000 g in plastic container | 1476 | 126.81
4004969 | Silica gel 60 particle size: 0,04-0,063 mm pack of 25 kg in plastic bag in cardboard drum | 1476 | 1581.72
4004970 | Silica gel 60 particle size: 0,04-0,063 mm pack of 5 kg in plastic container | 1476 | 456.44
4004971 | Silica gel 60 M particle size: 0,04-0,063 mm pack of 1000 g in plastic container | 1476 | 114.54
4004972 | Silica gel 60 M particle size: 0,04-0,063 mm pack of 25 kg in plastic bag in cardboard drum | 1476 | 1424.92
4004973 | Silica gel 60 M particle size: 0,04-0,063 mm pack of 5 kg in plastic container | 1476 | 411.67
4004974 | Silica gel 60 particle size: 0,05-0,1 mm pack of 1000 g in plastic container | 1476 | 126.81
4004975 | Silica gel 60 particle size: 0,05-0,1 mm pack of 25 kg in plastic bag in cardboard drum | 1476 | 1622.63
4004976 | Silica gel 60 particle size: 0,05-0,1 mm pack of 5 kg in plastic container | 1476 | 411.67
4004977 | Silica gel 60 particle size: < 0,063 mm pack of 1000 g in plastic container | 1476 | 87.94
4004978 | Silica gel 60 particle size: < 0,063 mm pack of 25 kg in plastic bag in cardboard drum | 1476 | 1138.56
4004979 | Silica gel 60 particle size: < 0,063 mm pack of 5 kg in plastic container | 1476 | 319.22
4004980 | Silica gel FIA fine particle size: 0,071-0,16 mm pack of 1000 g in plastic container | 1476 | 2270.32
4004981 | Silica gel FIA coarse particle size: 0,071-0,63 mm pack of 1000 g in plastic container | 1476 | 329.33
4004999 | Silica gel 60 particle size: 0,015-0,04 mm pack of 1000 g in plastic container | 1476 | 118.61
4005000 | Silica gel 60 particle size: 0,015-0,04 mm pack of 25 kg in plastic bag in cardboard drum | 1476 | 1670.35
4005001 | Silica gel 60 particle size: 0,015-0,04 mm pack of 5 kg in plastic container | 1476 | 420.33
4005042 | ALUGRAM-Sheets SIL G thickness: 0.2 mm, size: 5 x 7.5 cm pack of 20 | 1495 | 32.06
4005043 | ALUGRAM sheets SIL G/UV254 size: 2.5 x 7.5 cm, pack of 200 | 1495 | 209.49
4005046 | ALUGRAM sheets RP-18W/UV254 size: 5 x 20 cm, pack of 50 | 1496 | 377.91
4005047 | ALUGRAM sheets RP-18W/UV254 size: 10 x 10 cm, pack of 25 | 1496 | 214.96
4005049 | ALUGRAM sheets CEL 300 size: 4 x 8 cm, pack of 50 | 1497 | 66.67
4005050 | ALUGRAM sheets CEL 300/UV 254 size: 20 x 20 cm, pack of 25 | 1497 | 232.77
4005051 | ALUGRAM sheets CEL 300/UV254 size: 5 x 20 cm, pack of 50 | 1497 | 150.61
4005052 | ALUGRAM-Sheets SIL G thickness: 0,2 mm, size: 10 x 20 cm pack of 20 | 1495 | 109.59
4005060 | ADAMANT TLC precoated plates UV 254 thickness of layer: 0,25 mm size: 2.5x7.5 cm pack of 100 | 1496 | 278.06
4005061 | ADAMANT TLC precoated plates UV 254 thickness of layer: 0,25 mm size: 5x10 cm pack of 50 | 1496 | 204.01
4005062 | ADAMANT TLC precoated plates UV 254 thickness of layer: 0,25 mm size: 5x10 cm pack of 200 | 1496 | 405.71
4005063 | ADAMANT TLC precoated plates UV 254 thickness of layer: 0,25 mm size: 5x20 cm pack of 100 | 1496 | 309.66
4005064 | ADAMANT TLC precoated plates UV 254 thickness of layer: 0,25 mm size: 10x10 cm pack of 25 | 1496 | 123.19
4005065 | ADAMANT TLC precoated plates UV 254 thickness of layer: 0,25 mm size: 10x20 cm pack of 50 | 1496 | 274.27
4005066 | ADAMANT TLC precoated plates UV 254 thickness of layer: 0,25 mm size: 20x20 cm pack of 25 | 1496 | 243.94
4005067 | ADAMANT TLC precoated plates thickness of layer: 0.25 mm size: 5x10 cm pack of 50 | 1496 | 204.01
4005068 | ADAMANT TLC precoated plates thickness of layer: 0.25 mm size: 5x10 cm pack of 200 | 1496 | 405.71
4005069 | ADAMANT TLC precoated plates thickness of layer: 0.25 mm size: 10x10 cm pack of 25 | 1496 | 123.19
4005070 | ADAMANT TLC precoated plates thickness of layer: 0.25 mm size: 20x20 cm pack of 25 | 1496 | 243.94
4005078 | Peroxtesmo KM, 15 x 30 mm box of 25 test papers | 1237 | 187.78
4005079 | Peroxtesmo KO, 15 x 15 mm box of 100 sheets (no dan. goods) | 1237 | 137.34
4005092 | Potassium iodide starch paper MN 816 N refill pack with 3 reels | 1237 | 28.73
4005099 | AQUADUR test sticks gradation: <(><<)>3 >4 >8,4 >14 >21 °dH test sticks single sealed pack of 1000 | 1236 | 330.42
4005101 | AQUADUR test sticks gradation: >3 >5 >10 >15 >20 >25 °dH set of 3 single sealed test sticks pack of 50 sets | 1236 | 125.57
4005444 | PTFE fitting with integrated ferrule, 1.6mm ID (Pa/10) (pack of 10) | 1483 | 107.24
4005445 | PTFE fitting with integrated ferrule, 2.3mm ID (Pa/10) (pack of 10) | 1483 | 107.24
4005446 | PTFE fitting with integrated ferrule, 3.2mm ID (Pa/10) (pack of 10) | 1483 | 107.24
4005447 | PTFE fitting with integrated ferrule, 6,35mm (1/4") ID | 1483 | 38.2
4005448 | PTFE fitting with integrated ferrule, 4,76mm (3/16") ID | 1483 | 38.2
4005456 | Thread adapter, PTFE GL45 (m) to 53B (f) | 1481 | 124.94
4005504 | PTFE Plug for charcoal filter port | 1483 | 38.2
4005556 | Angle joint (bowed connector) 9.50 - 10mm | 1481 | 18.1
4005558 | Connector, unbowed, 3 - 4mm | 1481 | 18.1
4005583 | Safety Waste Cap S51, 2x3.2mm OD, 1x6.4mm ID (Leak) | 1480 | 151.47
4005584 | Safety Waste Cap S 55 2x3.2mm OD, 1x6.4mm ID (Leak) | 1480 | 151.47
4005585 | Safety Waste Cap S71, 2x3.2mm OD, 1x6.4mm ID (Leak) | 1480 | 151.47
4005593 | S71 Safety Can, 60 Liter, PE-HD, electrically conductive | 267 | 383.57
4005602 | S 60 Can, 10 Liter, PE-HD electrically conductive | 267 | 84.24
4005612 | Safety Waste Cap S55 with mechanical level control, 2x3.2mm OD, 1x6.4mm ID (Leak) | 1482 | 306.6
4005616 | Safety Waste Cap S90 with mechanical level control, 4x3.2mm OD, 1x6.4mm ID (Leak) | 1482 | 345.07
4005671 | S60 Can, 20 L, PE-HD, electrically conductive | 267 | 114.93
4005682 | S60 Can (10L) with mechanical level control | 267 | 151.47
4005683 | S60 Can (20L) with mechanical level control | 267 | 179.27
4005717 | Safety Waste Cap B83 with level control, 4x2.3/3.2mm OD, 1x6.4mm ID (Leak) | 1482 | 408.37
4005793 | Unbowed connector, 6.20 - 7.50mm for standard connector | 1481 | 18.1
4005794 | Impounding basin, PE-HD 340x240x165 mm | 268 | 107.24
4005859 | 3 port collector (2x2.3/3.2mm OD, 1x6.4mm ID (Leak) sidewise, for leak connector | 1482 | 91.91
4005860 | 3 port collector (3x2.3/3.2mm OD) for 1/8" NPT for leak connector | 1482 | 68.89
4005865 | 2 port collector for leak connector, sidewise 2x Leak, without connectors | 1482 | 84.24
4005866 | 2-in-1 collector, vertical PTFE/PFA, 2x 2,3/3,2 mm OD | 1482 | 61.22
4005880 | Plugs, PTFE for sealing Safety Cap ports 4.76mm (3/16") ID, pack of 10 | 1483 | 138.84
4005883 | PTFE Plug NPT 1/8" | 1483 | 30.54
4005890 | HPLC solvent filters for 1/8" (3.2mm) OD tubing, pack of 5 | 1483 | 76.56
4005891 | HPLC solvent filters for 1/8" (3.2mm) OD tubing, 5µm, PFA/PTFE, pack of 5 | 1483 | 107.24
4005945 | Plugs, PTFE for sealing safety cap ports 4.76mm (3/16") ID pack of 5 | 1483 | 84.24
4005950 | Thread adapter, PP S42 (f) to GL45 (m) | 1481 | 76.56
4005976 | 8 port collector for leak connector, 7x 3.2mm, 1x6,4mm ID, vertical | 1482 | 111.05
4006047 | Wrapping strips 0860, 110x580 mm 75 g/sqm, sheets, pack of 500 | 708 | 139.09
4006052 | Chromatography paper 2668, 580x600 mm preparative, fast, 320 g/sqm, sheets, pack of 50 | 1498 | 442.07
4006062 | Adsoptive filter paper 5703, 580x580 mm 239 g/sqm, technical, sheets, pack of 100 | 708 | 391.94
4006111 | Pleated strips for seedtesting 3014 white, 110 g/qm, pleated, 110 mm x 2m, 50 double pleats of 20 mm height, pack of 1008 | 708 | 1192.46
4006112 | Pleated strips for seedtesting 3236 grey, 110 g/qm, 110 mm x 2m, 50 double pleats of 20 mm height, pack of 1008 | 708 | 1267.56
4006118 | Chromatography paper 2043A, 580x600 mm analytical, fast, 90 g/sqm, sheets, pack of 100 | 1498 | 321.28
4006154 | Blotting paper 460x570 mm 0,35 mm thick, medium absorptive, pack of 100 | 1322 | 298.43
4006155 | Blotting paper 580x600 mm 0.35 mm thick, medium absorptive, pack of 100 | 1322 | 308.66
4006156 | Blotting paper 580x600 mm 0.9 mm thick, medium absorptive, pack of 50 | 1322 | 299.94
4006157 | Blotting paper 580x600 mm 1.5 mm thick, highly absorptive, pack of 25 | 1322 | 236.8
4006162 | Extraction thimbles Ø 19x90 mm 100 % Borsilicate, without binder, pack of 25 | 1267 | 183.06
4006163 | Extraction thimbles Ø 22x80 mm 100 % Borsilicate, without binder, pack of 25 | 1267 | 183.06
4006164 | Extraction thimbles Ø 25x100 mm 100 % Borsilicate, without binder, pack of 25 | 1267 | 183.06
4006165 | Extraction thimbles Ø 22x60 mm 100 % Borsilicate, without binder, pack of 25 | 1267 | 183.06
4006166 | Extraction thimbles Ø 30x100 mm 100 % Borsilicate, without binder, pack of 25 | 1267 | 219.23
4006167 | Extraction thimbles Ø 33x94 mm 100 % Borsilicate, without binder, pack of 25 | 1267 | 228.27
4006168 | Extraction thimbles Ø 43x123 mm 100 % Borsilicate, without binder, pack of 25 | 1267 | 316.16
4006179 | Folded filters 0858, 150 mm general filterpaper, 75 g/sqm, pack of 100 | 707 | 47.85
4006181 | Folded filters 0858, 240 mm general filterpaper, 75 g/sqm, pack of 100 | 707 | 77.33
4006182 | Folded filters 0858, 320 mm general filterpaper, 75 g/sqm, pack of 100 | 707 | 107.18
4006185 | Folded filters 0860, 185 mm general filterpaper, 74 g/sqm, pack of 100 | 707 | 62.28
4006187 | Folded filters 0860, 320 mm general filterpaper, 74 g/sqm, pack of 100 | 707 | 115.23
4006188 | Folded filters 0905, 320 mm general filterpaper, 74 g/sqm, pack of 100 | 707 | 134.3
4006207 | Folded filters 2555, 185 mm for analysis of beer, 75 g/sqm, pack of 100 | 708 | 49.34
4006208 | Folded filters 2555, 240 mm for analysis of beer, 75 g/sqm, pack of 100 | 708 | 55.93
4006209 | Folded filters 2555, 320 mm for analysis of beer, 75 g/sqm, pack of 100 | 708 | 63.4
4006214 | Folded filter 400, 70 mm general Filterpaper, 80 g/sqm, pack of 100 | 707 | 30.44
4006215 | Folded filter 400, 90 mm general Filterpaper, 80 g/sqm, pack of 100 | 707 | 30.97
4006216 | Folded filter 400, 110 mm general Filterpaper, 80 g/sqm, pack of 100 | 707 | 28.46
4006217 | Folded filter 400, 125 mm general Filterpaper, 80 g/sqm, pack of 100 | 707 | 29.26
4006219 | Fodled filter 400, 150 mm general Filterpaper, 80 g/sqm, pack of 100 | 707 | 33
4006220 | Folded filter 400, 185 mm general filterpaper, 80 g/sqm, pack of 100 | 707 | 35.26
4006221 | Folded filter 400, 200 mm general Filterpaper, 80 g/sqm, pack of 100 | 707 | 37.43
4006223 | Folded filter 400, 250 mm general Filterpaper, 80 g/sqm, pack of 100 | 707 | 50.25
4006224 | Fodled fitler 400, 300 mm general Filterpaper, 80 g/sqm, pack of 100 | 707 | 65.21
4006225 | Folded filter 400, 320 mm general Filterpaper, 80 g/sqm, pack of 100 | 707 | 74.29
4006227 | Folded filter 400, 400 mm general Filterpaper, 80 g/sqm, pack of 100 | 707 | 95.17
4006229 | Folded filter 400, 650 mm general Filterpaper, 80 g/sqm, pack of 100 | 707 | 170.62
4006260 | Folded filters 595, 90 mm qualitative filterpaper, 68 g/sqm, pack of 100 | 707 | 38.09
4006261 | Folded filters 595, 110 mm qualitative filterpaper, 68 g/sqm, pack of 100 | 707 | 39.47
4006262 | Folded filters 595, 125 mm qualitative filterpaper, 68 g/sqm, pack of 100 | 707 | 43.44
4006263 | Folded filters 595, 150 mm qualitative filterpaper, 68 g/sqm, pack of 100 | 707 | 52.28
4006264 | Folded filters 595, 185 mm qualitative filterpaper, 68 g/sqm, pack of 100 | 707 | 63.06
4006266 | Folded filters 595, 240 mm qualitative filterpaper, 68 g/sqm, pack of 100 | 707 | 79.04
4006267 | Folded filters 595, 270 mm qualitative filterpaper, 68 g/sqm, pack of 100 | 707 | 96.96
4006268 | Folded filters 595, 320 mm qualitative filterpaper, 68 g/sqm, pack of 100 | 707 | 117.18
4006269 | Folded filters 595, 385 mm qualitative filterpaper, 68 g/sqm, pack of 100 | 707 | 129.12
4006273 | Folded filters 597, 125 mm qualitative filterpaper, 81 g/sqm, pack of 100 | 707 | 53.08
4006274 | Folded filters 597, 150 mm qualitative filterpaper, 81 g/sqm, pack of 100 | 707 | 58.52
4006275 | Folded filters 597, 185 mm qualitative filterpaper, 81 g/sqm, pack of 100 | 707 | 66.92
4006277 | Folded filters 597, 240 mm qualitative filterpaper, 81 g/sqm, pack of 100 | 707 | 82.8
4006278 | Folded filters 597, 270 mm qualitative filterpaper, 81 g/sqm, pack of 100 | 707 | 100.71
4006279 | Folded filters 597, 320 mm qualitative filterpaper, 81 g/sqm, pack of 100 | 707 | 124.19
4006441 | Filter circles 589/1, 47 mm blake, quantitative filter paper, 79 g/sqm, pack of 100 | 714 | 28.81
4006442 | Filter circles 589/1, 55 mm blake, quantitative filter paper, 79 g/sqm, pack of 100 | 714 | 29.06
4006443 | Filter circles 589/1, 70 mm blake, quantitative filter paper, 79 g/sqm, pack of 100 | 714 | 29.71
4006444 | Filter circles 589/1, 90 mm blake, quantitative filter paper, 79 g/sqm, pack of 100 | 714 | 35.05
4006445 | Filter circles 589/1, 110 mm blake, quantitative filter paper, 79 g/sqm, pack of 100 | 714 | 44.81
4006446 | Filter circles 589/1, 125 mm blake, quantitative filter paper, 79 g/sqm, pack of 100 | 714 | 51.61
4006447 | Filter circles 589/1, 150 mm blake, quantitative filter paper, 79 g/sqm, pack of 100 | 714 | 69.86
4006448 | Filter circles 589/1, 185 mm blake, quantitative filter paper, 79 g/sqm, pack of 100 | 714 | 103.2
4006449 | Filter circles 589/1, 240 mm blake, quantitative filter paper, 79 g/sqm, pack of 100 | 714 | 157.69
4006450 | Filter circles 589/2, 12.5 mm white, quantitative filter paper, 85 g/sqm, pack of 1000 | 714 | 64.44
4006451 | Filter circles 589/2, 40.5 mm white, quantitative filter paper, 85 g/sqm, pack of 100 | 714 | 25.29
4006453 | Filter circles 589/2, 55 mm white, quantitative filter paper, 85 g/sqm, pack of 100 | 714 | 29.06
4006454 | Filter circles 589/2, 70 mm white, quantitative filter paper, 85 g/sqm, pack of 100 | 714 | 29.71
4006455 | Filter circles 589/2, 90 mm white, quantitative filter paper, 85 g/sqm, pack of 100 | 714 | 35.05
4006456 | Filter circles 589/2, 110 mm white, quantitative filter paper, 85 g/sqm, pack of 100 | 714 | 44.81
4006457 | Filter circles 589/2, 125 mm white, quantitative filter paper, 85 g/sqm, pack of 100 | 714 | 51.61
4006458 | Filter circles 589/2, 150 mm white, quantitative filter paper, 85 g/sqm, pack of 100 | 714 | 69.86
4006459 | Filter circles 589/2, 185 mm white, quantitative filter paper, 85 g/sqm, pack of 100 | 714 | 103.2
4006461 | Filter circles 589/3, 47 mm blue, quantitative filter paper, 84 g/sqm, pack of 100 | 714 | 30.18
4006462 | Filter circles 589/3, 55 mm blue, quantitative filter paper, 84 g/sqm, pack of 100 | 714 | 30.44
4006463 | Filter circles 589/3, 70 mm blue, quantitative filter paper, 84 g/sqm, pack of 100 | 714 | 31.4
4006464 | Filter circles 589/3, 90 mm blue, quantitative filter paper, 84 g/sqm, pack of 100 | 714 | 36.65
4006465 | Filter circles 589/3, 110 mm blue, quantitative filter paper, 84 g/sqm, pack of 100 | 714 | 47.53
4006466 | Filter circles 589/3, 125 mm blue, quantitative filter paper, 84 g/sqm, pack of 100 | 714 | 54.79
4006467 | Filter circles 589/3, 150 mm blue, quantitative filter paper, 84 g/sqm, pack of 100 | 714 | 73.27
4006468 | Filter circles 589/3, 185 mm blue, quantitative filter paper, 84 g/sqm, pack of 100 | 714 | 108.77
4006469 | Filter circles 589/3, 240 mm blue, quantitative filter paper, 84 g/sqm, pack of 100 | 714 | 165.59
4006473 | Filter circles 589/4, 90 mm yellow, quantitative filter paper, 81 g/sqm, pack of 100 | 714 | 36.86
4006475 | Filter circles 589/4, 125 mm yellow, quantitative filter paper, 81 g/sqm, pack of 100 | 714 | 54.44
4006476 | Filter circles 589/4, 150 mm yellow, quantitative filter paper, 81 g/sqm, pack of 100 | 714 | 72.36
4006480 | Filter circles 589/5, 55 mm red, quantitative filter paper, 84 g/sqm, pack of 100 | 714 | 30.56
4006482 | Filter circles 589/5, 90 mm red, quantitative filter paper, 84 g/sqm, pack of 100 | 714 | 36.19
4006483 | Filter circles 589/5, 110 mm red, quantitative filter paper, 84 g/sqm, pack of 100 | 714 | 46.6
4006484 | Filter circles 589/5, 125 mm red, quantitative filter paper, 84 g/sqm, pack of 100 | 714 | 53.19
4006485 | Filter circles 589/5, 150 mm red, quantitative filter paper, 84 g/sqm, pack of 100 | 714 | 72.36
4006614 | Glass microfibre filter GF50, 25 mm without binder, 56 g/sqm, pack of 100 | 720 | 40.62
4006615 | Glass microfibre filter GF50, 37 mm without binder, 56 g/sqm, pack of 100 | 720 | 51.95
4006617 | Glass microfibre filter GF50, 47 mm without binder, 56 g/sqm, pack of 100 | 720 | 57.16
4006620 | Glass microfibre filter GF50, 70 mm without binder, 56 g/sqm, pack of 100 | 720 | 75.43
4006622 | Glass microfibre filter GF50, 90 mm without binder, 56 g/sqm, pack of 100 | 720 | 107.97
4006625 | Glass microfibre filter GF50, 125 mm without binder, 56 g/sqm, pack of 100 | 720 | 138.58
4006627 | Glass microfibre filter GF50, 203x254 mm without binder, 56 g/sqm, pack of 100 | 720 | 417.71
4006630 | Glass microfibre filter GF51, 47 mm without binder, 140 g/sqm, pack of 100 | 720 | 82.12
4006640 | Glass microfibre filter GF52, 47 mm without binder, 54 g/sqm, pack of 100 | 720 | 77.33
4006641 | Glass microfibre filter GF52, 50 mm without binder, 54 g/sqm, pack of 100 | 720 | 97.65
4006643 | Glass microfibre filter GF52, 70 mm without binder, 54 g/sqm, pack of 100 | 720 | 117.39
4006644 | Glass microfibre filter GF52, 90 mm without binder, 54 g/sqm, pack of 100 | 720 | 148.54
4006645 | Glass microfibre filter GF52, 110 mm without binder, 54 g/sqm, pack of 100 | 720 | 198.69
4006661 | Glass microfibre filter GF55, 47 mm without binder, 75 g/sqm, pack of 100 | 720 | 161.6
4006668 | Glass microfibre filter GF6, 25 mm with inorg. binder, 80 g/sqm, pack of 100 | 720 | 31.87
4006671 | Glass microfibre filter GF6, 47 mm with inorg. binder, 80 g/sqm, pack of 100 | 720 | 48.65
4006672 | Glass microfibre filter GF6, 50 mm with inorg. binder, 80 g/sqm, pack of 100 | 720 | 63.72
4006673 | Glass microfibre filter GF6, 55 mm with inorg. binder, 80 g/sqm, pack of 100 | 720 | 99.81
4006674 | Glass microfibre filter GF6, 70 mm with inorg. binder, 80 g/sqm, pack of 100 | 720 | 126.68
4006675 | Glass microfibre filter GF6, 90 mm with inorg. binder, 80 g/sqm, pack of 100 | 720 | 158.91
4006676 | Glass microfibre filter GF6, 100 mm with inorg. binder, 80 g/sqm, pack of 100 | 720 | 250.67
4006678 | Glass microfibre filter GF6, 125 mm with inorg. binder, 80 g/sqm, pack of 100 | 720 | 251.2
4006680 | Glass microfibre filter GF6, 185 mm with inorg. binder, 80 g/sqm, pack of 100 | 720 | 384.81
4006690 | Glass microfibre filter GF9, 50 mm with inorg. binder, 70 g/sqm, pack of 100 | 720 | 52.06
4006693 | Glass microfibre filter GF9, 90 mm with inorg. binder, 70 g/sqm, pack of 100 | 720 | 92.64
4006933 | EC HPLC column EC 100/4.6 NUCLEODUR 100-3 C18 ec, length: 100 mm, ID: 4.6 mm | 1472 | 838.58
4006934 | EC HPLC column EC 100/4.6 NUCLEODUR 100-5 C18 ec, length: 100 mm, ID: 4.6 mm | 1472 | 595.11
4007802 | Active charcoal filter H series for organic, unorganic, and corrosive vapours | 283 | 525.58
4007817 | Active charcoal filter ragne H for organic vapours for model H200 | 283 | 458.44
4007852 | Deep well plate, 1.2 ml 96-well, PP, non-sterile, stackable, low, profile, pack of 50 | 1417 | 221.46
4007853 | Mat covers for 1.2 ml Deep well plates, non-sterile, low profile, pack of 50 | 1417 | 292.39
4007886 | Pipette Leak Testing Unit German/English/Spanish | 978 | 1936.25
4007894 | Strips 8 PCR tubes, PP, clear with cap strips, flat, pack of 250 | 1293 | 261.95
4007895 | Strips 8 PCR tubes, PP, clear with cap strips, domed, pack of 250 | 1293 | 253.56
4007896 | 96-well PCR-plates, PP, white, qPCR pack of 50 | 1295 | 244.13
4007897 | 96-well PCR-plates, PP, white, qPCR pack of 50 | 1295 | 244.13
4007899 | PCR-plates 96-well white, for LightCycler pack of 50 | 1295 | 284
4007900 | PCR-plates 96-well white, +film, LightCycler pack of 50 | 1295 | 378.9
4007901 | 24-well PCR-plates 0.2 ml PP, white, qPCR, non skirted pack of 40 | 1295 | 107.86
4007902 | 48-well PCR-plates 0.2 ml PP, white, qPCR, non skirted pack of 20 | 1295 | 105.14
4007918 | Titrette® SH, accord. to Soxhlet-Henkel | 1030 | 1309.01
4007942 | Universal mill M 20 S 9 with UK plug | 578 | 9908.79
4008061 | VORTEX shaker Genius 3 Orbital S 2 (incl. standard attachment) with UK plug | 500 | 617.58
4008062 | VORTEX shaker Genius 3 Orbital S 3 (incl. standard attachment) with CH plug | 500 | 622.49
4008065 | Shaker lab dancer S 2 with UK plug | 500 | 335.6
4008075 | Incubation shaker KS 4000i control S 2 with UK plug | 886 | 9643.92
4008077 | Incubation shaker KS 4000ic control S 2 with built-in cooler with UK plug | 886 | 10704.59
4008087 | Magnetic stirrer C-MAG HS 4 S 2 with heating, glass ceramics heating plate with UK plug | 467 | 859.72
4008090 | Magnetic stirrer C-MAG HS 7 S 2 with heating, glass ceramics heating plate with UK plug | 467 | 942.89
4008093 | Magnetic stirrer C-MAG HS 10 S 2 with heating, glass ceramics heating plate with UK plug | 467 | 1257.54
4008113 | Magnetic stirrer RET basic S 2 IKAMAG®, hotplate diam. 135 mm stainless steel heating plate | 472 | 1840.97
4008136 | Seal RV 10.8001 | 657 | 214.96
4008194 | LLG-Inserts 0.25 ml for small opening O.D.: 5 mm, outer height: 31 mm, clear, flat bottom, pack of 100 | 1435 | 25.16
4008196 | LLG-Inserts 0.2 ml for wide opening, O.D.: 6mm outer height: 31 mm, clear, flat bottom, pack of 100pcs | 1437 | 23.18
4008198 | LLG-Aluminium crimp caps N 8, silver center hole, PTFE red/Silicone white/PTFE red, Hardness:40° shore A,Thickness:1.0 mm, pack of 100 | 1435 | 38.44
4008200 | LLG-Aluminium crimp caps N 8 silver, center hole, Red Rubber/FEP colourless, Hardness: 40° shore A,Thickness:1.0 mm,pack of 100 | 1435 | 14.24
4008204 | LLG-Screw-neck vials N 24, 20ml O.D.: 27,5mm, Outer height: 57 mm, clear, flat bottom, pack of 100 | 1450 | 48.81
4008205 | LLG-Shell vials N 8, 1ml O.D.: 8,2mm, outer height: 40 mm, amber, flat bottom, pack of 100 | 1445 | 22.45
4008206 | LLG-Crimp Neck Vials N 8 1.2ml, O.D.: 8.2mm, outer height: 40 mm, clear, flat bottom, pack of 100 | 1435 | 23.92
4008207 | LLG-Screw caps N 8, black PP, center hole, PTFE red/Silicone white/PTFE red, Hardness: 40°shore A,Thickness: 1.0 mm,pack of 100 | 1436 | 40.94
4008212 | LLG-Septa N 9 Silicone white/PTFE red, Hardness: 40° shore A, Thickness: 1.0mm, pack of 100 | 1439 | 26.19
4008214 | LLG-Screw caps N 9 (bonded), blue PP, center hole, Silicone beige/PTFE white, hardness: 45° shore A,thickness:1.3 mm,pack of 100 | 1438 | 39.76
4008215 | LLG-Screw caps N 9 (bonded), PP, blue center hole, Silicone beige/PTFE white, slitted, hardness: 45°,shore A,thickness:1.3 mm,pack of 100 | 1438 | 54.31
4008216 | LLG-Screw caps N 9 (bonded), blue PP, center hole, Red Rubber/TEF colourless, hardness: 65°shore A, thickness:1.0 mm,pack of 100 | 1438 | 29.31
4008218 | LLG-Screw caps N 9, blue PP, center hole, PTFE red/Silicone white/PTFE red, hardness: 40° shore A,thickness:1.0 mm,pack of 100 | 1438 | 37.85
4008221 | LLG-Screw caps N 9, PP, blue, center hole PTFE virginal, white, Hardness: 53° shore D, Thickness: 0.25 mm, pack of 100 | 1438 | 16.58
4008224 | LLG-Screw caps N 9, PP, green, center hole Silicone white/PTFE red, Hardness: 40° shore A, Thickness: 1.0 mm, pack of 100pcs | 1438 | 28.46
4008225 | LLG-Screw caps N 9, PP, black, center hole Silicone white/PTFE red, Hardness: 40° shore A, Thickness: 1.0 mm, pack of 100 | 1438 | 28.46
4008226 | LLG-Screw caps N 9, PP, black, center hole Silicone white/PTFE blue, slitted, Hardness: 40° shore A, Thickness: 1.0 mm, pack of 100 | 1438 | 42.24
4008227 | LLG-Screw caps N 9, blue PP, closed top, Silicone white/PTFE red, hardness: 40° shore A,thickness:1.0 mm,pack of 100 | 1438 | 30.43
4008228 | LLG-Screw caps N 9, blue PP, center hole, red rubber/PTFE colourless, hardness:40° shore A,thickness:1.0 mm,pack of 100 | 1438 | 17.31
4008229 | LLG-Screw caps N 9, transparent PP, center hole, Red Rubber/FEP colourless, hardness:40° shore A,thickness:1.0 mm,pack of 100 | 1438 | 22.63
4008230 | LLG-Screw caps N 9, blue PP, closed top, Red Rubber/FEP colourless, hardness: 40° shore A, thickness:1.0mm,pack of 100 | 1438 | 24.64
4008235 | LLG-Screw caps N 10 (bonded), black PP, center hole, Silicone white/PTFE red, hardness:45°shore A,thickness: 1.5 mm,pack of 100 | 1439 | 33.45
4008236 | LLG-Screw caps N 10, black PP, center hole, PTFE red/Silicone white/PTFE red, hardness 45°,shore A,thickness: 1.0 mm,pack of 100 | 1439 | 44.16
4008237 | LLG-Screw caps N 10 (bonded), black PP, center hole, silicone white/PTFE blue,slitted, hardness:45°,shore A,thickness:1.5 mm, pack of 100 | 1439 | 49.52
4008238 | LLG-Septa N 11 Red Rubber/FEP colourless, Hardness: 40°shore A, Thickness: 1.0 mm, pack of 100 | 1441 | 15.5
4008247 | LLG-Screw Neck Vial N 9, 1,5ml, O.D.: 11.6mm outer height: 32 mm, amber, flat bottom, wide opening, pack of 100 | 1437 | 13.91
4008248 | LLG-Shell Vials N 12 2ml with stopper,O.D.:11.6mm,outer height:31.5 mm, clear, flat bottom, pack of 100 | 1445 | 22.35
4008249 | LLG-Screw Neck Vials N 9, 1.1 ml O.D.: 11.6 mm, outer height: 32 mm, clear, 15µL funnel in solid glass bottom, pack of 100 | 1437 | 78.54
4008250 | LLG-Screw Neck Vials N 9, 0.2 ml O.D.:11.6 mm,outer height:32 mm,clear,flat bottom, with integrated Insert 0.2 ml, conical,pack of 100 | 1437 | 77.16
4008251 | LLG-Crimp Neck Vials N 11 O.D.: 11.6mm,outer height: 32mm,amber,flat bottom, w.integrated Insert 0.2 mL, conical,pack of 100pcs | 1440 | 86.31
4008254 | LLG-Crimp Neck Vials N 11, 1.1ml O.D.: 11,6mm, outer height: 32 mm, amber, conical with a round pedestal glass plate, pack of 100 | 1440 | 113.63
4008255 | LLG-Snap Ring Vials N 11 outer diameter: 11.6 mm,outer height: 32 mm, clear flat bottom,with integrated Insert 0.3 mL, conical | 1441 | 70.98
4008256 | LLG-Snap ring caps N 11, transparent PE, center hole ,Silicone white/PTFE blue, cross-slitted, Hardness: 45° shore A, | 1442 | 29.56
4008257 | LLG-Snap ring caps N 11, PE, blue, center hole Red Rubber/PTFE colourless, Hardness: 65° shore A, Thickness: 1.0 mm pack of 100pcs | 1442 | 23.41
4008259 | LLG-Snap ring cap N 11, PE, blue center hole, PTFE red/Silicone white/PTFE red, Hardness: 45° shore A, Thickness: 1.0 mm | 1442 | 42.31
4008261 | LLG-Snap ring caps N 11, PE transparent,center hole,red rubber/TEF colourless, hardness: 45° shore A, thickness: 1.0 mm | 1442 | 17.31
4008262 | LLG-Screw Neck Vials N 9, 0.3 ml PP, O.D.: 11.6 mm, outer height: 32 mm, transparent, with inner cone, pack of 100 | 1437 | 21.91
4008263 | LLG-Septa N 12, Silicone white/PTFE red Hardness: 40° shore A, Thickness: 1.3 mm pack of 100 | 1444 | 29.45
4008265 | LLG-Plug N 12, PE transparent, for 2 ml shell vials, pack of 100 | 1445 | 5.41
4008266 | LLG-Manual hand crimper height adjustable, for 13 mm Flip Top/Flip Off Caps | 1451 | 359.81
4008268 | LLG-Magnetic screw cap N 18, silver center hole, Silicone white/PTFE blue, Hardness:55° shore A, thickness:1.5 mm,pack of 100 | 1446 | 105.9
4008269 | LLG-Magnetic screw caps N 18, silver center hole, Butyl red/PTFE grey, Hardness:55° shore A,thickness: 1.5 mm,pack of 100 | 1446 | 47.98
4008270 | LLG-Headspace Screw Neck Vials N 18, 20 ml outer diameter: 22.5 mm, outer height: 75.5 mm, clear, rounded bottom, pack of 100 | 1446 | 41.56
4008271 | LLG-Pressure release safety caps ND20, Alu,silver,centre hole, no liner, pack of 100 | 1447 | 6.98
4008273 | LLG-Septa N 20 Butyl light grey/PTFE dark grey, hardness: 50° shore A, thickness: 3 mm,pack of 100 | 1449 | 29.58
4008274 | LLG-Septa N 20 Silicone blue/PTFE colourless, hardness:40° shore A,thickness:3 mm pack of 100pcs | 1449 | 54.33
4008275 | LLG-Aluminium crimp caps N 20, gold, center hole Butyl dark grey/centrical PTFE-lamination grey, Hardness: 50° shore A, Thickness: 3 mm, | 1447 | 48.68
4008276 | LLG-Pressure release safety caps ND20, Alu,silver,centre hole,ready assembled,3mm, Pharma-Fix-Septa(Butyl/PTFE,50°shore A,pack of 100 | 1447 | 45.81
4008278 | LLG-Manual hand crimper height adjustable, for 20 mm Flip Top/Flip Off Caps | 1451 | 359.81
4008281 | LLG-Headspace Crimp Neck Vials N 20, clear 20ml, O.D.: 23 mm, outer height: 75.5 mm, rounded bottom, bevelled top, label pack of 100 | 1447 | 35.61
4008282 | LLG-Snap Cap Vials N 22, 15ml O.D.: 26mm, outer height: 48 mm, clear, flat bottom, pack of 100 | 1445 | 29.05
4008285 | LLG-Headspace Crimp Neck Vial N 20, 5ml O.D.: 21.7 mm, outer height: 38.2 mm, clear, flat bottom, bevelled top, | 1446 | 44.96
4008291 | LLG-Septa N 22 Silicone natural/PTFE beige, Hardness: 45° shore A, Thickness: 3.2 mm, pack of 100pcs | 1450 | 56.41
4008292 | LLG-Screw caps N 24(bonded), PP, white closed top,Silicone white/PTFE beige,hardness: 45° shore A, thickness: 3.2 mm, pack of 100 | 1450 | 76.07
4008293 | LLG-Screw cap N 24(bonded), PP, white center hole,Silicone white/PTFE beige,hardness:45° shore A, thickness: 3.2 mm, pack of 100 | 1450 | 84.29
4008295 | LLG-Screw cap, N 24 PP, white, center hole, pack of 100 | 1450 | 16.63
4008296 | LLG-Screw-caps N 24, white PP, closed top, pack of 100 | 1450 | 17.05
4008297 | LLG-Screw Neck Vials N 24, 40ml O.D.: 27,5mm, outer height: 95 mm, clear, flat bottom, pack of 100 | 1450 | 55.71
4008298 | LLG-Screw Neck Vials N 24, 20ml O.D.: 27,5mm, outer height: 57 mm, amber, flat bottom, pack of 100 | 1450 | 81.34
4008299 | LLG-Screw Neck Vials N 24, 40ml O.D.: 27,5mm, outer height: 95 mm, amber, flat bottom, pack of 100 | 1450 | 86.51
4008300 | volumetric flask 25 ml, clear glass, cl.A, NS 12/21, PP stopper blue scale, batch certified | 918 | 10.25
4008301 | Volumetric flask 300 ml, clear, cl.A NS 14/23, PP stopper blue scale, batch certified | 918 | 27.91
4008302 | volumetric flask - standard - clear - class A - conformity batch certified - blue scale - 400 ml - NS 19/26, PP stopper | 918 | 32.08
4008303 | volumetric flask - standard - amber - class A - conformity batch certified - white scale - 25 ml - NS 12/21, PP stopper | 923 | 16.02
4008306 | volumetric flask - standard - amber - class A - conformity batch certified - white scale - 2000 ml - NS 29/32, PP stopper | 923 | 101.34
4008311 | burette - straight - clear - PTFE stopcock - Class AS - conf. batch cert. - schellbach stripe - blue scale - 10 ml | 1021 | 60.85
4008312 | burette - automatic - clear - PTFE intermediate stopcock - class AS - conf. bach cert. - schelbah - blue scl - 10 ml | 1025 | 246.38
4008313 | Burette clamp, steel for 1 burette | 186 | 22.81
4008314 | Automatic burette acc.to Schilling 10 ml, clear glass, cl. AS, Schellbach stripes, blue scale, conformity batch certified | 1024 | 111.28
4008315 | Automatic burette acc.to Schilling 50 ml, clear glass, cl. AS, Schellbach stripes, blue scale, conformity batch certified | 1024 | 108.21
4008316 | Automatic burette acc.to Schilling 10 ml, amber glass, cl. AS, white scale, conformity batch certified | 1024 | 124.12
4008317 | Automatic burette acc.to Schilling 25 ml, amber glass, cl. AS, white scale, conformity batch certified | 1024 | 121.64
4008318 | Automatic burette acc.to Schilling 50 ml, amber glass, cl. AS, white scale, conformity batch certified | 1024 | 126.03
4008322 | Pipette filler pi-pump, up to 2 ml, blue | 941 | 11.81
4008323 | Pipette filler pi-pump, up to 10 ml, green | 941 | 11.81
4008324 | Pipette filler pi-pump, up to 25 ml, red | 941 | 12.87
4008327 | density bottle - calibrated - 5 ml | 427 | 20.06
4008328 | density bottle - calibrated - 25 ml | 427 | 21.17
4008329 | density bottle - calibrated - 100 ml | 427 | 22.83
4008341 | Adapter expansion socket NS 19/26 cone NS 14/23, boro 3.3 | 645 | 12.31
4008342 | Adapter reduction socket NS 19/26 cone NS 24/29, boro 3.3 | 645 | 12.82
4008343 | Adapter reduction socket NS 19/26 cone NS 29/32, boro 3.3 | 645 | 14.34
4008344 | Adapter expansion socket NS 29/32 cone NS 19/26, boro 3.3 | 645 | 14.42
4008345 | Adapter expansion socket NS 29/32 cone NS 24/29, boro 3.3 | 645 | 16.04
4008360 | Adapter GL 14, cone NS 14/23 for thermometer diameter 6-8 mm, straight form boro 3.3 | 386 | 14.19
4008361 | Adapter for tubing without stopcock, cone NS 29/32, straight form, boro 3.3 | 646 | 12.39
4008362 | Adapter for tubing without stopcock, cone NS 14/23, bent, with olive 8 mm, boro 3.3 | 646 | 11.87
4008364 | Adapter for tubing without stopcock, cone NS 29/32, bent, with olive 10 mm, boro 3.3 | 646 | 12.95
4008365 | Adapter for tubing with PTFE stopcock, cone NS 14/23, straight, with olive 8 mm, boro 3.3 | 646 | 41.82
4008366 | Adapter for tubing with PTFE stopcock, cone NS 29/32, straight, with olive 10 mm, boro 3.3 | 646 | 37.85
4008367 | Adapter for tubing with PTFE stopcock, cone NS 14/23, bent, with olive 8 mm, boro 3.3 | 646 | 36.71
4008369 | Adapter for tubing with PTFE stopcock, cone NS 29/32, bent, with olive 10 mm, boro 3.3 | 646 | 38.69
4008370 | Adapter for vacuum, with nozzle cone and socket NS 29/32, straight form, boro 3.3 | 626 | 22.89
4008371 | Adapter for vacuum, with nozzle cone and socket NS 14/23, bent form, boro 3.3 | 626 | 19.44
4008372 | Adapter for vacuum, with nozzle cone and socket NS 29/32, bent form, boro 3.3 | 626 | 24.33
4008375 | Distilling link, with condenser 250 mm and jacked NS 14/23, for dest.-thermometer, with vacuum adapter, cone(e) NS 29/32, boro 3.3 | 625 | 77.27
4008377 | flask - flat bottom - NS neck - 50 ml - NS29/32 | 623 | 10.35
4008378 | flask - flat bottom - NS neck - 1000 ml - NS29/32 | 623 | 30.44
4008379 | Round bottom flask 50 ml, NS19/26 Boro 3.3, w/o stopper | 618 | 9.11
4008380 | Round bottom flask 50 ml, NS 24/29 Boro 3.3, w/o stopper | 618 | 9.99
4008381 | Round bottom flask 100 ml, NS 19/26 Boro 3.3, w/o stopper | 618 | 9.99
4008382 | Round bottom flask 100 ml, NS 24/29 Boro 3.3, w/o stopper | 618 | 9.99
4008383 | Round bottom flask 250 ml, NS 19/26 Boro 3.3, w/o stopper | 618 | 13.8
4008384 | Round bottom flask 250 ml, NS 24/29 Boro 3.3, w/o stopper | 618 | 13.8
4008385 | Round bottom flask 500 ml, NS 24/29 Boro 3.3, w/o stopper | 618 | 19.98
4008386 | Two-neck round flask, angled side arm, center neck: NS 29/32, side neck: NS 14/23, 250 ml | 620 | 37.9
4008387 | Two-neck round flask, angled side arm, center neck: NS 29/32, side neck: NS 14/23, 500 ml | 620 | 37.04
4008390 | Ground neck flask with 3 joints, angled side arm, center neck: NS 29/32, side neck(s): NS 14/23, 250 ml | 622 | 53.23
4008391 | Ground neck flask with 3 joints, angled side arm, center neck: NS 29/32, side neck(s): NS 14/23, 500 ml | 622 | 58.16
4008395 | Ground neck flask with 3 joints 1000 ml center arm NS 29/32, 2x side arm NS 19/26, angled Borosilicate glass 3.3 | 622 | 70.22
4008396 | Ground neck flask with 3 joints 2000 ml center arm NS 29/32, 2x side arm NS 29/32, angled Borosilicate glass 3.3 | 622 | 100
4008397 | Flask tong 300 mm, stainless steel for flasks up to 2000 mm | 144 | 28.73
4008398 | Chromotography column 200 mm, dia.10 mm without frit, 15 ml, socket NS 14/23 boro 3.3 | 1475 | 52.32
4008399 | Chromotography column 400 mm, dia.20 mm without frit, 125 ml, socket NS 29/32 boro 3.3 | 1475 | 64.35
4008400 | Chromotography column 600 mm, dia.30 mm without frit, 430 ml, socket NS 29/32 boro 3.3 | 1475 | 74.55
4008402 | Chromotography column 300 mm, dia.10 mm with frit (P=0), 25 ml, socket NS 14/23 boro 3.3 | 1475 | 79.75
4008403 | Chromotography column 200 mm, dia.15 mm with frit (P=0), 35 ml, socket NS 14/23 boro 3.3 | 1475 | 78.34
4008405 | Liebig condenser 400 mm, NS 29/32 PP olive, boro 3.3 | 637 | 42.95
4008408 | Allihn condenser 400 mm, NS 29/32 PP olive, boro 3.3 | 636 | 55.02
4008411 | Condenser coiled 400 mm, NS 29/32 with glass side arm, boro 3.3 | 636 | 63.3
4008414 | Condenser coiled 400 mm, NS 29/32 with PP side arm, boro 3.3 | 636 | 62.3
4008417 | extractor - Soxhlet - without stopcock - NS 29/32 - NS 29/32 - 30 ml | 640 | 47.17
4008418 | extractor - Soxhlet - without stopcock - NS 29/32 - NS 34/35 - 70 ml | 640 | 47.83
4008419 | extractor - Soxhlet - without stopcock - NS 29/32 - NS 45/40 - 100 ml | 640 | 48.71
4008420 | extractor - Soxhlet - without stopcock - NS 29/32 - NS 45/40 - 150 ml | 640 | 53.23
4008421 | extractor - Soxhlet - without stopcock - NS 29/32 - NS 45/40 - 250 ml | 640 | 71.5
4008428 | Dropping funnel 100 ml, cylindrical PTFE stopcock, w. relief tube, graduated, Boro 3.3, DIN 12451 and DIN 12567 | 634 | 57.68
4008433 | Powder funnel 60 mm NS 14/23, Boro 3.3 | 100 | 12.31
4008434 | Powder funnel 80 mm NS 19/26, Boro 3.3 | 100 | 14.31
4008435 | Powder funnel 100 mm NS 24/29, Boro 3.3 | 100 | 16.84
4008436 | Powder funnel 120 mm NS 29/32, Boro 3.3 | 100 | 22.35
4008437 | Filter flask 100ml, with glass nozzle, Erlenmeyer shaped | 751 | 22.96
4008438 | Filter flask 2000ml, with glass nozzle Erlenmeyer shaped | 751 | 81.8
4008445 | LLG-Macro spoon spatula 120 mm 18/10 steel | 116 | 4.22
4008446 | LLG-Macro spoon spatula 250 mm 18/10 steel | 116 | 9.09
4008447 | LLG-Macro spoon spatula 300 mm 18/10 steel | 116 | 12.87
4008448 | Round grooved spatula 150 mm 18/10 steel | 119 | 5.31
4008449 | Round grooved spatula 185 mm 18/10 steel | 119 | 5.38
4008450 | Round grooved spatula 210 mm 18/10 steel | 119 | 5.56
4008451 | Micro spoon spatula 180 mm flat and spoon end, 18/10 steel | 118 | 4.17
4008452 | Double ended spatula 100 mm type chattaway, 18/10 steel | 119 | 3.14
4008453 | Double ended spatula 130 mm type chattaway, 18/10 steel | 119 | 3.37
4008454 | Spatula double ended 130 mm, straight stainless steel | 119 | 3.56
4008455 | Spatula double ended 155 mm, straight stainless steel | 119 | 3.86
4008456 | Spatula double ended 180 mm, straight stainless steel | 119 | 4.06
4008457 | Spatula double ended 210 mm, straight stainless steel | 119 | 4.45
4008458 | Spatula double ended 255 mm, straight stainless steel | 119 | 4.92
4008459 | Spatula double ended 300 mm, straight stainless steel | 119 | 6.54
4008471 | LLG-Forceps 105 mm, blunt/straight general use, stainless steel | 132 | 5.48
4008472 | LLG-Forceps 115 mm, blunt/straight general use, stainless steel | 132 | 5.48
4008473 | LLG-Forceps 130 mm, blunt/straight general use, stainless steel | 132 | 5.48
4008474 | LLG-Forceps 160 mm, blunt/straight general use, stainless steel | 132 | 6.59
4008475 | LLG-Forceps 200 mm, blunt/straight general use, stainless steel | 132 | 8.47
4008476 | LLG-Forceps 250 mm, blunt/straight general use, stainless steel | 132 | 10.94
4008477 | LLG-Forceps 300 mm, blunt/straight general use, stainless steel | 132 | 13.42
4008478 | LLG-Forceps 115 mm, blunt/straight general use, with tooth, stainless steel | 132 | 5.48
4008479 | LLG-Forceps 130 mm, blunt/straight general use, with tooth, stainless steel | 132 | 5.48
4008480 | LLG-Forceps 145 mm, blunt/straight general use, with tooth, stainless steel | 132 | 5.48
4008481 | LLG-Forceps 160 mm, blunt/straight general use, with tooth, stainless steel | 132 | 6.85
4008482 | LLG-Forceps, dissecting 105mm, sharp/straight, stainless steel | 132 | 5.48
4008483 | LLG-Forceps, dissecting 160mm, sharp/straight stainless steel | 132 | 6.59
4008484 | LLG-Forceps, dissecting 200mm, sharp/straight stainless steel | 132 | 9.32
4008485 | LLG-Forceps, dissecting 105mm, sharp/curved stainless steel | 132 | 6.31
4008486 | Laboratory stand 150 x 300 mm, rectangular (please select suitable rod) | 177 | 60.04
4008487 | Laboratory stand 200 x 315 mm, rectangular (please select suitable rod) | 177 | 72.58
4008488 | Triangle stand, foot length 115 mm (please order stand rod separately) | 178 | 48.31
4008489 | Triangle stand, foot length 150 mm (please order stand rod separately) | 178 | 54.55
4008490 | Support rod 600 x 12 mm galvanised steel, with M10 thread | 179 | 16.96
4008491 | Support rod 1000 x 12 mm galvanised steel, with M10 thread | 179 | 22.37
4008492 | Support rod 600 x 12 mm stainless steel, with M10 thread | 179 | 41.38
4008493 | Support rod 750 x 12 mm stainless steel, with M10 thread | 179 | 48.07
4008494 | Support rod 1000 x 12 mm stainless steel, with M10 thread | 179 | 47.12
4008501 | LLG-Magnetic stirring bar retriever 270 mm Ø 8mm, PTFE | 463 | 25.13
4008506 | LLG-Centrifuge tubes 50 ml PP, graduated, non sterile, with rim pack of 50 | 691 | 17.44
4008510 | Funnel holder, stainless steel for 140 - 240 mm dia. | 102 | 41.46
4008512 | Tripod stand, adjustable height min. 200 mm / max. 300 mm | 145 | 69.83
4008552 | Cell-culture flasks EasyFlask PS, 55ml, 175 cm², Nunclon, vent/close caps, sterile, pack of 30 | 1333 | 142.01
4008574 | SEALING TAPE RAYON WHITE STERILE pack of 50 | 1320 | 182.89
4008586 | Immulon 1B Plate flat bottom pack of 50 | 1318 | 193.26
4008606 | 96V WITH LID SI MICROWELL PLATE pack of 50 | 1318 | 226.51
4008613 | Immulon 2 HB Plate, flat bottom pack of 50 | 1318 | 232.38
4008625 | Cell-culture flasks EasyFlask PS, 70ml, 225 cm², Nunclon, vent/close caps, sterile, pack of 30 | 1333 | 252.32
4008637 | Standard jars 12.5 ml, PS w/o.lid, 29x27 mm, pack of 1000 | 46 | 234.72
4008649 | F96-MicroWell plates, transparent, PS, without lid, straight bar, without barcode, MediSorp, non-sterile, pack of 60 | 1318 | 240.98
4008650 | F96-MicroWell plates, transparent, PS, without lid, straight bar, without barcode, MultiSorp, non-sterile, pack of 60 | 1318 | 240.98
4008660 | 96 Well Plate EB flat bottom pack of 50 | 1318 | 253.89
4008715 | F96-MicroWell plates, transparent, PS, without lid, straight bar, without barcode, not treated, sterile, pack of 180 | 1339 | 347.57
4008721 | CELL FACTORY EASYFILL 1-TRAY pack of 6 | 1340 | 347.39
4008748 | F8 POLYSORP UNFRA NUNC-IMMUNO MODULE pack of 640 | 1319 | 347.57
4008750 | Standard jars 50 ml, PS w/o.lid, 49x41 mm pack of 800 | 46 | 375.56
4008767 | F96-MicroWell plates, transparent, PS, without lid, straight bar, without barcode, cell culture, sterile, pack of 180 | 1339 | 408.15
4008768 | 96U TC NUNCLON D STRAIGHT W/LID pack of 160 | 1318 | 534.27
4008779 | CELL FACTORY EASYFILL 10-TRAYS pack of 2 | 1340 | 431.89
4008780 | F96-MicroWell plates, transparent, PS, without lid, straight web, with barcode, not treated, non-sterile, pack of 180 | 1339 | 433.33
4008786 | CELL FACTORY EASYFILL 2-TRAYS pack of 6 | 1340 | 441.28
4008789 | Breakable Strip 1x8 Assembled EB, flat bottom pack of 50 | 1319 | 380.34
4008802 | F96-MicroWell plates, transparent, PS, without lid, straight bar, without barcode, PolySorp, non-sterile, pack of 180 | 1318 | 443.9
4008806 | CELL FACTORY EASYFILL 4-TRAYS pack of 4 | 1340 | 488.22
4008808 | C12 MAXISORP NUNC-IMMUNO MODULE pack of 60 | 1319 | 447.87
4008814 | 0,5 ML CRYOBANK SI VIAL LOOSE NO CODE pack of 960 | 756 | 640.52
4008816 | NUNCLON DELTA TUBE ROUND W/PUSHON CAP pack of 600 | 1332 | 487.5
4008817 | C12 TRANSP MAXIS FLUORONUNC CERT pack of 60 | 1319 | 471.25
4008819 | NUNC IMMOBILIZER STREPTAVIDIN F96 CLEAR pack of 15 | 1320 | 528.31
4008821 | 1,0 ML. CRYOBANK SI VIAL LOOSE NO CODE pack of 960 | 756 | 936.86
4008824 | Lid, 28 mm, PE for 12,5 -20 -30 ml standard jars 9.402 012, -020, -030, pack of 4000 | 46 | 505.56
4008825 | Lid, 41 mm, PE for 50 ml standard jars 9.402 050 pack of 2400 | 46 | 520
4008832 | F8 POLYSORP NUNC-IMMUNO MODULE pack of 60 | 1319 | 530.3
4008833 | U8 POLYSORP NUNC-IMMUNO MODULE pack of 60 | 1319 | 533.27
4008834 | F8 MEDISORP NUNC IMMUNO MODULE pack of 60 | 1319 | 533.27
4008835 | U8 MAXISORP NUNC-IMMUNO MODULE pack of 60 | 1319 | 533.27
4008839 | C8 WHITE POLYSORP FLUORONUNC FIA+IFMA pack of 60 | 1319 | 556.83
4008841 | F8 MULTISORP NUNC IMMUNO MODULE pack of 60 | 1319 | 544.19
4008844 | 1 ML DEEP WELL PL PP, STERILE pack of 50 | 1415 | 549.8
4008850 | 6 Well Multischalen PS, Poly-D-Sylin behandelt, Flachboden, mit Deckel, unsteril, pack of 20 | 1337 | 750.54
4008852 | 96 WELL OBP WHITE POLYMER BOTTOM CC | 1339 | 617.69
4008853 | LOCKWELL C8 MEDISORP pack of 60 | 1319 | 536.25
4008854 | LOCKW C8 MultiSorp MULTISORP pack of 60 | 1319 | 536.25
4008856 | LockWell U8 MaxiSorp pack of 60 | 1319 | 537.24
4008857 | LockWell MaxiSorb C8 StarWell pack of 60 | 1319 | 544.19
4008858 | F96-MicroWell plates, transparent, PS, with lid, straight bar, without barcode, poly-D-lysine, non-sterile, pack of 20 | 1339 | 724.94
4008866 | F96-MicroWell plates, transparent, PS, with lid, straight bar, without barcode, collagen I, non-sterile, pack of 20 | 1339 | 745.64
4008868 | NUNC IMMOBILIZER STREPTAVIDIN F96 WHITE pack of 15 | 1320 | 667.81
4008874 | Multiplates, 6 well, PS, Collagen I treated, flat bottom, with cover, unsterile, pack of 20 | 1337 | 826.01
4008944 | Standard jars 20 ml, PS w/o.lid, 41x27 mm, pack of 2400 | 46 | 628.94
4008945 | Cell culture flasks EasYFlask PS, 25ml, 75 cm², Poly-D-Lysine, filter caps, sterile, pack of 30 | 1333 | 851.17
4008952 | CryoTubes 4.5 ml, PP/PE, clear height 91 mm, Ø 12.5 mm, with external thread, round, with starfood, sterile, | 756 | 743.72
4008998 | NUNC IMMOBILIZER STREPTAVIDIN 12X8 STRIPS pack of 25 | 1320 | 776.39
4008999 | NUNC IMMOBILIZER STREPTAVIDIN C8 pack of 15 | 1320 | 776.39
4009009 | 96U UNTREATED STRAIGHT W/LID pack of 160 | 1318 | 540.58
4009010 | F96-MicroWell plates, transparent, PS, without lid, straight bar, with barcode, MaxiSorp, non-sterile, pack of 180 | 1318 | 724.5
4009017 | C8 POLY BREAKAPART NUNC-IMMUNO MODULE pack of 60 | 1319 | 728.35
4009030 | NUNC IMMOBILIZER STREPTAVIDIN 384 pack of 15 | 1320 | 963.76
4009034 | Multiplates, 4 well, PS, Nunclon, treated, flat bottom, with cover, sterile, pack of 100 | 1337 | 873.53
4009043 | Cell culture flasks EasYFlask PS, 7ml, 25 cm², Poly-D-Lysine, filter caps, sterile, pack of 60 | 1333 | 1215.95
4009044 | Cell culture flasks EasYFlask PS, 7ml, 25 cm², collagen I, filter caps, sterile, pack of 60 | 1333 | 1197.08
4009045 | 8 WELL DISH NUNCLN STR W/LID pack of 100 | 1337 | 931.19
4009087 | CryoTubes 1.0 ml, PP/PE, clear height 41 mm, Ø 12.5 mm, with external thread, conical, with starfood, sterile, | 756 | 1116.55
4009104 | Standard jars 30 ml, PS w/o.lid, 60x27 mm, pack of 1200 | 46 | 1104.48
4009122 | Cell culture flasks EasYFlask PS, 55ml, 175 cm², Poly-D-Lysine, filter cap,s sterile, pack of 30 | 1333 | 1728.31
4009123 | Cell culture flasks EasYFlask PS, 55ml, 175 cm², collagen I, filter caps, sterile, pack of 30 | 1333 | 1730.35
4009158 | F8 MAXIS. OEM PACK pack of 120 | 1319 | 1610.53
4009190 | Heratherm® Compact Incubator IMC18 18 L | 865 | 1115.53
4009191 | INCUBATOR GP 60L 230V - IGS60 | 869 | 2070.01
4009192 | INCUBATOR GP 100L 230V - IGS100 | 869 | 2882.49
4009193 | INCUBATOR GP 180L 230V - IGS180 | 869 | 4011.38
4009206 | OVEN GP 60L 230V - OGS60 | 859 | 2480.31
4009207 | OVEN GP 100L 230V - OGS100 | 859 | 3094.59
4009208 | OVEN GP 180L 230V - OGS180 | 859 | 3488.66
4009209 | OVEN GP 60L 230V - OMS60 | 859 | 2828.02
4009210 | Oven GP 100L 230V - OMS100 | 859 | 3256.85
4009211 | OVEN GP 180L 230V - OMS180 | 859 | 4381.1
4009212 | OVEN AP 60L 230V - OGH60 | 860 | 3256.85
4009213 | OVEN AP 100L 230V - OGH100 | 860 | 4068.17
4009214 | OVEN AP 180L 230V - OGH180 | 860 | 4439.06
4009218 | OVEN AP 60L 230V - OMH60 | 860 | 3871.13
4009219 | Oven AP 100 L, 230V - OMH100 | 860 | 4566.55
4009220 | OVEN AP 180L 230V - OMH180 | 860 | 5725.57
4009236 | SHELF FOR 60L GRAVITY CONVECTION OVENS | 861 | 146.84
4009237 | SHELF FOR 100L GRAVITY CONVECTION OVENS | 861 | 178.23
4009238 | SHELF FOR 180L GRAVITY CONVECTION OVENS | 861 | 223.45
4009239 | SHELF FOR 60L MECHANICAL CONVECTION OVENS | 861 | 146.11
4009240 | SHELF FOR 100L MECHANICAL CONVECTION OVENS | 861 | 178.23
4009241 | SHELF FOR 180L MECHANICAL CONVECTION OVENS | 861 | 223.45
4009246 | Stacking kit 60 L model | 861 | 243.41
4009247 | Stacking kit 100 L model | 861 | 432.18
4009248 | Stacking kit 180 L model | 861 | 494.8
4009249 | SUPPORT STAND W COASTERS 60L MODELS | 861 | 593.02
4009250 | SUPPORT STAND W COASTERS 100L MODELS | 861 | 632.31
4009251 | SUPPORT STAND W COASTERS 180L MODELS | 861 | 686.67
4009327 | 13X11 COMB. PLATFORM | 887 | 349.21
4009330 | 18X18 COMB. PLATFORM | 887 | 555.1
4009332 | Clamp for 25 ml Erlenmeyer flask | 887 | 50.75
4009333 | Clamp for 125 ml Erlenmeyer flask | 887 | 51.16
4009334 | Clamp for 300 ml Erlenmeyer flask | 887 | 66.94
4009335 | Clamp for 2000 ml Erlenmeyer flask | 887 | 120.54
4009336 | Clamp for 4000 ml Erlenmeyer flask | 887 | 146.64
4009337 | Clamp for 6000 ml Erlenmeyer flask | 887 | 181.15
4009338 | Clamp for 2500 ml Culture flask low form | 887 | 216.88
4009339 | Clamp for 2800 ml Fernbach flask | 887 | 146.64
4009340 | Clamp for Microplate-/Deep-well plate | 887 | 56.86
4009506 | Adhesive flask mat, 23 x 23 cm | 888 | 83.12
4010033 | MSC ADVANTAGE 1.8 | 1360 | 14818.44
4010047 | MSC ADVANTAGE 0.9 | 1360 | 11382.28
4010048 | MSC ADVANTAGE 1.5 | 1360 | 14388.92
4010229 | Clamp for 10 ml Erlenmeyer flask | 887 | 47.9
4010230 | Clamp for 50 ml Erlenmeyer flask | 887 | 54.01
4010231 | Clamp for 250 ml Erlenmeyer flask | 887 | 61.76
4010232 | Clamp for 500 ml Erlenmeyer flask | 887 | 71.56
4010233 | Clamp for 1000 ml Erlenmeyer flask | 887 | 90.2
4011067 | MaxQ 6000 Incubated Shaker - Digital | 888 | 15476.68
4011122 | Electric Bunsen burner BA 6101/C element temperatures 800-1000°C with controller, 230V 50/60Hz, 480w | 143 | 1306.28
4011144 | Heating mantle model CMUV22/CL 20-22 ltr., 230 V 50/60Hz, 3000 W with controller | 849 | 4508.56
4011211 | Buffer Solution pH 4.00 Phthalate free ±0.01 @20°C, 500 ml no dan. goods | 325 | 33.99
4011214 | Buffer Solution pH5.00 ± 0.01 @ 20°C 500ml | 325 | 33.29
4011221 | Buffer solution pH 8.00 ± 0.01 @ 20°C, 500 ml (no dan. goods) | 325 | 33.29
4011226 | Buffer solution pH 11.00 ± 0.05 @ 20°C, 500 ml | 325 | 33.29
4012057 | Turbidity Std Ratio 0.0 NTU 100ml | 1265 | 122.77
4012076 | Turbidity Std Ratio 100 NTU 100ml | 1265 | 254.06
4012096 | Turbidity Std Non Ratio 200 NTU 100ml | 1265 | 254.06
4012099 | Turbidity Std Non Ratio 800 NTU 100ml | 1265 | 254.06
4012117 | Haxen Colour Std 0 Hazen units 1L | 1235 | 161.82
4012118 | Haxen Colour Std 25 Hazen units 1L | 1235 | 161.82
4012119 | Haxen Colour Std 40 Hazen units 1L | 1235 | 265.56
4012189 | Cryoscope Standard 000 (0.000°C) 250ml | 1277 | 32.78
4012190 | Cryoscope Standard 422 (-0.408°C) 250ml | 1277 | 32.78
4012191 | Cryoscope Standard 530 (-0.512°C) 250ml | 1277 | 32.78
4012192 | Cryoscope Standard 577 (-0.577°C) 250ml | 1277 | 32.78
4012193 | Cryoscope Standard 621 (-0.600°C) 250ml | 1277 | 32.78
4012213 | Flame Photometer Std Barium 1,000ppm- can be made 500ml | 1149 | 147.11
4012214 | Flame Photometer Std Lithium 1,000ppm 500ml | 1149 | 147.11
4012215 | Flame Photometer Std Sodium 100/Potassium 100 mmol/L 500ml | 1149 | 147.11
4012216 | Flame Photometer Std Sodium 120/Potassium 2 mmol/L 500ml | 1149 | 147.11
4012217 | Flame Photometer Std Sodium 140/Potassium 5 mmol/L 500ml | 1149 | 147.11
4012218 | Flame Photometer Std Sodium 160/Potassium 8 mmol/L 500ml | 1149 | 147.11
4012219 | Flame Photometer Std Sodium 160/Potassium 80 mmol/L 500ml | 1149 | 147.11
4012220 | Flame Photometer Std Lithium 1 mmol/L 500ml | 1149 | 147.31
4012235 | Chemical Oxygen Demand COD Calibration Standard 10mg/l 500ml | 1253 | 201.56
4012236 | Chemical Oxygen Demand COD Calibration Standard 5000mg/l 500ml | 1253 | 159.98
4012324 | Phosphate Buffer Saline pH7.00 250ml | 1325 | 51.56
4012988 | Disperser POLYTRON® PT-MR 10-35 GT 230V (with EU-plug) without stand | 601 | 3458.47
4012995 | Dispenser PT-DA 07/2SYN-E082 non-sterile, pack of 25 pcs. | 602 | 686.75
4012999 | Dispenser PT-DA 12/2SYN-E123 non-sterile, pack of 10 pcs. | 602 | 686.75
4013004 | Dispenser PT-DA 20/2WEC-E192 | 602 | 2666.76
4013016 | Dispenser PT-DA 20/2EC-F193 | 602 | 2552.29
4013055 | POLYTRON® plate stand ST-P13/320 for PT 1200 E, incl. special drive holder | 602 | 331.9
4013056 | POLYTRON® hinge stand ST-P01/200 for new PT 1300 D | 602 | 1251.22
4013057 | POLYTRON® plate stand ST-P15/320 for PT 1300 D incl. power supply holder and drive holder | 602 | 496.56
4013060 | POLYTRON® plate stand ST-P20/600 | 602 | 606.36
4013061 | POLYTRON® plate stand ST-P10/600 | 602 | 773.21
4013062 | POLYTRON® H-stand ST-F10/600 anodised with height adjustable vessel holder/table | 602 | 2564.33
4013064 | POLYTRON® telescopic stand ST-P14/590+500 electric driven stroke, plate, vessel holder, 230V (CH-plug) | 602 | 3023.44
4013065 | POLYTRON® telescopic stand ST-P14/590+500 electric driven stroke, plate, vessel holder, 230V (EU-plug) | 602 | 3023.44
4013069 | Vessel holder for ST-P10/600 | 602 | 492.74
4013070 | Vessel holder for ST-P 14/590+500 | 602 | 524.66
4013072 | Safety positioning ring for ST-P10/600 | 602 | 88.56
4652481 | Microsart® ADDfilter 100 CN, black-white, 0.45 µm, HF, pack of 60 | 1390 | 427.92
4652643 | KIMTECH® Pure*G3 gloves size 6 Latex, sterile, hand specific, 30 cm, pack of 10x20 | 1519 | 454.46
4652644 | KIMTECH® Pure*M3 face mask flat form, white, with tapes pack of 10x20 | 1507 | 271.74
4652645 | KIMTECH® Pure*G3 gloves size 7.5 STERLING* Nitrile, grey, hand specific, 30 cm pack of 10x30 | 1515 | 574.36
4652699 | Weight E2, 1kg, stainless steel compact form | 380 | 161.37
4652716 | Disposable grinding chamber MT 40.10 steril sterile, 40 ml, pack of 10 | 575 | 264.45
4652757 | HR tablets DPD Nr.3 pack of 100 | 1243 | 27.96
4652776 | DURAN® GL 32 Laboratory glass bottle protect, plastic coated (PU), amber, without screw cap and pouring ring , 50 ml | 64 | 48.5
4652793 | Disposable Culture tube 75x9.75x0.8 mm soda-lime-glass, pack of 814 | 1374 | 71.16
4653450 | Humidity analyzer MA160-1 | 379 | 6417.92
4653626 | LLG-Grid divider 12x12 H=22mm, from cardboard for Cryobox 133 x 133 mm | 758 | 2.08
4653682 | LLG-Cryobox 136x136x32mm white, special, w/o grid | 757 | 3.11
4653801 | 96-well deep well blocks 1.2 ml, PP free of DNA, RNA pack of 10x5 | 1416 | 223.87
4653906 | KIMTECH Science* A7 P+ Lab coat, size S, white, pack of 15 | 247 | 124.54
4653907 | KIMTECH SCIENCE* A7 P+ Lab coat, size M, white, pack of 15 | 247 | 124.54
4653908 | KIMTECH® Science* A7 P+ Lab coat size L, white, pack of 15 | 247 | 124.54
4653909 | KIMTECH Science* A7 P+ Lab coat size XL, white, pack of 15 | 247 | 124.54
4653910 | KIMTECH Science* A7 P+ Lab coat size XXL, white, pack of 15 | 247 | 124.54
4653935 | Dispersing element S 25 KD - 25 F Ø 25 mm | 607 | 2733.42
4653943 | Analytical mill A 10 basic | 576 | 2839.6
4653944 | Abrasion set A-MMT 40.100 for MMT 40.1 A-MMT 40.100 incl. 100 sealings, 10 stirrer, and 10 couplings | 575 | 284.56
4653952 | Transfer Pipets 7.7 ml, non-sterile PE, 156mm, VE=500 | 937 | 27.34
4653953 | Transfer Pipets 7.7 ml, sterile individually wrapped, pack of 500 | 937 | 67.05
4653955 | Transfer Pipets 7.7 ml, non-sterile no label, pack of 500 | 937 | 27.34
4653956 | Transfer Pipets 7.7 ml, sterile no label, individually wrapped, pack of 500 | 937 | 67.05
4653958 | Transfer Pipets 8 ml, non-sterile large bulb, pack of 400 | 937 | 27.91
4653959 | Transfer Pipets 8 ml, sterile individually wrapped, pack of 400 | 937 | 60.61
4653961 | Transfer Pipets 8 ml, non-sterile large bulb, no label, pack of 400 | 937 | 27.91
4654047 | Transfer Pipets 1.7 ml, non-sterile 3 inch general, standard, pack of 500 | 937 | 31
4654048 | Transfer Pipets 1.7 ml, sterile standard, individually wrapped, pack of 500 | 937 | 62.08
4654058 | Transfer Pipets, non-sterile no label, pack of 500 | 937 | 31.16
4654070 | Transfer Pipets 5", non-sterile small bulb, pack of 500 | 937 | 30.93
4654071 | Transfer Pipets, non-sterile blood bank pipet, small bulb, 4 inch, pack of 400 | 937 | 29.3
4654072 | Transfer Pipets, non-sterile blood bank pipet, small bulb, 4 inch, no label, pack of 400 | 937 | 29.3
4654076 | Transfer Pipets 5 ml, non-sterile blood bank pipet, standard bulb, 6 inch, pack of 500 | 937 | 29.53
4654078 | Transfer Pipets 5 ml, sterile blood bank pipet, standard bulb, 6 inch, individually wrapped, pack of 500 | 937 | 65.97
4654083 | Transfer Pipets 9.3 ml, non-sterile large aperture, 62 µl, pack of 250 | 937 | 20.95
4654084 | Transfer Pipets 9.3 ml, sterile large aperture, 62 µl, individually wrapped, pack of 250 | 937 | 54.42
4654086 | Transfer Pipets 9.3 ml, non-sterile large aperture, 62 µl, no label, pack of 250 | 937 | 20.95
4654087 | Transfer Pipets 9.3 ml, sterile large aperture, 62 µl, no label, individually wrapped, pack of 250 | 937 | 54.42
4654107 | Transfer Pipets 159 beral standard pack of 500 | 937 | 31.06
4654512 | LLG-Grid divider 8x8 H=22mm, from cardboard for Cryobox 133 x 133 mm | 758 | 1.65
4654519 | LLG-Grid divider 4x4 H=40mm, from cardboard for Cryobox 133 x 133 mm | 758 | 2.81
4654547 | LLG-Cryobox 136x136x100mm yellow, special, w/o grid, | 757 | 7.33
4654552 | LLG-Grid divider 14x14 H=22mm, from cardboard for Cryobox 136 x 136 mm | 757 | 2.27
4654553 | LLG-Grid divider 13x13 H=22mm, from cardboard for Cryobox 136 x 136 mm | 757 | 2.29
4654554 | LLG-Grid divider 12x12 H=22mm, from cardboard for Cryobox 136 x 136 mm | 757 | 2.19
4654555 | LLG-Grid divider 10x10 H=22mm, from cardboard for Cryobox 136 x 136 mm | 757 | 1.65
4654556 | LLG-Grid divider 9x9 H=22mm, from cardboard, for Cryobox 136 x 136 mm | 757 | 2.08
4654557 | LLG-Grid divider 8x8 h=22mm, from cardboard, for Cryobox 136 x 136 mm | 757 | 2.01
4654558 | LLG-Grid divider 7x7 H=22mm, from cardboard for Cryobox 136 x 136 mm | 757 | 2.01
4655164 | Autoclave HMT 300 MA tabletop unit chamber volume: 40l | 1205 | 13449.34
4655243 | Storage Film (self-adhesive), 100 pcs. | 1297 | 211
4655267 | twin.tec microbiology PCR Plate 96 skirted, clear, pack of 10 pcs. | 1296 | 132.83
4655268 | twin.tec microbiology PCR Plate 96, skirted, blue, 10 pcs. | 1296 | 132.83
4655269 | twin.tec microbiology PCR Plate 96, semi-skirted, clear, 10 pcs. | 1296 | 132.83
4655270 | twin.tec microbiology PCR Plate 96, semi-skirted, blue, 10 pcs. | 1296 | 132.83
4655271 | twin.tec microbiology PCR Plate 384, clear, 10 pcs. | 1296 | 196.95
4655272 | twin.tec microbiology PCR Plate 384, blau, 10 pcs. | 1296 | 196.95
4655296 | Deepwell plate 96/500µl, Regular package, Standard, Yellow, 40 plates (5 bags of 8) | 1418 | 502.06
4655297 | Deepwell plate 96/500µl, Regular package, Standard, Green, 40 plates (5 bags of 8) | 1418 | 502.06
4655298 | Deepwell plate 96/500µl, Regular package, Standard, Blue, 40 plates (5 bags of 8) | 1418 | 502.06
4655299 | Deepwell plate 96/1000µl, Regular package, Standard, White, 20 plates (5 bags of 4) | 1418 | 238.88
4655300 | Deepwell plate 96/1000µl, Regular package, Standard, Yellow, 20 plates (5 bags of 4) | 1418 | 238.88
4655301 | Deepwell plate 96/500 µl Regular package, sterile, white, 40 plates (5 bags of 8) | 1418 | 582.97
4655302 | Deepwell plate 96/500µl, Regular package, Sterile, Green, 40 plates (5 bags of 8) | 1418 | 582.97
4655303 | Deepwell plate 96/2000µl, Regular package, Sterile, White, 20 plates (5 bags of 4) | 1418 | 326.46
4655304 | Deepwell plate 96/2000µl, Regular package, Sterile, Yellow, 20 plates (5 bags of 4) | 1418 | 326.46
4655305 | Deepwell plate 96/2000µl, Regular package, Sterile, Green, 20 plates (5 bags of 4) | 1418 | 326.46
4655310 | Deepwell plate 96/500µl, Large package, Standard, White, 120 plates (10 bags of 12) | 1418 | 1330.44
4655311 | Deepwell plate 96/1000µl, Large package, Standard, White, 80 plates (10 bags of 8) | 1418 | 828.22
4655312 | Deepwell plate 96/2000µl, Large package, Standard, White, 80 plates (10 bags of 8) | 1418 | 982.31
4655313 | Deepwell plate 96/500µl, Large package, Sterile, White, 120 plates (10 bags of 12) | 1418 | 1530.88
4655314 | Deepwell plate 96/1000µl, Large package, Sterile, White, 80 plates (10 bags of 8) | 1418 | 957.93
4655334 | Deepwell plate 384/200µl, Regular package, Standard, White, 40 plates (5 bags of 8) | 1418 | 568.84
4655335 | Deepwell plate 384/200µl, Regular package, Sterile, White, 40 plates (5 bags of 8) | 1418 | 653.59
4655337 | Deepwell plate 384/200µl, Large package, Standard,White, 120 plates (10 bags of 12) | 1418 | 1502.06
4655338 | Deepwell plate 384/200µl, Large package, Sterile,White, 120 plates (10 bags of 12) | 1418 | 1722.55
4656051 | Test tubes 200x30mm, wall 1.1-1.2 mm Boro 3.3, smooth edge, round bottom pack of 50 | 26 | 61.74
4656091 | Dispersing element S 10 N-8 G-ST saw-tooth, Ø 8 mm | 604 | 2012.78
4656096 | Dispersing element S 50 KR - G 45 G Ø 45 mm | 609 | 5805.68
4656097 | Dispersing element S 50 KR - G 45 G - ST saw-tooth, Ø 45 mm | 609 | 5805.68
4656098 | Dispersing element S 50 KR - G 45 M Ø 45 mm | 609 | 6236.39
4656099 | Dispersing element S 50 KR - G 45 F Ø 45 mm | 609 | 6472.63
4656100 | Dispersing element S 50 KG - HH - G 45 G - ST Ø 45 mm | 609 | 6544.21
4657434 | Tube Rack Adapt-a-Rack flexible, blue/green combo, for tubes 5-50ml, pack of 2 | 35 | 19.13
4657440 | Tygon® pump tubing LMT-55 i.d. 1.52 mm, yellow/blue, standard, 3 rider, pack of 12 | 1047 | 80.74
4657466 | Darkfield ring (4x-40x). for series OBE-1 | 1102 | 112.83
4657659 | Compound microscope. 4/10/40/100. WF10x20. LED | 1102 | 909.32
4657661 | Compound microscope. 4/10/40/100. WF10x20. LED | 1102 | 1040.56
4657752 | Refractometer analog (Abbe). Brix 0-95. RI 1,3000-1,7000 | 1132 | 826.36
4657806 | C-Mount camera adapter. 0,5x. for microscope cam | 1104 | 112.96
4657985 | Open Heating Bath Circulator CORIO C-BT5 | 808 | 1411.28
4657986 | Open Heating Bath Circulator CORIO C-BT9 | 808 | 1480.31
4657987 | Open Heating Bath Circulator CORIO C-BT19 | 808 | 1582.57
4657988 | Open Heating Bath Circulator CORIO C-BT27 | 808 | 1646.49
4657989 | Open Heating Bath Circulator CORIO C-B5 | 808 | 1531.44
4657990 | Open Heating Bath Circulator CORIO C-B13 | 808 | 1811.4
4657991 | Open Heating Bath Circulator CORIO C-B17 | 808 | 1922.61
4657992 | Open Heating Bath Circulator CORIO C-B19 | 808 | 1916.22
4657993 | Open Heating Bath Circulator CORIO C-B27 | 808 | 2132.26
4657994 | Open Heating Bath Circulator CORIO CD-BT5 | 808 | 1950.74
4657995 | Open Heating Bath Circulator CORIO CD-BT19 | 808 | 2157.82
4657996 | Open Heating Bath Circulator CORIO CD-BT27 | 808 | 2221.74
4657997 | Open Heating Bath Circulator CORIO CD-B5 | 809 | 2070.9
4657998 | Open Heating Bath Circulator CORIO CD-B13 | 809 | 2386.65
4657999 | Open Heating Bath Circulator CORIO CD-B17 | 809 | 2497.86
4658000 | Open Heating Bath Circulator CORIO CD-B19 | 809 | 2491.47
4658001 | Open Heating Bath Circulator CORIO CD-B27 | 809 | 2707.51
4658002 | Open Heating Bath Circulator CORIO CD-B33 | 809 | 4182.7
4658003 | Open Heating Bath Circulator CORIO CD-B39 | 809 | 4310.54
4658004 | Heating Circulator CORIO CD-BC4 | 809 | 2610.36
4658005 | Heating Circulator CORIO CD-BC6 | 809 | 2880.08
4658006 | Heating Circulator CORIO CD-BC12 | 809 | 3223.95
4658007 | Heating Circulator CORIO CD-BC26 | 809 | 3703.33
4658013 | Transparent bath tank BT5 up to +100°C | 807 | 292.5
4658014 | Transparent bath tank BT9 up to +100°C | 807 | 365.63
4658015 | Transparent bath tank BT19 up to +100°C | 807 | 473.96
4658016 | Transparent bath tank BT27 up to +100°C | 807 | 541.67
4658017 | Stainless steel bath tank B5 up to +150°C | 807 | 419.8
4658018 | Stainless steel bath tank B13 up to +150°C | 807 | 693.15
4658019 | Stainless steel bath tank B17 up to +150°C | 807 | 807.14
4658020 | Stainless steel bath tank B19 up to +150°C | 807 | 800.59
4658021 | Stainless steel bath tank B27 up to +150°C | 807 | 1022.03
4658022 | Stainless steel bath tank B33 up to +150°C | 807 | 2288.21
4658023 | Stainless steel bath tank B39 up to +150°C | 807 | 2416.05
4658033 | Lift-up gable bath cover for B13/B17 | 809 | 571.46
4658034 | Lift-up gable bath cover for B19/B27, BT19/BT27 | 809 | 594.87
4658035 | Lift-up gable bath cover for B33 | 809 | 606.67
4658036 | Flat bath cover for B13/B17 | 809 | 247.81
4658037 | Flat bath cover for B19/B27, BT19/BT27 | 809 | 280.31
4658038 | Flat bath cover for B33 | 809 | 379.17
4658039 | Flat bath cover for B39 | 809 | 325
4658040 | Flat bath cover for B5/BT5 | 809 | 192.18
4658058 | Incubator BF 56 with forced convection, 59 l volume 230 V, 50/60Hz | 868 | 2867.96
4658059 | Drying and heating chamber ED 115 with natural convection 114 l Interior volume, 230V | 857 | 2461.73
4658060 | Drying ovens Model FD 115 up to +300°C, cap.116 ltrs 230 V 1~ 50/60 Hz | 857 | 3048.91
4658061 | Drying ovens Model ED 56 up to +300°C, cap.57 ltrs 230 V, 50/60 Hz | 857 | 1670.69
4658066 | Immersion thermostat CORIO CD +20...+150°C 13.2 x 16 x 36.2 cm | 805 | 1314.13
4658071 | Vacuum pump system SC 920 G 100 - 240 V, 50 - 60 Hz, incl. gas ballast valve, with german plug | 1070 | 7425.93
4658073 | Test Tubes 25x7,00x0,6-0,7mm Soda lime glass, without rim, round bottom pack of 1000 | 24 | 238.93
4658074 | Test Tubes 35x6,50x0,6-0,7mm Soda lime glass, without rim, round bottom pack of 1000 | 24 | 166.36
4658075 | Test Tubes 35x8,00x0,6-0,7mm Soda lime glass, without rim, round bottom pack of 1000 | 24 | 143.54
4658076 | Test Tubes 40x8.00x0.6-0.7mm Soda lime glass, without rim, round bottom, pack of 200 | 24 | 38.59
4658077 | Test Tubes 40x9.50x0.6-0.7mm Soda lime glass, without rim, round bottom, pack of 500 | 24 | 118.14
4658078 | Test Tubes 50x6,50x0,6-0,7mm Soda lime glass, without rim, round bottom pack of 1000 | 24 | 171.62
4658079 | Test Tubes 50x9,50x0,7-0,8mm Soda lime glass, without rim, round bottom pack of 200 | 24 | 52.19
4658080 | Test Tubes 55x11,00x0,7-0,8mm Soda lime glass, without rim, round bottom pack of 500 | 24 | 119.27
4658081 | Test Tubes 70x11,00x0,7-0,8mm Soda lime glass, without rim, round bottom pack of 200 | 24 | 18.74
4658082 | Test Tubes 75x12,00x0,5-0,6mm Soda lime glass, without rim, round bottom pack of 250 | 24 | 18.64
4658083 | Test Tubes 100x12,00x0,5-0,6mm Soda lime glass, without rim, round bottom pack of 250 | 24 | 23.81
4658084 | Test Tubes 100x13,00x0,5-0,6mm Soda lime glass, without rim, round bottom pack of 250 | 24 | 24.64
4658085 | Test Tubes 120x12,00x0,6-0,7mm Soda lime glass, without rim, round bottom pack of 500 | 24 | 62.28
4658086 | Test Tubes 125x16,00x0,6-0,7mm Soda lime glass, without rim, round bottom pack of 250 | 24 | 37.1
4658088 | Test Tubes 150x18,00x0,8-0,9mm Soda lime glass, without rim, round bottom pack of 250 | 24 | 87.56
4658089 | Test Tubes 160x16,00x0,6-0,7mm Soda lime glass, without rim, round bottom pack of 250 | 24 | 45.32
4658090 | Test Tubes 180x18,00x0,7-0,8mm Soda lime glass, without rim, round bottom pack of 100 | 24 | 37.75
4658091 | Test Tubes 120x16,00x0,5-0,6mm Soda lime glass, with rim, round bottom pack of 100 | 24 | 23.58
4658092 | Test Tubes 160x16,00x0,5-0,6mm Soda lime glass, with rim, round bottom pack of 100 | 24 | 34.4
4658093 | Test Tubes 180x18,00x0,6-0,7mm Soda lime glass, with rim, round bottom pack of 100 | 24 | 36.05
4658094 | Test Tubes 180x20,00x0,7-0,8mm Soda lime glass, with rim, round bottom pack of 100 | 24 | 34.45
4658095 | Test Tubes 75x10,00x0,5-0,6mm Boro 5.1 glass, without rim, round bottom pack of 250 | 25 | 20.95
4658096 | Test Tubes 125x16,00x0,6-0,7mm Boro 5.1 glass, without rim, round bottom pack of 250 | 25 | 50.43
4658097 | Test Tubes 150x16,00x0,6-0,7mm Boro 5.1 glass, without rim, round bottom pack of 250 | 25 | 58.91
4658099 | Test Tubes 70x8,00x0,4-0,5mm Boro 5.1 glass, with rim, round bottom pack of 100 | 25 | 25.42
4658100 | Test Tubes 75x10,00x0,4-0,5mm Boro 5.1 glass, with rim, round bottom pack of 100 | 25 | 25.07
4658101 | Test Tubes 75x12,00x0,4-0,5mm Boro 5.1 glass, with rim, round bottom pack of 100 | 25 | 29.35
4658102 | Test Tubes 100x10,00x0,4-0,5mm Boro 5.1 glass, with rim, round bottom pack of 100 | 25 | 29.25
4658103 | Test Tubes 100x12,00x0,4-0,5mm Boro 5.1 glass, with rim, round bottom pack of 100 | 25 | 28.73
4658104 | Test Tubes 100x16,00x0,5-0,6mm Boro 5.1 glass, with rim, round bottom pack of 100 | 25 | 31.54
4658105 | Test Tubes 130x14,00x0,4-0,5mm Boro 5.1 glass, with rim, round bottom pack of 100 | 25 | 40.19
4658106 | Test Tubes 130x16,00x0,5-0,6mm Boro 5.1 glass, with rim, round bottom pack of 100 | 25 | 33.99
4658107 | Test Tubes 150x20,00x0,5-0,6mm Boro 5.1 glass, with rim, round bottom pack of 100 | 25 | 44.61
4658108 | Test Tubes 150x25,00x0,6-0,7mm Boro 5.1 glass, with rim, round bottom pack of 50 | 25 | 32.88
4658109 | Test Tubes 180x18,00x0,5-0,6mm Boro 5.1 glass, with rim, round bottom pack of 100 | 25 | 35.11
4658110 | Test Tubes 180x20,00x0,5-0,6mm Boro 5.1 glass, with rim, round bottom pack of 100 | 25 | 36.45
4658111 | Test Tubes 200x25,00x0,6-0,7mm Boro 5.1 glass, with rim, round bottom pack of 50 | 25 | 43.03
4658112 | Test Tubes 200x30,00x0,7-0,8mm Boro 5.1 glass, with rim, round bottom pack of 50 | 25 | 56.19
4658113 | Test Tubes 75x10,00x0,9-1,0mm Boro 3.3 glass, without rim, round bottom pack of 100 | 26 | 31.41
4658114 | Test Tubes 75x12,00x0,9-1,0mm Boro 3.3 glass, without rim, round bottom pack of 100 | 26 | 29.81
4658115 | Test Tubes 100x10,00x0,8-0,9mm Boro 3.3 glass, without rim, round bottom pack of 100 | 26 | 43.8
4658116 | Test Tubes 100x16,00x1,1-1,2mm Boro 3.3 glass, without rim, round bottom pack of 100 | 26 | 33.91
4658117 | Test Tubes 130x14,00x0,8-0,9mm Boro 3.3 glass, without rim, round bottom pack of 100 | 26 | 40.62
4658118 | Test Tubes 130x16,00x1,1-1,2mm Boro 3.3 glass, without rim, round bottom pack of 100 | 26 | 40.69
4658119 | Test Tubes 150x20,00x1,1-1,2mm Boro 3.3 glass, without rim, round bottom pack of 100 | 26 | 56.49
4658120 | Test Tubes 150x25,00x1,1-1,2mm Boro 3.3 glass, without rim, round bottom pack of 50 | 26 | 35.69
4658121 | Test Tubes 180x18,00x1,1-1,2mm Boro 3.3 glass, without rim, round bottom pack of 100 | 26 | 58.26
4658122 | Test Tubes 180x20,00x1,1-1,2mm Boro 3.3 glass, without rim, round bottom pack of 100 | 26 | 65.34
4658123 | Test Tubes 75x10,00x0,9-1,0mm Boro 3.3 glass, with rim, round bottom pack of 100 | 26 | 40.14
4658124 | Test Tubes 75x12,00x0,9-1,0mm Boro 3.3 glass, with rim, round bottom pack of 100 | 26 | 29.81
4658125 | Test Tubes 100x10,00x0,9-1,0mm Boro 3.3 glass, with rim, round bottom pack of 100 | 26 | 36.6
4658126 | Test Tubes 100x12,00x0,9-1,0mm Boro 3.3 glass, with rim, round bottom pack of 100 | 26 | 33.24
4658127 | Test Tubes 130x14,00x0,9-1,0mm Boro 3.3 glass, with rim, round bottom pack of 100 | 26 | 44.19
4658128 | Test Tubes 130x16,00x1,1-1,2mm Boro 3.3 glass, with rim, round bottom pack of 100 | 26 | 45.63
4658129 | Test Tubes 150x20,00x1,1-1,2mm Boro 3.3 glass, with rim, round bottom pack of 100 | 26 | 64.56
4658130 | Test Tubes 150x25,00x1,1-1,2mm Boro 3.3 glass, with rim, round bottom pack of 50 | 26 | 35.35
4658131 | Test Tubes 160x16,00x1,1-1,2mm Boro 3.3 glass, with rim, round bottom pack of 100 | 26 | 46.97
4658132 | Test Tubes 180x18,00x1,1-1,2mm Boro 3.3 glass, with rim, round bottom pack of 100 | 26 | 58.26
4658133 | Test Tubes 180x20,00x1,1-1,2mm Boro 3.3 glass, with rim, round bottom pack of 100 | 26 | 65.34
4658134 | Test Tubes 200x25,00x1,1-1,2mm Boro 3.3 glass, with rim, round bottom pack of 50 | 26 | 51.42
4658135 | Test Tubes 200x30,00x1,1-1,2mm Boro 3.3 glass, with rim, round bottom pack of 50 | 26 | 61.74
4658141 | Wide neck bottle RB 30 GT, 30ml amber glass, with closure and PTFE-insert, thread dia.32mm | 70 | 7.36
4658142 | Wide neck bottle RB 50 GT, 50ml amber glass, with closure and PTFE-insert, thread dia.32mm | 70 | 7.98
4658143 | Wide neck bottle RB 100 GT, 100ml amber glass, with closure and PTFE-insert, thread dia.40mm | 70 | 8.4
4658144 | Wide neck bottle RK 30 GT, 30ml clear glass, with closure and PTFE-insert, thread dia.32mm | 70 | 6.85
4658145 | Wide neck bottle RK 50 GT, 50ml clear glass, with closure and PTFE-insert, thread dia.32mm | 70 | 7.52
4658146 | Wide neck bottle RK 100 GT, 100ml clear glass, with closure and PTFE-insert, thread dia.40mm | 70 | 8.19
4658277 | 3-in-1-Compact-Flow-Through cuvette 176.766-QS, volume 220 µl, CH=15mm | 1156 | 1099.3
4658278 | 3-in-1-Compact-Flow-Through cuvette 176.761-QS, 140µl, thickness: 2,5 mm und 5 mm, CH=15mm | 1156 | 1099.3
4658300 | SepraSeal closure mats pierceable, natural, sterile, pack of 10x96 | 767 | 144.35
4658312 | DuraSeal closure mats pierceable, natural, pack of 500 | 767 | 147.88
4658357 | 8-Channel Decapper Nunc Version | 766 | 3588.88
4658359 | SepraSeal closure mats pierceable, blue, pack of 10 mats of 96 caps | 767 | 143.81
4658360 | SepraSeal closure mats pierceable, green, pack of 10 mats of 96 caps | 767 | 143.81
4658361 | SepraSeal closure mats pierceable, grey, pack of 10 mats of 96 caps | 767 | 143.81
4658362 | SepraSeal closure mats pierceable, purple, pack of 10 mats of 96 caps | 767 | 143.81
4658363 | SepraSeal closure mats pierceable, red, pack of 10 mats of 96 caps | 767 | 143.81
4658364 | SepraSeal closure mats pierceable, yellow, pack of 10 mats of 96 caps | 767 | 143.81
4658365 | SepraSeal closure mats pierceable, blue, sterile, pack of 10 mats of 96 caps | 767 | 144.35
4658366 | SepraSeal closure mats pierceable, green, sterile, pack of 10 mats of 96 caps | 767 | 144.35
4658367 | SepraSeal closure mats pierceable, grey, sterile, pack of 10 mats of 96 caps | 767 | 144.35
4658368 | SepraSeal closure mats pierceable, purple, sterile, pack of 10 mats of 96 caps | 767 | 144.35
4658369 | SepraSeal closure mats pierceable, red, sterile, pack of 10 mats of 96 caps | 767 | 144.35
4658370 | SepraSeal closure mats pierceable, yellow, sterile, pack of 10 mats of 96 caps | 767 | 144.35
4658371 | SepraSeal closure mats Pre-Split pierceable, grey, pack of 10 mats of 96 caps | 767 | 149.05
4658374 | SepraSeal closure mats Pre-Split pierceable, purple, pack of 10 mats of 96 caps | 767 | 149.05
4658375 | SepraSeal closure mats Pre-Split pierceable, blue, sterile, pack of 10 mats of 96 caps | 767 | 156.09
4658376 | SepraSeal closure mats Pre-Split pierceable, green, sterile, pack of 10 mats of 96 caps | 767 | 156.09
4658377 | SepraSeal closure mats Pre-Split pierceable, grey, sterile, pack of 10 mats of 96 caps | 767 | 156.09
4658378 | SepraSeal closure mats Pre-Split pierceable, purple, sterile, pack of 10 mats of 96 caps | 767 | 156.09
4658379 | SepraSeal closure mats Pre-Split pierceable, red, sterile, pack of 10 mats of 96 caps | 767 | 156.09
4658380 | SepraSeal closure mats Pre-Split pierceable, yellow, sterile, pack of 10 mats of 96 caps | 767 | 156.09
4658398 | Tubes 1.0ml clear, w. 2D barcode and colorless screw cap, in latch box, pack of 5x96 | 766 | 589.11
4658399 | Tubes 1.0ml clear, w. 2D barcode and colorless screw cap, white patch, in latch box, pack of 5x96 | 766 | 701.27
4658400 | Tubes 1.0ml clear, w. 2D barcode and colorless, screw cap, white patch, linear barcode, in latch box, pack of 5x96 | 766 | 722.23
4658401 | Tubes 1.0ml amber, w. 2D barcode and red screw cap, in latch box, pack of 5x96 | 766 | 614.27
4658402 | Tubes 1.0ml clear, w. 2D barcode and blau screw cap, in latch box, pack of 5x96 | 766 | 614.27
4658403 | Tubes 1.0ml clear, w. 2D barcode and green screw cap, in latch box, pack of 5x96 | 766 | 614.27
4658404 | Tubes 1.0ml clear, w. 2D barcode and purple screw cap, in latch box, pack of 5x96 | 766 | 614.27
4658405 | Tubes 1.0ml clear, w. 2D barcode and red screw cap, in latch box, pack of 5x96 | 766 | 614.27
4658406 | Tubes 1.0ml clear, w. 2D barcode and white screw cap, in latch box, pack of 5x96 | 766 | 614.27
4658407 | Tubes 1.0ml klar, w. 2D barcode and yellow screw cap, in latch box, pack of 5x96 | 766 | 614.27
4658412 | Tubes 500µl clear, w. 2D barcode and colorless screw cap, in latch box, pack of 5x96 | 766 | 589.11
4658413 | Tubes 500µl clear, w. 2D barcode and colorless screw cap, white patch, in latch box, pack of 5x96 | 766 | 684.5
4658414 | Tubes 500µl clear, w. 2D barcode and colorless screw cap, white patch, linear barcode, in latch box, pack of 5x96 | 766 | 722.23
4658415 | Tube 500µl amber, w. 2D barcode screw cap red, in latch box pack of 5x96 | 766 | 614.27
4658416 | Tubes 500µl clear, w. 2D barcode and blue screw cap, in latch box, pack of 5x96 | 766 | 614.27
4658417 | Tubes 500µl clear, w. 2D barcode and green screw cap, in latch box, pack of 5x96 | 766 | 614.27
4658418 | Tubes 500µl clear, w. 2D barcode and purple screw cap, in latch box, pack of 5x96 | 766 | 614.27
4658419 | Tubes 500µl clear, w. 2D barcode and red screw cap, in latch box, pack of 5x96 | 766 | 614.27
4658420 | Tubes 500µl clear, w. 2D barcode and white screw cap, in latch box, pack of 5x96 | 766 | 614.27
4658425 | Tubes 500µl clear, w. 2D barcode and yellow screw cap, in latch box, pack of 5x96 | 766 | 614.27
4658426 | Universal tubes 0,2ml, 2D barcoded, with screw cap, in latch box, pack of 5x96 | 766 | 604.83
4658450 | Screw-cap PURE GL 45 with lip seal, from PFA temp.resistant -196 to+260°C | 1231 | 32.39
4658455 | Agarose 50g, LMP low melting point | 1308 | 343.44
4658462 | Analytical balance ALJ 500-4 A max 510 g / 0,1 mg weighing plate Ø 80mm | 367 | 2034.25
4658575 | Precision thermometer -10...+100°C in 1°C enclosed form, capillary: colourless prismatic, red filling, immersion: total, length: 305 mm, | 387 | 317.07
4658576 | Precision thermometer -10...+100°C in 0.5°C enclosed form, capillary: colourless prismatic, red filling, immersion: total, length: 270 mm, | 387 | 328.63
4658577 | Precision thermometer -5...+100°C in 0.2°C enclosed form, capillary: colourless prismatic, red filling, immersion: total, length: 420 mm, | 387 | 353
4658578 | Precision thermometer -10...+50°C in 0.1°C enclosed form, capillary: colourless prismatic, red filling, immersion: total, length: 420 mm, | 387 | 360.16
4658579 | Precision thermometer 0...+50°C in 0.1°C enclosed form, capillary: colourless prismatic, red filling, immersion: total, length: 420 mm, | 387 | 351.95
4658580 | Precision thermometer -10...+150°C in 1°C enclosed form, capillary: colourless prismatic, red filling, immersion: total, length: 305 mm, | 387 | 322.22
4658581 | Precision thermometer -10...+100°C in 1°C stem type capillary: yellow back round indicator liquid: spec.red, immersion: total. length: 305 mm | 387 | 307.59
4658582 | Precision thermometer -10...+150°C in 1°C stem type capillary: yellow back round indicator liquid: spec.red, immersion: total. length: 305 mm | 387 | 311.19
4658583 | Precision thermometer -10...+100°C in 0.5°C stem type capillary: yellow back round indicator liquid: spec.red, immersion: total. length: 270 mm | 387 | 317.07
4658584 | Precision thermometer -5...+100°C in 0.2°C stem type capillary: yellow back round indicator liquid: spec.red, immersion: total. length: 420 mm | 387 | 333.09
4658585 | Precision thermometer 0...+50°C in 0.1°C stem type capillary: yellow back, round, indicator liquid: spec.red, immersion: total. length: 420 mm | 387 | 339.14
4658586 | Precision thermometer -10...+50°C in 0.1°C stem type capillary: yellow back, round, indicator liquid: spec.red, immersion: total. length: 420 mm | 387 | 346.45
4658635 | Circulator 20L, MX heated, +10...+135°C, 240V, 50Hz | 798 | 5981.34
4658639 | Bath thermostat with stainless steel bath 6L, Advanced Programmable, +10...150°C, 240V, 50Hz | 796 | 7017.03
4658640 | Bath thermostat with stainless steel bath 6L, Advanced Digital, +10...+150°C, 240V, 50Hz | 796 | 5715.95
4658641 | Bath thermostat with stainless steel bath 6L, +10...135°C, 240V, 50Hz | 796 | 2409.3
4658642 | Bath thermostat with stainless steel bath 10L, Advanced Programmable, +10...+150°C, 240V, 50Hz | 796 | 7374.11
4658643 | Bath thermostat with stainless steel bath 10L, Advanced Digital, +10...+150°C, 240V, 50Hz | 796 | 6007.69
4658644 | Bath thermostat with stainless steel bath 10L, +10...135°C, 240V, 50Hz | 796 | 3900.25
4658645 | Bath thermostat with stainless steel bath 20L, Advanced Programmable, +10...+150°C, 240V, 50Hz | 796 | 7823.42
4658646 | Bath thermostat with stainless steel bath 20L, Advanced Digital, +10...+150°C, 240V, 50Hz | 796 | 6375.05
4658647 | Bath thermostat with stainless steel bath 20L, +10...135°C, 240V, 50Hz | 796 | 2734.19
4658648 | Bath thermostat with stainless steel bath 28L, Advanced Programmable, +10...+150°C, 240V, 50Hz | 796 | 8515.19
4658649 | Bath thermostat with stainless steel bath 28L, Advanced Digital, +10...+150°C, 240V, 50Hz | 796 | 6938.47
4658650 | Bath thermostat with stainless steel bath 28L, +10...135°C, 240V, 50Hz | 796 | 4504.17
4658654 | Open Tank 14L PC | 796 | 1231.43
4658655 | Open Tank 17L PC | 796 | 1446.37
4658656 | Open Tank 23L PC | 796 | 1616.52
4658657 | Open Tank 28L PC | 796 | 1812.42
4658680 | Molecular model set Organic Stereochemistry Student Set, 70 atoms | 174 | 37.44
4658683 | Molecular model silicone dioxide 38 atoms | 174 | 35.61
4658684 | Molecular model sodium chloride 36 atoms | 174 | 31.79
4658685 | Molecular model carborundum 30 atoms | 174 | 27.31
4658686 | Molecular model zinc sulphite 45 atoms | 174 | 32.35
4658687 | Molecular model silicone dioxide "diamond-like-structure", 66 atoms | 174 | 32.74
4658688 | Molecular model PVC - Polyvinyl chloride 5 Monomer Units | 175 | 17.45
4658691 | Molecular model Polyester 2 Monomer Units | 175 | 24.8
4658692 | Molecular model Nylon 6.6 2 Monomer Units | 175 | 30.06
4658693 | Molecular model Glucose 2 Molecules | 175 | 25
4658694 | Molecular model Sucrose 1 Molecule | 175 | 23.79
4658695 | Molcular model Starch or Cellulose 3 Glucose Units | 175 | 27.25
4658696 | Molecular model 7 Amino acid Set 7 models | 175 | 51.42
4658697 | Molecular model 20 Amino Acid Set 20 models | 175 | 139.07
4658698 | Molecular model Polypeptide 5 Peptide Units | 175 | 21.24
4658699 | Molecular model Protein-Beta pleated sheet 15 Peptide Units | 175 | 47.17
4658700 | Molecular model Alpha Helix 15 Peptide Units | 175 | 47.17
4658723 | Tacta® Mechanical Pipette 5-100µl variable, 8-channel | 961 | 1018.88
4658724 | Tacta® Mechanical Pipette 30-300µl variable, 8-channel | 961 | 1018.88
4658725 | Tacta® Mechanical Pipette 0.5-10µl variable, 12-channel | 961 | 1124.94
4658726 | Tacta® Mechanical Pipette 5-100µl variable, 12-channel | 961 | 1124.94
4658727 | Tacta® Mechanical Pipette 30-300µl variable, 12-channel | 961 | 1124.94
4658741 | Spinner Flask Celstir® complete 25 ml (356873) | 1340 | 410.62
4658742 | Spinner Flask Celstir® complete 50 ml | 1340 | 432.8
4658743 | Spinner Flask Celstir® complete 125 ml | 1340 | 489.86
4658745 | Spinner Flask Celstir® complete 250 ml (356879) | 1340 | 537.44
4658747 | Spinner Flask Celstir® complete 500 ml | 1340 | 767.17
4658749 | Spinner Flask Celstir® complete 1000 ml (356884) | 1340 | 879.26
4658752 | Spinner Flask Celstir® complete 3000 ml | 1340 | 1462.06
4658753 | Spinner Flask Celstir® complete 6000 ml | 1340 | 1631.46
4658754 | Spinner Flask Celstir® complete 8000 ml | 1340 | 2019.79
4658776 | WHEATON-CryoELITE® Tissue vials 5 ml white, sterile, pack of 250 (985100) | 1400 | 515.06
4658777 | Bioreactor flask CELLine®350 Gamma irradiated | 1340 | 305.99
4658778 | Bioreactor flasks CELLine®350 Gamma irradiated, pack of 5 | 1340 | 1749.68
4658779 | Bioreactor flask CELLine®1000 Gamma irradiated | 1340 | 437.81
4658780 | Bioreactor flasks CELLine®1000 Gamma irradiated, pack of 3 (WCL1000-3) | 1340 | 1318.48
4658781 | Bioreactor flask CELLine®AD 1000 Gamma irradiated | 1340 | 437.02
4658782 | Bioreactor flasks CELLine®AD 1000 Gamma irradiated, pack of 3 | 1340 | 1306.6
4658783 | PCR Cabinet Airstream® PCR-3A1 0.9 m | 1305 | 5956.83
4658785 | Biological Safety Cabinet NordicSafe® Class II, 1.2m | 1358 | 12149.28
4658786 | Biological Safety Cabinet Airstream® AC2-6E8 ClassII, 1.8m | 1357 | 12657.34
4658787 | Finnpipette F1, 1-channel variable volume 0,2-2µl, micro | 966 | 403
4658788 | Finnpipette F1, 1-channel variable volume 0,5-5µl, micro | 966 | 403
4658789 | Finnpipette F1, 1-channel variable volume 1-10µl, micro | 966 | 403
4658790 | Finnpipette F1, 1-channel variable volume 1-10µl | 966 | 403
4658791 | Finnpipette F1, 1-channel variable volume 2-20µl, micro | 966 | 403
4658792 | Finnpipette F1, 1-channel variable volume 2-20µl | 966 | 403
4658793 | Finnpipette F1, 1-channel variable volume 10-100µl | 966 | 403
4658794 | Finnpipette F1, 1-channel variable volume 20-200µl | 966 | 403
4658795 | Finnpipette F1, 1-channel variable volume 30-300µl | 966 | 403
4658796 | Finnpipette F1, 1-channel variable volume 100-1000µl | 966 | 403
4658797 | Finnpipette F1, 1-channel variable volume 500-5000µl | 966 | 422.5
4658798 | Finnpipette F1, 1-channel variable volume 1000-10000µl | 966 | 422.5
4658799 | Finnpipette F1, 1-channel variable volume 5-50µl, micro | 966 | 403
4658800 | Finnpipette F1, 1-channel variable volume 5-50µl | 966 | 403
4658801 | Finnpipette F1, 1-channel Fixed volume 10µl | 966 | 236.17
4658802 | Finnpipette F1, 1-channel Fixed volume 25µl | 966 | 236.17
4658803 | Finnpipette F1, 1-channel Fixed volume 50µl | 966 | 236.17
4658804 | Finnpipette F1, 1-channel Fixed volume 100µl | 966 | 236.17
4658805 | Finnpipette F1, 1-channel Fixed volume 250µl | 966 | 236.17
4658806 | Finnpipette F1, 1-channel Fixed volume 500µl | 966 | 236.17
4658807 | Finnpipette F1, 1-channel Fixed volume 1000µl | 966 | 236.17
4658808 | Finnpipette F1, 1-channel Fixed volume 2ml | 966 | 236.17
4658809 | Finnpipette F1, 1-channel Fixed volume 3ml | 966 | 236.17
4658810 | Finnpipette F1, 1-channel Fixed volume 5ml | 966 | 236.17
4658811 | Finnpipette F1, 1-channel Fixed volume 10ml | 966 | 236.17
4658812 | Finnpipette F1, 1-channel Fixed volume 20µl | 966 | 236.17
4658813 | Finnpipette F1, 1-channel Fixed volume 200µl | 966 | 236.17
4658814 | Finnpipette F1, 8-channel variable volume 1-10µl | 970 | 1036.7
4658815 | Finnpipette F1, 8-channel variable volume 5-50µl | 970 | 1036.7
4658816 | Finnpipette F1, 8-channel variable volume 10-100µl | 970 | 1036.7
4658817 | Finnpipette F1, 8-channel variable volume 30-300µl | 970 | 1036.7
4658818 | Finnpipette F1, 12-channel variable volume 1-10µl | 970 | 1146.41
4658819 | Finnpipette F1, 12-channel variable volume 5-50µl | 970 | 1146.41
4658820 | Finnpipette F1, 12-channel variable volume 10-100µl | 970 | 1146.41
4658821 | Finnpipette F1, 12-channel variable volume 30-300µl | 970 | 1146.41
4658822 | Finnpipette F1, 16-channel variable volume 1-10µl | 970 | 1227.2
4658823 | Finnpipette F1, 16-channel variable volume 5-50µl | 970 | 1227.2
4658828 | Finnpipette F1-ClipTip, 1-channel variable volume 2-20 µl | 963 | 351
4658829 | Finnpipette F1-ClipTip, 1-channel variable volume 5-50 µl | 963 | 351
4658830 | Finnpipette F1-ClipTip, 1-channel variable volume 10-100 µl | 963 | 351
4658831 | Finnpipette F1-ClipTip, 1-channel variable volume 20-200 µl | 963 | 351
4658832 | Finnpipette F1-ClipTip, 1-channel variable volume 30-300 µl | 963 | 351
4658833 | Finnpipette F1-ClipTip, 1-channel variable volume 100-1000 µl | 963 | 353.17
4658835 | Finnpipette F1-ClipTip, 1-channel Fixed volume 20 µl | 963 | 227.69
4658836 | Finnpipette F1-ClipTip, 1-channel Fixed volume 25 µl | 963 | 227.69
4658837 | Finnpipette F1-ClipTip, 1-channel Fixed volume 50 µl | 963 | 227.69
4658838 | Finnpipette F1-ClipTip, 1-channel Fixed volume 100 µl | 963 | 227.69
4658839 | Finnpipette F1-ClipTip, 1-channel Fixed volume 200 µl | 963 | 227.69
4658840 | Finnpipette F1-ClipTip, 1-channel Fixed volume 250 µl | 963 | 225.33
4658841 | Finnpipette F1-ClipTip, 1-channel Fixed volume 500 µl | 963 | 225.33
4658842 | Finnpipette F1-ClipTip, 1-channel Fixed volume 1000 µl | 963 | 225.33
4658844 | Finnpipette F1-ClipTip, 8-channel variable volume 5-50 µl | 963 | 922.44
4658845 | Finnpipette F1-ClipTip, 8-channel variable volume 10-100 µl | 963 | 922.44
4658846 | Finnpipette F1-ClipTip, 8-channel variable volume 30-300 µl | 963 | 922.44
4658848 | Finnpipette F1-ClipTip, 12-channel variable volume 5-50 µl | 963 | 1050.28
4658849 | Finnpipette F1-ClipTip, 12-channel variable volume 10-100 µl | 963 | 1050.28
4658850 | Finnpipette F1-ClipTip, 12-channel variable volume 30-300 µl | 963 | 1050.28
4658854 | Ascent® Opti Laboratory fume hood SPD-4A1 circulation air, 1.2m ***Two main filter are needed in addition | 284 | 3755.23
4658855 | Alpha cycler 1 chassis with block 96 well | 1304 | 5987.41
4658856 | Alpha cycler 1 chassis with block 384 well | 1304 | 5987.41
4658857 | Alpha cycler 2 chassis with 2 blocks 96 well | 1304 | 12839.17
4658858 | Alpha cycler 2 chassis with 2 blocks 384 well | 1304 | 12778.31
4658859 | Alpha cycler 2 chassis with 1 block 96 well, 1 block 384 well | 1304 | 12778.31
4658860 | Alpha cycler 4 chassis with 4 blocks 96 well | 1304 | 24671.05
4658861 | Alpha cycler 4 chassis with 4 blocks 384 well | 1304 | 24671.05
4658862 | Alpha cycler 4 chassis with 1 block 96 well, 3 blocks 384 well | 1304 | 24554.14
4658863 | Alpha cycler 4 chassis with 2 blocks 96 well, 2 blocks 384 well | 1304 | 24554.14
4658864 | Alpha cycler 4 chassis with 3 blocks 96 well, 1 block 384 well | 1304 | 24671.05
4658911 | Heavy-duty table, TopResist 1200x600x750mm, sit working height w. table plate, 1 shelf | 280 | 2566.25
4658912 | Heavy-duty table, TopResist 1500x600x750mm, sit working height w. table plate, 1 shelf | 280 | 2240.49
4658913 | Heavy-duty table, TopResist 1200x750x750mm, sit working height w. table plate, 1 shelf | 280 | 2692.85
4658914 | Heavy-duty table, TopResist 1500x750x750mm, sit working height w. table plate, 1 shelf | 280 | 2396.96
4658915 | Heavy-duty table, TopResist 1800x750x750mm, sit working height w. table plate, 1 shelf | 280 | 3490.89
4658916 | Heavy-duty table, TopResist 1200x600x900mm, sit working height w. table plate, 1 shelf | 280 | 2010.04
4658917 | Heavy-duty table, TopResist 1500x600x900mm, sit working height w. table plate, 1 shelf | 280 | 2256.14
4658918 | Heavy-duty table, TopResist 1200x750x900mm, sit working height w. table plate, 1 shelf | 280 | 2136.64
4658919 | Heavy-duty table, TopResist 1500x750x900mm, sit working height w. table plate, 1 shelf | 280 | 2414.04
4658920 | Heavy-duty table, TopResist 1800x750x900mm, sit working height w. table plate, 1 shelf | 280 | 2863.56
4658966 | U/B mobile cabinet, 450x590x516, 1 drawer 150mm, 1 drawer 300, pencil tray,hand.,file,lockable | 280 | 1499.35
4658967 | U/B mobile cabinet, 450x590x516, 1 door l/h, lockable | 280 | 683.85
4658968 | U/B mobile cabinet, 450x590x516, 3 drawers 150mm, lockable | 280 | 1271.45
4658969 | U/B mobile cabinet, 450x740x516, 1 door l/h, 1 shelf, lockable | 280 | 787.36
4658970 | U/B mobile cabinet, 450x740x516, 1 door l/h, 1 drawer 150mm, lockable | 280 | 1017.75
4658971 | U/B mobile cabinet, 450x740x516, 4 drawers 150mm, lockable | 280 | 1503.61
4658972 | U/B mobile cabinet, 600x590x516, 1 door l/h, lockable | 280 | 731.96
4658973 | U/B mobile cabinet, 600x590x516, 3 drawers 150mm, lockable | 280 | 1328.65
4658974 | U/B mobile cabinet, 600x590x516, 3 drawers 150mm, 1 pencil tray, lockable | 280 | 1695.65
4658975 | U/B mobile cabinet, 600x740x516, 1 door l/h, 1 shelf, lockable | 280 | 842.78
4658976 | U/B mobile cabinet, 600x740x516, 1 door l/h, 1 drawer 150mm, lockable | 280 | 1086.29
4658977 | U/B mobile cabinet, 600x740x516, 4 drawers 150mm, lockable | 280 | 1604.61
4658978 | U/B mobile cabinet, 900x590x516, 2 doors, lockable | 280 | 1008.99
4658979 | U/B mobile cabinet, 900x740x516, 2 doors, 1 shelf | 280 | 1153.35
4658980 | U/B mobile cabinet, 900x740x516, 2 doors, 2 drawers 150mm, lockable | 280 | 1650.14
4658982 | Ascent® Max Laboratory fume hood ADC-2B1 air circulation, 0.6m | 285 | 6816.48
4658983 | Ascent® Max Laboratory fume hood ADC-3B1 air circulation, 0.9m | 285 | 6816.48
4658984 | Ascent® Max Laboratory fume hood ADC-4B1 air circulation, 1.2m | 285 | 6816.48
4658985 | Ascent® Max Laboratory fume hood ADC-5B1 air circulation, 1.5m | 285 | 7475.49
4658986 | Ascent® Max Laboratory fume hood ADC-6B1 air circulation, 1.8m | 285 | 7475.49
4658987 | Ascent® Max Laboratory fume hood ADC-3C1 air circulation, 0.9m 2 activated carbon filter | 285 | 7033.69
4658988 | PCR-Laminar flow Streamline® SCR-2A1 0.6 m | 1305 | 4346.13
4658989 | Ascent® Max Laboratory fume hood ADC-4C1 air circulation, 1.2m 2 activated carbon filter | 285 | 7039.22
4658990 | Ascent® Max Laboratory fume hood ADC-5C1 air circulation, 1.5m, w. secondary backup filter | 285 | 7720.31
4658991 | Ascent® Max Laboratory fume hood ADC-6C1 air circulation, 1.8m 2 activated carbon filter | 285 | 11028.23
4658992 | Ascent® Max Laboratory fume hood ADC-3E1 air circulation, 0.9m 1 activated carbon filter + 1 HEPA filter | 285 | 8184.19
4658996 | Ascent® Max Laboratory fume hood ADC-4E1 air circulation, 1.2m 1 activated carbon filter + 1 HEPA filter | 285 | 8184.19
4658997 | Ascent® Max Laboratory fume hood ADC-5E1 air circulation, 1.5m 1 activated carbon filter + 1 HEPA filter | 285 | 9205.84
4658998 | Polymerase Chain Reaction Cabinet Airstream® PCR-4A1, 4ft/1.2m | 1305 | 6378.37
4658999 | Bench Airstream® LHG-4AG-F8 horizontal, 1.2m/4ft, Gen 3 | 1357 | 5820.61
4659000 | Bench Airstream® LHG-5AG-F8 horizontal, 1.5m/5ft, Gen 3 | 1357 | 8134.49
4659001 | Bench Airstream® LHG-6AG-F8 horizontal, 1.8m/6ft, Gen 3 | 1357 | 8134.49
4659002 | Bench Airstream® LVG A vertical, 1.5m/5ft, Gen 3 glass sides | 1357 | 8151.06
4659003 | Bench Airstream® LVG-6AG-F8 vertical, 1.8m/6ft, Gen 2 glass sides (6ft/1.8m W, 2ft / 0.6 m H) | 1357 | 9099.07
4659004 | Cytoculture® Cytotoxic Safety Cabinet CYT-4A1 for cytostatica, 1,2 m / 4ft, DIN 12980 with motorized window | 1359 | 15864.02
4659005 | Cytoculture® Cytotoxic Safety Cabinet CYT-6A1 for cytostatica, 1,8 m / 6ft, DIN 12980 with motorized window | 1359 | 19829.1
4659006 | Biological Safety Cabinet NordicSafe® Class II, 1.8m/6ft | 1358 | 14582.81
4659007 | Biological Safety Cabinet Airstream® AC2-4E8 ClassII, 1.2m/4ft | 1357 | 9060.42
4659008 | Biological Safety Cabinet Airstream® AC2-5E8 ClassII, 1.5m/5ft | 1357 | 12657.34
4659010 | Laminar flow cabinet Airstream® Plus AC2-4E8-TU microbiological, 1.2 m, DIN 12469 glass sides | 1358 | 11324.6
4659011 | Laminar flow cabinet Airstream® Plus AC2-4S8-TU microbiological, 1,2 m, DIN 12469 stainless steel sides | 1358 | 12070.13
4659012 | Laminar flow cabinet Airstream® Plus AC2-5E8-TU microbiological, 1,5 m, DIN 12469 glass sides | 1358 | 15819.83
4659013 | Laminar flow cabinet Airstream® Plus AC2-5S8-TU microbiological, 1.5m/5ft, DIN 12469 stainless steel sides | 1358 | 16594.81
4659014 | Laminar flow cabinet Airstream® Plus AC2-6E8-TU microbiological, 1,8 m/6ft, DIN 12469 glass sides | 1358 | 15819.83
4659015 | Laminar flow cabinet Airstream® Plus AC2-6S8-TU microbiological, 1.8m/6ft, DIN 12469 stainless steel sides | 1358 | 16594.81
4659018 | ASPURE Undergloves, size XL Polyester, pack of 30x10 pairs | 1524 | 163.31
4659019 | ASPURE Undergloves, size L Polyester, pack of 30x10 pairs | 1524 | 163.31
4659020 | ASPURE Undergloves, size M Polyester, pack of 30x10 pairs | 1524 | 163.31
4659021 | ASPURE Undergloves, size S Polyester, pack of 30x10 pairs | 1524 | 163.31
4659022 | ASPURE Undergloves, size XL Nylon, pack of 30x10 pairs | 1524 | 244.62
4659023 | ASPURE Undergloves, size L Nylon, pack of 30x10 pairs | 1524 | 244.62
4659024 | ASPURE Undergloves, size M Nylon, pack of 30x10 pairs | 1524 | 244.62
4659025 | ASPURE Undergloves, size S Nylon, pack of 30x10 pairs | 1524 | 244.62
4659026 | ASPURE Undergloves, size S-L half finger, Nylon, pack of 30x10 pairs | 1524 | 350.53
4659027 | ASPURE PU coated Gloves, Nylon, palm PU-coated, size XL, pack of 10 | 1523 | 19.36
4659028 | ASPURE PU coated Gloves, Nylon, palm PU-coated, size L, pack of 10 | 1523 | 19.36
4659029 | ASPURE PU coated Gloves, Nylon, palm PU-coated, size M, pack of 10 | 1523 | 19.36
4659030 | ASPURE PU coated Gloves Nylon, palm PU-coated, size S, pack of 10 | 1523 | 19.36
4659031 | ASPURE PU coated Gloves, fingertips PU-coated, Nylon, size XL, pack of 10 | 1523 | 18.15
4659032 | ASPURE PU coated Gloves, fingertips PU-coated, Nylon, size L, pack of 10 | 1523 | 18.15
4659033 | ASPURE PU coated Gloves, fingertips PU-coated, Nylon, size M, pack of 10 | 1523 | 18.15
4659034 | ASPURE PU coated Gloves, fingertips PU-coated, Nylon, size S, pack of 10 | 1523 | 18.15
4659040 | ASPURE Overall for Cleanroom, size XS lateral zip, Polyester, white | 1502 | 62
4659041 | ASPURE Overall for Cleanroom, size S lateral zip, Polyester, white | 1502 | 62
4659042 | ASPURE Overall for Cleanroom, size M lateral zip, Polyester, white | 1502 | 62
4659043 | ASPURE Overall for Cleanroom, size L lateral zip, Polyester, white | 1502 | 63.69
4659044 | ASPURE Overall for Cleanroom, size XL lateral zip, Polyester, white | 1502 | 65.39
4659045 | ASPURE Overall for Cleanroom, size XS lateral zip, Polyester, blue, | 1502 | 62
4659046 | ASPURE Overall for Cleanroom, size S lateral zip, Polyester, blue | 1502 | 62
4659047 | ASPURE Overall for Cleanroom, size M lateral zip, Polyester, blue | 1502 | 62
4659048 | ASPURE Overall for Cleanroom, size L lateral zip, Polyester, blue | 1502 | 63.69
4659049 | ASPURE Overall for Cleanroom, size XL lateral zip, Polyester, blue | 1502 | 65.39
4659050 | ASPURE Overall for Cleanroom, Polyester, white, front zip, size XS | 1502 | 40.54
4659051 | ASPURE Overall for Cleanroom, Polyester, white, front zip, size S | 1502 | 40.54
4659052 | ASPURE Overall for Cleanroom, Polyester, white, front zip, size M | 1502 | 40.54
4659053 | ASPURE Overall for Cleanroom, Polyester, white, front zip, size L | 1502 | 40.54
4659054 | ASPURE Overall for Cleanroom, Polyester, white, front zip, size XL | 1502 | 40.54
4659055 | ASPURE Overall for Cleanroom, Polyester, blue, front zip, size XS | 1502 | 40.54
4659056 | ASPURE Overall for Cleanroom, Polyester, blue, front zip, size S | 1502 | 40.54
4659057 | ASPURE Overall for Cleanroom, Polyester, blue, front zip, size M | 1502 | 40.54
4659058 | ASPURE Overall for Cleanroom, Polyester, blue, front zip, size L | 1502 | 40.54
4659059 | ASPURE Overall for Cleanroom, Polyester, blue, front zip, size XL | 1502 | 40.54
4659060 | ASPURE Hood for Cleanroom, size S/M Polyester, white | 1503 | 12.18
4659061 | ASPURE Hood for Cleanroom, size L/XL Polyester, white | 1503 | 12.18
4659062 | ASPURE Hood for Cleanroom, size S/M Polyester, blue | 1503 | 12.18
4659063 | ASPURE Hood for Cleanroom, size L/XL Polyester, blue | 1503 | 12.18
4659064 | ASPURE Hood for Cleanroom Polyester, white, universal size | 1503 | 18.82
4659065 | ASPURE Hood for Cleanroom Polyester, blue, universal size | 1503 | 18.82
4659067 | ASPURE Face Mask for Cleanroom, blue, reusable | 1503 | 4.64
4659069 | ASPURE Cleanroom Bag PVC, transparent | 1504 | 53.8
4659070 | ASPURE Cleanroom Wipes Polyester, Lasercut, 229 x 229 mm, pack of 150 | 1526 | 32.97
4659071 | ASPURE Cleanroom Wipes 80% Polyester, 20% Nylon, 229x229 mm, heatcut, pack of 100 | 1529 | 79.19
4659072 | ASPURE Cleanroom Wipers Microfiber, 87% Polyester, 229 x 229 mm 13% Nylon, Lasercut, pack of 150 | 1528 | 46.65
4659087 | ASPURE Sticky Mats, blue 30 layers, 450 x 900mm, pack of 10 | 1543 | 135.03
4659088 | ASPURE Sticky Mats, blue 30 layers, 600 x 900mm, pack of 10 | 1543 | 166.45
4659089 | ASPURE Sticky Mats, blue 30 layers, 60 x 1200mm, pack of 10 | 1543 | 210.02
4659090 | ASPURE Sticky Mats, white, 30 layers, 600 x 900mm, pack of 10 | 1543 | 166.45
4659091 | ASPURE Sticky Mats, white, 30 layers, 600 x 1200mm pack of 10 | 1543 | 210.02
4659092 | ASPURE Sticky Mats, white, 30 layers, 450 x 900mm, pack of 10 | 1543 | 135.03
4659093 | ASPURE Sticky Mats, antistatic, white, 450 x 900mm pack of 10 | 1543 | 155.37
4659094 | ASPURE Sticky Mats, antistatic, white 600x900mm pack of 10 | 1543 | 189.99
4659095 | ASPURE Sticky Mats, antistatic, white, 600 x 1200mm, pack of 10 | 1543 | 219.27
4659096 | ASPURE Sticky Mats, antistatic, blue, 450 x 900mm, pack of 10 | 1543 | 155.37
4659097 | ASPURE Sticky Mats, antistatic, blue, 600 x 900mm, pack of 10 | 1543 | 184.31
4659098 | ASPURE Sticky Mats, antistatic, blue, 600 x 1200 mm, pack of 10 | 1543 | 208.89
4659099 | ASPURE Undermat for Sticky Mats 450 x 900mm, rubber | 1544 | 83.27
4659100 | ASPURE Undermat for Sticky Mats 600 x 900mm, rubber | 1544 | 98.62
4659101 | ASPURE Undermat for Sticky Mats 600 x 1200mm, rubber | 1544 | 104.63
4659105 | ASPURE Notebook for Cleanroom, 64 pages, pack of 10 | 1534 | 81.99
4659109 | ASPURE Line Tape, green 12 mm x 33m, pack of 10 rolls | 1535 | 69.94
4659110 | ASPURE Line Tape, white 12 mm x 33m, pack of 10 rolls | 1535 | 69.94
4659111 | ASPURE Line Tape, red 25 mm x 33 m, pack of 10 rolls | 1535 | 153.53
4659113 | ASPURE Line Tape, yellow 25 mm x 33 m, pack of 10 rolls | 1535 | 153.53
4659114 | ASPURE Line Tape, green 25 mm x 33 m, pack of 10 rolls | 1535 | 153.53
4659115 | ASPURE Line Tape, white 25 mm x 33 m, pack of 10 rolls | 1535 | 153.53
4659117 | ASPURE Line Tape 50 mm x 33m, red pack of 5 rolls | 1535 | 153.53
4659118 | ASPURE Line Tape 50 mm x33m, blue pack of 5 rolls | 1535 | 153.53
4659119 | ASPURE Line Tape 50 mm x 33m, yellow pack of 5 rolls | 1535 | 153.53
4659120 | ASPURE Line Tape 50 mm x 33m, green pack of 5 rolls | 1535 | 153.53
4659121 | ASPURE Line Tape 50 mm x 33m, white pack of 5 rolls | 1535 | 153.53
4659122 | ASPURE Line Tape 50 mm x 33m, black/yellow pack of 5 rolls | 1535 | 120.14
4659126 | B-ONE PLUS LR Viscometer with L-1 TO L-4 spindles set with 7" Color Touch Screen | 434 | 3756.02
4659127 | B-ONE PLUS Viscometer with R-2 TO R-7 spindle set with 7" Color Touch Screen | 434 | 3792
4659129 | FIRST PLUS LR viscometer with L-1 TO L-4 spindles set with 7" Color Touch Screen | 434 | 4995.61
4659130 | FIRST PLUS Viscometer with R-2 TO R-7 spindle set with 7" Color Touch Screen | 434 | 4995.61
4659172 | Support ring 50 mm, with socket steel, galvanised | 180 | 35.76
4659260 | Weight F1, 2g, stainless steel ECO-form | 380 | 22.56
4659261 | Weight F1, 5g, stainless steel ECO-Form | 380 | 24.94
4659262 | Weight F1, 200g, stainless steel ECO form | 380 | 58.19
4659263 | Weight F1, 2kg, stainless steel Compact form | 380 | 213.51
4659457 | Heavy Duty Orbital Shaker analog, EU-Plug | 509 | 2001.87
4659458 | Heavy Duty Orbital Shaker SHHD1619DG digital, EU-Plug | 509 | 2555.47
4659459 | Extreme Enviroment Shaker SHEX1619DG digital, EU-Plug | 512 | 4606.77
4659461 | Heavy Duty Orbital Shaker SHHD2325AL analog, EU-Plug | 509 | 3563.82
4659462 | Heavy Duty Orbital Shaker SHHD2325DG digital, EU-Plug | 509 | 4097.66
4659463 | Heavy Duty Orbital Shaker SHHD4525DG digital, EU-Plug | 509 | 5545.93
4659464 | Heavy Duty Orbital Shaker SHHD4550DG digital, EU-Plug | 509 | 5545.93
4659465 | Heavy Duty Orbital Shaker SHHD6825DG digital, EU-Plug | 509 | 6663.02
4659466 | Heavy Duty Orbital Shaker SHHD6850DG digital, EU-Plug | 509 | 6979.36
4659471 | Light Duty Incubating Shaker ISLD04HDG digital, EU-Plug | 883 | 2941.02
4659472 | Light Duty Incubating Shaker ISLDMPHDGL with Opaque Lid, digital, EU-Plug | 883 | 2580.19
4659473 | Light Duty Incubating Shaker ISLDMPHDG digital, EU-Plug | 883 | 2580.19
4659474 | Light Duty Incubating and Cooling Shaker ISICMBCDG digital, EU-Plug | 882 | 5461.89
4659475 | Waving Shaker SHWV02DG digital, EU-Plug | 525 | 1270.32
4659476 | Rocking Shaker SHRK07AL1 1 tier, analog, EU-Plug | 519 | 1150.08
4659477 | Rocking Shaker SHRK07AL2 2 tiers, analog, EU-Plug | 519 | 1215.95
4659478 | Waving Shaker SHWV02AL analogue, EU-Plug | 525 | 1176.41
4659479 | Rocking Incubating Shaker ISRK04HDG digital, EU-Plug | 882 | 3361.17
4659480 | Waving Incubating Shaker ISWV02HDG digital, EU-Plug | 882 | 3682.45
4659481 | Rocking Shaker SHRK04DG digital, EU-Plug | 519 | 1151.69
4659482 | Cooling Thermal Shaker ISTHBLCTS digital, EU-Plug | 529 | 3944.43
4659483 | Heating Thermal Shaker ISTHBLHTS digital, EU-Plug | 529 | 3178.28
4659491 | Dry Block Heater, 1 Block, digital, EU-Plug | 891 | 765.04
4659494 | Dry Block Heater, 2 Block, digital, EU-Plug | 891 | 977.82
4659495 | Dry Block Heater, 4 Block, digital, EU-Plug | 891 | 1206.06
4659496 | Dry Block Heater, 6 Block, digital, EU-Plug | 891 | 1957.38
4659498 | Mini Vortex Mixer VXMNFS Fixed Speed, EU-Plug | 498 | 293.22
4659500 | Mini Vortex Mixer VXMNDG digital, EU-Plug | 498 | 591.69
4659501 | Mini Pulsing Vortex Mixer VXMNPS Fixed Speed, EU-Plug | 498 | 841.04
4659506 | Multi-Tube Vortex Mixer VXMTAL analogue, EU-Plug | 503 | 3553.94
4659507 | Multi-Tube Vortex Mixer VXMTDG analog, EU-Plug | 503 | 4626.55
4659810 | Microplate Thermal Block | 883 | 962.63
4659811 | 384 Well PCR Plate Thermal Block | 883 | 906.9
4659812 | PCR Plate/Tube Thermal Block 0.2 ml | 883 | 906.9
4659813 | Heating Block For 30 X 0.5 mL Tubes | 883 | 739.7
4659814 | Heating Block For 24 X 1.5 mL Tubes | 883 | 739.7
4659815 | Heating Block For 24 X 2.0 mL Tubes | 883 | 739.7
4659818 | Heating Block For 9 X 5mL Tubes | 883 | 694.1
4659819 | Heating Block For 8 X 15 mL Conical Tubes | 883 | 739.7
4659820 | Heating Block For 4 X 50 mL Conical Tubes | 883 | 739.7
4659835 | Heating Block 10 mm Test Tube | 891 | 168.47
4659836 | Heating Block 12/13 mm 20 Hole | 891 | 168.47
4659837 | Heating Block 15/16 mm 12 Hole | 891 | 168.47
4659838 | Heating Block 20 mm Test Tube 8 Hole | 891 | 168.47
4659839 | Heating Block 25 mm Test Tube 8 Hole | 891 | 168.47
4659840 | Heating Block Combination | 891 | 168.47
4659841 | Heating Block 0.5 mL Microtaper | 891 | 168.47
4659842 | Heating Block 6 mm Test Tube | 891 | 168.47
4659843 | Heating Block 1.5 mL Tubes | 891 | 168.47
4659846 | Heating Block 11.5/1.5 mL Microcentrifuge | 891 | 168.47
4659847 | Heating Block 6mm/2.5 mL | 891 | 168.47
4659849 | Heating Block12/13 mm 16 Holes | 891 | 168.47
4659851 | Heating Block 4 X 35 mm Test Tubes | 891 | 168.47
4659852 | Heating Block 50 mL Conical Centrifuge | 891 | 168.47
4659856 | Heating Block 15 mL Conical Centrifuge | 891 | 168.47
4659875 | Heating Block, 2.0 mL Tubes | 891 | 168.47
4659876 | Heating Block, 2.0 mL Tubes | 891 | 168.47
4659877 | Heating Block Combo, 50 mL, 15 mL, 1.5 mL | 891 | 168.47
4659878 | Heating Block Combo - Micro Tube | 891 | 168.47
4659879 | Heating Block, 17-18 mm, 12 Holes | 891 | 168.47
4660518 | Muffle Furnace LT 40/12/B410 with lift door, 40 Liter, Tmax 1200°C, Controller B 410 | 905 | 9062.53
4660583 | Centrifuge MiniSpin® G incl. standard rotor, 230 V/50-60 Hz, | 668 | 1469.49
4660584 | Centrifuge MiniSpin® G incl. standard rotor, 230 V/50-60 Hz, with GB-plug | 668 | 1469.49
4660585 | Centrifuge MiniSpin® plus G incl. "Black Line" rotor, 230 V/50-60 Hz | 668 | 1909.21
4660586 | Centrifuge MiniSpin® plus G incl. "Black Line" rotor, 230 V/50-60 Hz, with GB-plug | 668 | 1909.21
4660606 | Centrifuge 5430 G without rotor, 230 V/50 Hz with GB-plug | 685 | 4736.7
4660610 | Centrifuge 5430 G with knobs, incl. rotor FA-45-30-11, 230 V/50-60 Hz, with GB-plug | 685 | 5341.8
4660611 | Centrifuge 5430 G with knobs, without rotor, 230 V/50-60 Hz | 685 | 4736.7
4660615 | Centrifuge 5430 R G, Keypad, 230 V/50-60 Hz, without rotor | 685 | 9775.33
4660617 | Centrifuge 5430 R G, Knob, 230 V/50-60 Hz, incl. rotor FA-45-30-11 | 685 | 10141.14
4660620 | Centrifuge 5430 R G, Knob, 230 V/ 50-60 Hz, without rotor, with GB-plug | 685 | 9775.33
4660622 | Centrifuge 5702 G,w/o rotor, 230 V/50-60 Hz, with GB-plug | 683 | 2598.24
4660623 | Centrifuge 5702 G, 230 V/50-60 Hz, incl. rotor A-4-38 and 15/50ml adapters | 683 | 4270.68
4660626 | Centrifuge 5702 R G, w/o rotor, refrigerated, 230 V/50-60 Hz, with GB-plug | 683 | 6376.58
4660627 | Centrifuge 5702 R G, 230 V/50-60 Hz, incl. rotor A-4-38 and 13/16mm adapters | 683 | 7936.27
4660629 | Centrifuge 5702 R G, 230 V/50-60 Hz, incl. rotor A-4-38 and 15/50 mL adapters | 683 | 7742.1
4660631 | Centrifuge 5702 RH G, without rotor, refrigerated and heated, 230 V/50-60 Hz, | 683 | 6962.88
4660633 | Centrifuge 5804 G,w/o rotor, 230 V/50-60 Hz, | 684 | 5475.83
4660634 | Centrifuge 5804 G,w/o rotor, 230 V/50-60 Hz, with GB-plug | 684 | 5475.83
4660639 | Centrifuge 5804 R G, w/o rotor, refrigerated, 230 V/50-60 Hz, | 684 | 9730.23
4660640 | Centrifuge 5804 R G, w/o rotor, refrigerated, 230 V/50-60 Hz, with GB-plug | 684 | 9730.23
4660641 | Centrifuge 5804 R G, 230 V/50-60 Hz, incl. rotor A-4-44 and 15/50ml adapters | 684 | 11152.13
4660643 | Centrifuge 5804 R G, 230 V/50-60 Hz, incl. rotor S-4-72 and 15/50 mL adapters for conical tubes | 684 | 12254.56
4660645 | Centrifuge 5810 G,w/o rotor, 230 V/50-60 Hz, | 684 | 7190.88
4660646 | Centrifuge 5810 G,w/o rotor, 230 V/50-60 Hz, with GB-plug | 684 | 7190.88
4660649 | Centrifuge 5810 G, incl. rotor A-4-81 and 15/50ml adapters 230 V/50-60 Hz | 684 | 10781.31
4660656 | Centrifuge 5810 R G, w/o rotor, refrigerated, 230 V/50-60 Hz, with GB-plug | 684 | 11843.66
4660657 | Centrifuge 5810 R G, 230 V/50-60 Hz, incl. rotor A-4-62 and 15/50ml adapters | 684 | 13730.32
4660659 | Centrifuge 5810 R G, 230 V/50-60 Hz, incl. rotor A-4-81 and 15/50ml adapters | 684 | 14895.4
4660661 | Centrifuge 5810 R G, 230 V/50-60 Hz, incl. rotor S-4-104 and 15/50 mL adapters for conical tubes | 684 | 15647.06
4660665 | Centrifuge 5920 R G, 230 V, 50-60 Hz, without rotor | 686 | 15872.56
4660666 | Centrifuge 5920 R G, 230 V, 50-60 Hz, without rotor, with GB-plug | 686 | 15872.56
4660668 | Centrifuge 5920 R G, 230 V, 50-60 Hz, incl. rotor S-4x1000, high-capacity buckets and adapter 15 mL/50 mL conical tubes, with GB plug | 686 | 19994.16
4660672 | Centrifuge 5920 R G, 230 V, 50-60 Hz, incl. rotor S-4x1000, plate/tube buckets and adapter 15 mL/50 mL conical tubes, with GB plug | 686 | 19317.66
4660678 | Centrifuge 5920 R G, 230 V, incl. rotor S-4xUniversal- Large, incl. adapter for 13mm/16mm round-bottom tubes | 686 | 20470.2
4660680 | Centrifuge 5920 R G, 230 V, GB, incl. rotor S-4xUniversal- Large, incl. adapter for 13mm/16mm round-bottom tubes | 686 | 20470.2
4660770 | Electronic hanging balance HDB 30K-2XL 30 kg / 20g, incl. 2x 1.5 V batteries AAA | 354 | 95.02
4660771 | Electronic hanging balance HDB 10K-2XL 15 kg / 10g, incl. 2x 1.5 V batteries AAA | 354 | 95.02
4660772 | Electronic hanging balance HDB 6K-3XL 6 kg / 5g, incl. 2x 1.5 V batteries AAA | 354 | 97.39
4660773 | Analytical balance ALJ 200-5DA 82 g; 220 g / 0,00001 g; 0,0001 g weiging plate Ø 80mm | 367 | 2081.13
4660779 | Tray attachment for OS/LS 5, 10, RS-RS 5 and RS-DS 5, 20 x 30 cm | 506 | 171.64
4660780 | Tray attachment for OS / LS 5, 10, RS-RS 5 and RS-DS 5, 28 x 28 cm | 506 | 171.64
4660781 | Connector for using 2 shell attachments pack of 4 | 506 | 68.78
4660912 | CellClip for Cellspin® cyto rotors | 1350 | 112.82
4660916 | Single Cell Funnel®, reusable for JC305 and JC326 only pack of 12 | 1350 | 105.44
4660917 | Filter cards only for JC304 pack of 200 | 1350 | 72.56
4660918 | Cytoslides slides uncoated, a circle pack of 100 | 1350 | 52.93
4660919 | Cytoslides slides coated, a circle pack of 100 | 1350 | 66.94
4660920 | Filter cards thin (type brown) for sample 0.4 ml, pack of 200 | 1350 | 46.71
4661005 | Nitrile gloves White Pearl size XS (5-6) powder free, non sterile, rolling edges, micro-roughened finger tips, pack of 100 | 223 | 10.25
4661006 | Nitrile gloves White Pearl size S (6-7) powder free, non sterile, rolling edges, micro-roughened finger tips, pack of 100 | 223 | 10.25
4661009 | Nitrile gloves White Pearl size XL (9-10) powder free, non sterile, rolling edges, micro-roughened finger tips, pack of 100 | 223 | 10.25
4661058 | Soft Nitrile gloves size XS (5-6) "SOFT NITRIL WHITE", white, non-sterile, poder-free, rolling edges, pack of 100 | 224 | 11.85
4661160 | Pipette teats, red 2ml natural rubber (NR) pack of 100 | 942 | 72.39
4661162 | Centrifuge 5425 G, non- refrigerated, Keypad, with aerosoltight Rotor FA-24x2, 230V/50-60Hz | 682 | 3728.23
4661164 | Centrifuge 5425 G, non- refrigerated, Keypad, without Rotor, 230V/50-60Hz | 682 | 3000.37
4661166 | Centrifuge 5425 G, non- refrigerated, with rotary Knobs, with aerosoltight Rotor FA-24x2, 230V/50-60Hz | 682 | 3728.23
4661168 | Centrifuge 5425 G, non- refrigerated, with rotary Knobs, without Rotor, 230V/50-60Hz | 682 | 3000.37
4661175 | Destillation unit FBA-3 for determination of inorganic total flouride cpl. | 1218 | 5315.14
4661188 | Syringe pump Legato® 270 dual continuous push-pull touch screen programmable, 220V / 50 Hz, 0,5µl-140ml | 1055 | 6666.66
4661250 | QuickFix plaster dispenser textile finger bandage | 257 | 47.3
4661311 | Blue Wide Range Protein Ladder (10-245kDa) 500ul | 1321 | 201.12
4661312 | Ponceau S staining solution (500 ml) | 1324 | 323.67
4661331 | Holder for brush | 1369 | 131.69
4661347 | AlphaTec® 2000 model 111 size s, pack of 40 | 250 | 301.17
4661348 | AlphaTec® 2000 model 111 size m, pack of 40 | 250 | 301.17
4661349 | AlphaTec® 2000 model 111 size L, pack of 40 | 250 | 301.17
4661350 | AlphaTec® 2000 model 111 size XL, pack of 40 | 250 | 301.17
4661351 | AlphaTec® 2000 model 111 size 2XL, pack of 40 | 250 | 301.17
4661352 | AlphaTec® 2000 model 111 size 3XL, pack of 40 | 250 | 301.17
4661353 | AlphaTec® 2000 model 111 size 4XL, pack of 40 | 250 | 301.17
4661354 | AlphaTec® 2000 model 111 size 5XL, pack of 40 | 250 | 301.17
4661368 | BioClean Cleanroom Gloves FUSION size XS Polychloroprene, 300 mm, pack of 10x100 | 1521 | 550.68
4661369 | BioClean Cleanroom Gloves FUSION size S Polychloroprene, 300 mm, pack of 10x100 | 1521 | 550.68
4661370 | BioClean Cleanroom Gloves FUSION size M Polychloroprene, 300 mm, pack of 10x100 | 1521 | 550.68
4661371 | BioClean Cleanroom Gloves FUSION size L Polychloroprene, 300 mm, pack of 10x100 | 1521 | 550.68
4661372 | BioClean Cleanroom Gloves FUSION size XL Polychloroprene, 300 mm, pack of 10x100 | 1521 | 550.68
4661378 | BioClean Cleanroom Gloves LEGACY size XS Latex, 300 mm, pack of 10x100 | 1517 | 397.69
4661379 | BioClean Cleanroom Gloves LEGACY size S Latex, 300 mm, pack of 10x100 | 1517 | 397.69
4661380 | BioClean Cleanroom Gloves LEGACY size M Latex, 300 mm, pack of 10x100 | 1517 | 397.69
4661381 | BioClean Cleanroom Gloves LEGACY size L Latex, 300 mm, pack of 10x100 | 1517 | 397.69
4661382 | BioClean Cleanroom Gloves LEGACY size XL Latex, 300 mm, pack of 10x100 | 1517 | 397.69
4661383 | BioClean Cleanroom Gloves LEGION size S Latex, 400 mm, pack of 10x100 | 1518 | 940.33
4661384 | BioClean Cleanroom Gloves LEGION size M Latex, 400 mm, pack of 10x100 | 1518 | 940.33
4661385 | BioClean Cleanroom Gloves LEGION size L Latex, 400 mm, pack of 10x100 | 1518 | 940.33
4661386 | BioClean Cleanroom Gloves LEGION size XL Latex, 400 mm, pack of 10x100 | 1518 | 940.33
4661387 | BioClean Cleanroom Gloves NERVA size S Nitrile, 400 mm, pack of 10x100 | 1514 | 1343.06
4661388 | BioClean Cleanroom Gloves NERVA size M Nitrile, 400 mm, pack of 10x100 | 1514 | 1343.06
4661389 | BioClean Cleanroom Gloves NERVA size L Nitrile, 400 mm, pack of 10x100 | 1514 | 1343.06
4661390 | BioClean Cleanroom Gloves NERVA size XL Nitrile, 400 mm, pack of 10x100 | 1514 | 1343.06
4661396 | BioClean Cleanroom Gloves ADVANCE size 6 Latex, sterile, hand specific 300 mm, pack of 20x10 pairs | 1519 | 577.6
4661397 | BioClean Cleanroom Gloves ADVANCE size 6.5 Latex, sterile, hand specific 300 mm, pack of 20x10 pairs | 1519 | 577.6
4661398 | BioClean Cleanroom Gloves ADVANCE size 7 Latex, sterile, hand specific 300 mm, pack of 20x10 pairs | 1519 | 577.6
4661399 | BioClean Cleanroom Gloves ADVANCE size 7.5 Latex, sterile, hand specific 300 mm, pack of 20x10 pairs | 1519 | 577.6
4661400 | BioClean Cleanroom Gloves ADVANCE size 8 Latex, sterile, hand specific 300 mm, pack of 20x10 pairs | 1519 | 577.6
4661401 | BioClean Cleanroom Gloves ADVANCE size 8.5 Latex, sterile, hand specific 300 mm, pack of 20x10 pairs | 1519 | 577.6
4661402 | BioClean Cleanroom Gloves ADVANCE size 9 Latex, sterile, hand specific 300 mm, pack of 20x10 pairs | 1519 | 577.6
4661403 | BioClean Cleanroom Gloves ADVANCE size 10 Latex, sterile, hand specific 300 mm, pack of 20x10 pairs | 1519 | 577.6
4661412 | BioClean Cleanroom Gloves EXCELL size 6 Nitrile, sterile, hand specific 300 mm, pack of 20x10 pairs | 1515 | 964.62
4661413 | BioClean Cleanroom Gloves EXCELL size 6.5 Nitrile, sterile, hand specific 300 mm, pack of 20x10 pairs | 1515 | 964.62
4661414 | BioClean Cleanroom Gloves EXCELL size 7 Nitrile, sterile, hand specific 300 mm, pack of 20x10 pairs | 1515 | 964.62
4661415 | BioClean Cleanroom Gloves EXCELL size 7.5 Nitrile, sterile, hand specific 300 mm, pack of 20x10 pairs | 1515 | 964.62
4661416 | BioClean Cleanroom Gloves EXCELL size 8 Nitrile, sterile, hand specific 300 mm, pack of 20x10 pairs | 1515 | 964.62
4661417 | BioClean Cleanroom Gloves EXCELL size 8.5 Nitrile, sterile, hand specific 300 mm, pack of 20x10 pairs | 1515 | 964.62
4661418 | BioClean Cleanroom Gloves EXCELL size 9 Nitrile, sterile, hand specific 300 mm, pack of 20x10 pairs | 1515 | 964.62
4661419 | BioClean Cleanroom Gloves EXCELL size 10 Nitrile, sterile, hand specific 300 mm, pack of 20x10 pairs | 1515 | 964.62
4661420 | BioClean Cleanroom Gloves EXTRA size S Latex, sterile, 400 mm, pack of 10x20 pairs | 1520 | 883.61
4661421 | BioClean Cleanroom Gloves EXTRA size M Latex, sterile, 400 mm, pack of 10x20 pairs | 1520 | 883.61
4661422 | BioClean Cleanroom Gloves EXTRA size L Latex, sterile, 400 mm, pack of 10x20 pairs | 1520 | 883.61
4661423 | BioClean Cleanroom Gloves EXTRA size XL Latex, sterile, 400 mm, pack of 10x20 pairs | 1520 | 883.61
4661436 | BioClean Cleanroom Gloves N-PLUS size 6 Nitrile, sterile, hand specific 400 mm, pack of 20x10 pairs | 1517 | 1460.99
4661437 | BioClean Cleanroom Gloves N-PLUS size 6.5 Nitrile, sterile, hand specific 400 mm, pack of 20x10 pairs | 1517 | 1460.99
4661438 | BioClean Cleanroom Gloves N-PLUS size 7 Nitrile, sterile, hand specific 400 mm, pack of 20x10 pairs | 1517 | 1460.99
4661439 | BioClean Cleanroom Gloves N-PLUS size 7.5 Nitrile, sterile, hand specific 400 mm, pack of 20x10 pairs | 1517 | 1460.99
4661440 | BioClean Cleanroom Gloves N-PLUS size 8 Nitrile, sterile, hand specific 400 mm, pack of 20x10 pairs | 1517 | 1460.99
4661441 | BioClean Cleanroom Gloves N-PLUS size 8.5 Nitrile, sterile, hand specific 400 mm, pack of 20x10 pairs | 1517 | 1460.99
4661442 | BioClean Cleanroom Gloves N-PLUS size 9 Nitrile, sterile, hand specific 400 mm, pack of 20x10 pairs | 1517 | 1460.99
4661443 | BioClean Cleanroom Gloves N-PLUS size 10 Nitrile, sterile, hand specific 400 mm, pack of 20x10 pairs | 1517 | 1460.99
4661451 | BioClean Cleanroom Gloves FUSION size 5.0-5.5 Polychloroprene, sterile, 300 mm, pack of 20x10 pairs | 1521 | 588.07
4661452 | BioClean Cleanroom Gloves FUSION size 6.0-6.5 Polychloroprene, sterile, 300 mm, pack of 20x10 pairs | 1521 | 588.07
4661453 | BioClean Cleanroom Gloves FUSION size 7.0-7.5 Polychloroprene, sterile, 300 mm, pack of 20x10 pairs | 1521 | 588.07
4661454 | BioClean Cleanroom Gloves FUSION size 8.0-8.5 Polychloroprene, sterile, 300 mm, pack of 20x10 pairs | 1521 | 588.07
4661455 | BioClean Cleanroom Gloves FUSION size 9.0 Polychloroprene, sterile, 300 mm, pack of 20x10 pairs | 1521 | 588.07
4661456 | BioClean Cleanroom Gloves FUSION size 10 Polychloroprene, sterile, 300 mm, pack of 20x10 pairs | 1521 | 588.07
4661457 | BioClean Single Use Coveralls with Collar Size S pack of 20x1 coverall | 1505 | 244
4661458 | BioClean Single Use Coveralls with Collar Size M pack of 20x1 coverall | 1505 | 244
4661459 | BioClean Single Use Coveralls with Collar Size L pack of 20x1 coverall | 1505 | 244
4661460 | BioClean Single Use Coveralls with Collar Size XL pack of 20x1 coverall | 1505 | 244
4661461 | BioClean Single Use Coveralls with Collar Size XXL pack of 20x1 coverall | 1505 | 244
4661462 | BioClean Single Use Coveralls w. Collar Size XXXL pack of 15x1 coverall | 1505 | 244
4661463 | BioClean Single Use Coveralls w. Collar Size XXXXL pack of 15x1 coverall | 1505 | 244
4661464 | BioClean Single Use Coverall with hood Size S pack of 20x1 coverall | 1505 | 244
4661465 | BioClean Single Use Coverall with hood Size M pack of 20x1 coverall | 1505 | 244
4661466 | BioClean Single Use Coverall with hood Size L pack of 20x1 coverall | 1505 | 244
4661467 | BioClean Single Use Coverall with hood Size XL pack of 20x1 coverall | 1505 | 244
4661468 | BioClean Single Use Coverall with hood Size XXL pack of 20x1 coverall | 1505 | 244
4661469 | BioClean Single Use Coverall with hood Size XXXL pack of 15x1 coverall | 1505 | 244
4661470 | BioClean Single Use Coverall with hood Size XXXXL pack of 15x1 coverall | 1505 | 244
4661471 | BioClean Single Use Laboratory Coat, Size S pack of 30x1 piece | 1506 | 284
4661472 | BioClean Single Use Laboratory Coat, Size M pack of 30x1 piece | 1506 | 284
4661473 | BioClean Single Use Laboratory Coat, Size L pack of 30x1 piece | 1506 | 284
4661474 | BioClean Single Use Laboratory Coat, Size XL pack of 30x1 piece | 1506 | 284
4661475 | BioClean Single Use Laboratory Coat, Size XXL pack of 30x1 piece | 1506 | 284
4661477 | BioClean Single Use Sleevecovers, 500 mm 500 mm, pack of 6x30 pcs. | 1508 | 270.09
4661478 | BioClean Single Use Coveralls w. Collar, Size S sterile, pack of 20x1 coverall | 1505 | 358.24
4661479 | BioClean Single Use Coveralls w. Collar, Size M sterile, pack of 20x1 coverall | 1505 | 358.24
4661480 | BioClean Single Use Coveralls w. Collar, Size L sterile, pack of 20x1 coverall | 1505 | 358.24
4661481 | BioClean Single Use Coveralls w. Collar, Size XL sterile, pack of 20x1 coverall | 1505 | 358.24
4661482 | BioClean Single Use Coveralls w. Collar, Size XXL sterile, pack of 20x1 coverall | 1505 | 358.24
4661483 | BioClean Single Use Coveralls w. Collar, Size XXXL sterile, pack of 15x1 coverall | 1505 | 358.24
4661484 | BioClean Single Use Coveralls w.Collar, Size XXXXL sterile, pack of 15x1 coverall | 1505 | 358.24
4661485 | BioClean Single Use Coveralls w. Hood, Size S sterile, pack of 20x1 coverall | 1505 | 358.24
4661486 | BioClean Single Use Coveralls w. Hood, Size M sterile, pack of 20x1 coverall | 1505 | 358.24
4661487 | BioClean Single Use Coveralls w. Hood, Size L sterile, pack of 20x1 coverall | 1505 | 358.24
4661488 | BioClean Single Use Coveralls w. Hood, Size XL sterile, pack of 20x1 coverall | 1505 | 358.24
4661489 | BioClean Single Use Coveralls w. Hood, Size XXL sterile, pack of 20x1 coverall | 1505 | 358.24
4661490 | BioClean Single Use Coveralls w. Hood, Size XXXL sterile, pack of 15x1 coverall | 1505 | 358.24
4661491 | BioClean Single Use Coveralls w. Hood, Size XXXXL sterile, pack of 15x1 coverall | 1505 | 358.24
4661493 | BioClean Single Use Sleevecovers universal size, 500 mm, sterile, pack of 6x15 pairs | 1508 | 364.69
4661494 | BioClean Non-Slip Coated PP overshoes with conductive tape, 400 mm, pack of 4x100 pcs. | 1508 | 595.19
4661495 | BioClean Non-Slip Coated PP Overshoes 400 mm, pack of 4x100 pcs. | 1508 | 419.81
4661496 | BioClean Non-Slip Coated PP Overshoes 455 mm, pack of 4x100 pcs. | 1508 | 442.94
4661671 | Melting point measuring unit M 3000 w/o internal printer with RS-232 interface | 445 | 2453.04
4661688 | Cleanroom transport trolley with smooth shelve 800 x 600 x 1000 mm RTW-1-GL-80-60-HIG | 1546 | 1238.28
4661689 | Cleanroom transport trolley with smooth shelve 1000 x 600 x 1000 mm RTW-1-GL-100-60-HIG | 1546 | 1284.54
4661690 | Cleanroom transport trolley with smooth shelve 1200 x 600 x 1000 mm RTW-1-GL-120-60-HIG | 1546 | 1318
4661691 | Cleanroom transport trolley with perforated shelve 800 x 600 x 1000 mm RTW-1-GEL-80-60-HIG | 1546 | 1268.79
4661692 | Cleanroom transport trolley with smooth shelves 2 shelves, 800 x 600 x 1000 mm RTW-2-GL-80-60-HIG | 1546 | 1308.16
4661693 | Cleanroom transport trolley with perforated shelves, 2 shelves, 800 x 600 x 1000 mm RTW-2-GEL-80-60-HIG | 1546 | 1333.74
4661694 | Cleanroom transport trolley with smooth shelves 3 shelves, 800 x 600 x 1000 mm RTW-3-GL-80-60-HIG | 1546 | 1554.23
4661695 | Cleanroom transport trolley with perforated shelves, 3 shelves, 800 x 600 x 1000 mm RTW-3-GEL-80-60-HIG | 1546 | 1585.73
4661720 | Cleanroom- wardrobe 1000 x 500 x 2000 mm, 9 coat hangers, STGAVK-100-50-HIG | 1548 | 1634.95
4661721 | Cleanroom- wardrobe 1300 x 500 x 2000 mm, 12 hangers, STGAVK-130-50-HIG | 1548 | 1849.53
4661722 | Cleanroom- wardrobe 1600 x 500 x 2000 mm, 15 hangers, STGAVK-160-50-HIG | 1548 | 2086.75
4661723 | Cleanroom wall-mounted wardrobe 800 x 500 x 305 mm, 7 hangers, WGA-80-50-HIG | 1548 | 1124.94
4661724 | Cleanroom wall-mounted wardrobe 900 x 500 x 305 mm, 8 hangers, WGA-90-50-HIG | 1548 | 1191.03
4661725 | Cleanroom wall-mounted wardrobe 1000 x 500 x 305 mm, 9 hangers, WGA-100-50-HIG | 1548 | 1278.62
4661726 | Cleanroom wall-mounted wardrobe 1100 x 500 x 305 mm, 10 hangers, WGA-110-50-HIG | 1548 | 1370.17
4661727 | Cleanroom wall-mounted wardrobe 1200 x 500 x 305 mm, 11 hangers, WGA-120-50-HIG | 1548 | 1461.71
4661728 | Stainless steel sit-over benches single-sided single-sided, 820 x 450 x 600 mm | 1549 | 1906.63
4661729 | Stainless steel sit-over benches benches single-sided, 1090 x 450 x 600 mm | 1549 | 2487.36
4661730 | Stainless steel sit-over benches single-sided, 1360 x 450 x 600 mm | 1549 | 3068.12
4661731 | Stainless steel sit-over benches two-sided, 820 x 600 x 600 mm | 1549 | 2982.49
4661732 | Stainless steel sit-over benches two-sided, 1090 x 600 x 600 mm | 1549 | 3915.62
4661733 | Stainless steel sit-over benches two-sided, 1360 x 600 x 600 mm | 1549 | 4847.76
4661764 | I-Blue MIDI Plasmid kit 25 preps | 1301 | 421.38
4661766 | I-Blue MINI Plasmid kits 100 preps | 1301 | 192.24
4661769 | I-Blue MINI Plasmid kits 300 preps | 1301 | 489.69
4661770 | Gel/PCR DNA Extraction kit 100 preps | 1301 | 249.16
4661771 | Gel/PCR DNA Extraction kit 300 preps | 1301 | 668.96
4661776 | MINI High-Speed Plasmid Columns pack of 25 | 1301 | 54.95
4661777 | MINI High-Speed Plasmid Columns pack of 50 | 1301 | 93.01
4661778 | MINI High-Speed Plasmid Columns pack of 100 | 1301 | 160.64
4661779 | PCR/GEL EXTRACT COLUMNS pack of 25 | 1301 | 54.68
4661780 | PCR/GEL EXTRACT COLUMNS pack of 50 | 1301 | 92.53
4661781 | PCR/GEL EXTRACT COLUMNS pack of 100 | 1301 | 158.29
4661801 | Funnel 100 mm stainless steel, with handle and air furrow | 100 | 20.06
4661813 | Cooling spray KÄLTE 75 SUPER HFO version cooling up to -52°C, spray can à 200 ml UN 1950, 2, (E) | 194 | 39.65
4661834 | Funnel 250 mm stainless steel, with handle and air furrow | 100 | 48.35
4661835 | Funnel 200 mm stainless steel, with handle and air furrow | 100 | 35.74
4661836 | Funnel 150 mm stainless steel, with handle and air furrow | 100 | 27.36
4661837 | Medibox® 2.4 l needle sampler height (incl. lid) 20 cm, max.fill volume 2.0 ltr. | 261 | 3.86
4661838 | Medibox® 4.7 l needle sampler height (incl. lid) 20.5 cm, max.fill volume 3.9 ltr. | 261 | 5.48
4661839 | Medibox® 5.7 l needle sampler height (incl. lid) 25.7 cm, max.fill volume 4.8 ltr. | 261 | 6.52
4661842 | Research® plus, single-channel, fixed, 10µL, medium grey | 972 | 262.76
4661843 | Research® plus, single-channel, fixed, 10µL, yellow | 972 | 262.76
4661844 | Research® plus, single-channel, fixed, 20µL, light gray | 972 | 262.76
4661845 | Research® plus, single-channel, fixed, 20µL, yellow | 972 | 262.76
4661846 | Research® plus, single-channel, fixed, 25µL, yellow | 972 | 262.76
4661847 | Research® plus, single-channel, fixed, 50µL, yellow | 972 | 262.76
4661848 | Research® plus, single-channel, fixed, 100µL, yellow | 972 | 262.76
4661849 | Research® plus, single-channel, fixed, 200µL, yellow | 972 | 262.76
4661850 | Research® plus, single-channel, fixed, 200µL, blue | 972 | 262.76
4661851 | Research® plus, single-channel, fixed, 250µL, blue | 972 | 262.76
4661852 | Research® plus, single-channel, fixed, 500µL, blue | 972 | 262.76
4661853 | Research® plus, single-channel, fixed, 1000µL, blue | 972 | 262.76
4661854 | Research® plus G, 8-channel, variable, 0.5 - 10µL, medium grey | 975 | 1150.04
4661855 | Research® plus G, 8-channel, variable, 10 - 100µL, yellow | 975 | 1150.04
4661856 | Research® plus G, 8-channel, variable, 30-300 µL, orange | 975 | 1150.04
4661857 | Research® plus G, 12-channel, variable, 0.5 - 10µL, medium grey | 975 | 1257.78
4661858 | Research® plus G, 12-channel, variable, 10 - 100µL, yellow | 975 | 1257.78
4661859 | Research® plus G, 12-channel, variable, 30 - 300µL, orange | 975 | 1257.78
4661928 | GF500 Gas Flowmeter Kit with case, universal charger with USB-cable, calibration certificate, accessory kit | 1486 | 1524.43
4661941 | Reference® 2 G, single-channel pipette, fix, 1000 µl, blue | 973 | 284
4661946 | Dino-Lite Edge digital microscope USB 3.0 5MP aluminium, polarizer, FLC | 1106 | 1195.94
4661947 | Dino-Lite Edge digital microscope USB 3.0 5MP LWD, aluminium, polarizer, FLC | 1106 | 1195.94
4661948 | Dino-Lite Edge digital microscope USB 3.0 10-70x 5MP, extra LWD, aluminium, FLC | 1106 | 1195.94
4661949 | Dino-Lite Edge digital microscope USB 3.0 5MP aluminium, polarizer, FLC, AMR | 1106 | 1272.78
4661950 | Dino-Lite Edge digital microscope USB 3.0 5MP LWD, aluminium, polarizer, FLC, AMR | 1106 | 1272.78
4661951 | Dino-Lite Edge digital microscope USB 3.0 5MP aluminium, polarizer, FLC, AMR, EDOF, EDR | 1106 | 1522.53
4661952 | Dino-Lite Edge digital microscope USB 3.0 5MP LWD, aluminium, polarizer, FLC, AMR, EDOF, DER | 1106 | 1522.53
4661996 | Rotary evaporator RV 3 V-C | 656 | 3854.94
4662011 | Blade stirrer PSR 3 stainless steel, Ø 100 x 10 x 550 mm | 493 | 151.54
4662063 | Humidity chamber HCP 50 56 ltr., USB interface, +18 - +90°C, 20-95%rh incl. 1 stainless steel shelve, perforated | 899 | 9837.2
4662064 | Humidity chamber HCP 105 107 ltr., USB interface, +18 - +90°C, 20-95%rh incl. 2 stainless steel shelves, perforated | 899 | 11304.73
4662065 | Humidity chamber HCP 150 156 ltr., USB interface, +18 - +90°C, 20-95%rh incl. 2 stainless steel shelves, perforated | 899 | 14554.76
4662066 | Humidity chamber HCP 240 241 ltr., USB interface, +18 - +90°C, 20-95%rh incl. 2 stainless steel shelves, perforated | 899 | 17075.81
4662136 | Modular drawer box with 6 drawers without insert, white | 1399 | 234.56
4662137 | Modular drawer box with 6 drawers, with insert, white | 1399 | 295.57
4662140 | Saftey storage cabinet Type 90 V-MOVE 819 x 863 x 1966 mm (HxWxD) corpus and doors RAL 9010 / pure white, smooth, | 288 | 8447.01
4662141 | Saftey storage cabinet Type 90 V-MOVE 819 x 863 x 1966 mm (HxWxD) corpus and doors RAL 9010 / pure white, smooth, | 288 | 8502.13
4662142 | Saftey storage cabinet Type 90 V-MOVE 819 x 863 x 1966 mm (HxWxD) corpus and doors RAL 9010 / pure white, smooth, | 288 | 8391.88
4662143 | Saftey storage cabinet Type 90 V-MOVE, 819 x 863 x 819 x 863 x 1966 mm (HxWxD) corpus and doors RAL 7035 / light grey | 288 | 8447.01
4662144 | Saftey storage cabinet Type 90 V-MOVE 819 x 863 x 1966 mm (HxWxD) corpus and doors RAL 7035 / light grey, smooth, | 288 | 8502.13
4662145 | Saftey storage cabinet Type 90 V-MOVE 819 x 863 x 1966 mm (HxWxD) corpus and doors RAL 7035 / light grey, smooth, | 288 | 8391.88
4662146 | Safety storage cabinet type 90 V-MOVE 449 x 860 x 1966 mm (HxWxD) corpus RAL 9010, doors RAL 9010, with equipment package 35100 | 288 | 6005.8
4662147 | Saftey storage cabinet Type 90 V-MOVE 450 x 860 x 1966 (HxWxD) corpus and doors RAL 7035 / light grey, | 288 | 6060.92
4662221 | Compact controller VACUU·SELECT Table version, with suction line valve, Plug CEE / CH / UK / US / AUS, 100-230V / 50-60Hz | 1079 | 3012.6
4662230 | DispoDipper LaboPlast, PP blue, 100ml, nonsterile pack of 20 | 553 | 50.66
4662231 | DispoDipper SterilPlast, PP blue, 100ml, steril pack of 20 | 553 | 64.5
4662232 | DispoDipper LaboPlast, PP blue, 250ml, nonsterile pack of 20 | 553 | 57.48
4662233 | DispoDipper SterilPlast, PP blue, 250ml, sterile pack of 20 | 553 | 73.2
4662234 | Reference® 2 G variable, single-channel pipette 1 - 10 mL, turquoise incl. epT.I.P.S.® box | 974 | 482.81
4662244 | Sample bag BagLight 400 PolySilk® 175x300mm, 400 ml, sterile, pack of 20x25 | 616 | 53.67
4662294 | Chemistry pump station PC 3001 VARIO select CEE power cable, 100-120V / 200-230V / 50-60Hz | 1070 | 7792.72
4662296 | Hand refractometer HRB 18-T measuring range: 0 - 18 % Brix | 1125 | 154.72
4662304 | Overhead stirrer Hei-TORQUE Core Max. Torque: 40 Ncm, viscosity - 10,000m Pa s Volume 25l, 20 - 2.000 rpm, 70x195x281.5mm | 488 | 1038.68
4662319 | Hand refractometer HRB 82-T 45-82% Brix | 1125 | 154.72
4662320 | Hand refractometer HRKFZ 1 battery acid density 1,10-1,30 antifreeze -50 - 0°C | 1125 | 154.72
4662321 | Hand refractometer HRS10-T measure area: 0-10% salinity | 1125 | 154.72
4662328 | EasYDish 35mm Nunclon Delta SI pack of 500 | 1332 | 257.2
4662329 | EasYDish 60mm Nunclon Delta SI pack of 280 | 1332 | 157.06
4662330 | EasYDish 100x15mm Nunclon Delta SI pack of 150 | 1332 | 151.69
4662331 | EasYDish 100x20mm Nunclon Delta SI pack of 240 | 1332 | 224.84
4662332 | EasYDish 150x20mm Nunclon Delta SI pack of 80 *** Angebot Kliniken 1623666 *** | 1332 | 207.63
4662352 | epT.I.P.S.® G Reloads, Eppendorf QualityT, 0.1 - 10µL, 34 mm, dark gray, pack of 960 | 996 | 125.06
4662353 | epT.I.P.S.® G Reloads, Eppendorf QualityT, 0.1 - 20µL, 40 mm, medium gray, pack of 960 | 996 | 125.06
4662354 | epT.I.P.S.® G Reloads, Eppendorf QualityT, 0.5 - 20µL L, 46 mm, light gray, pack of 960 | 996 | 112.86
4662355 | epT.I.P.S.® G Reloads, Eppendorf QualityT, 2 - 200µL, 53 mm, yellow, pack of 960 | 996 | 118.25
4662356 | epT.I.P.S.® G Reloads, Eppendorf QualityT, 20 - 300µL, 55 mm, orange, pack of 960 | 996 | 118.25
4662357 | epT.I.P.S.® G Reloads, Eppendorf QualityT, 50 - 1000µL, 71 mm, blue, pack of 960 | 996 | 118.25
4662358 | epT.I.P.S.® G Reloads, Eppendorf QualityT, 50 - 1250µL, 76 mm, green, pack of 960 | 996 | 129.69
4662359 | epT.I.P.S.® G Reloads, Eppendorf QualityT, 0.5 - 2.5mL, red, pack of 480 | 996 | 98.41
4662361 | epT.I.P.S.® G Reloads, PCR clean, 50 - 1250µL L, 103 mm, dark green, pack of 960 | 997 | 146.64
4662363 | epT.I.P.S.® G Reloads, PCR clean, 0.1 - 10µL, 34 mm, dark gray, pack of 960 | 997 | 131.97
4662364 | epT.I.P.S.® G Reloads, PCR clean, 0.1 - 20µL, 40 mm, medium gray, pack of 960 | 997 | 135.57
4662365 | epT.I.P.S.® G Reloads, PCR clean, 0.5 - 20µL L, 46 mm, light gray, pack of 960 | 997 | 125.52
4662366 | epT.I.P.S.® G Reloads, PCR clean 2 - 200µL, 53 mm, yellow, pack of 960 | 997 | 118.61
4662367 | epT.I.P.S.® G Reloads, PCR clean, 20 - 300µL, 55 mm, orange, pack of 960 | 997 | 118.61
4662368 | epT.I.P.S.® G Reloads, PCR clean, 50 - 1000µL, 71 mm, blue, pack of 960 | 997 | 118.61
4662369 | epT.I.P.S.® G Reloads, PCR clean, 50 - 1250µL, 76 mm, green, pack of 960 | 997 | 145.19
4662370 | epT.I.P.S.® G Reloads, PCR clean, 0.5 - 2.5mL, red, pack of 480 | 997 | 106.33
4662385 | Reference® 2 G variable, single-channel pipette 0.1 - 2.5 µL, dark gray, incl. epT.I.P.S.® box | 974 | 482.81
4662386 | Reference® 2 G variable, single-channel pipette 0.5 - 10 µL, medium gray, incl. epT.I.P.S.® box | 974 | 482.81
4662387 | Reference® 2 G variable, single-channel pipette 20 - 200 µL, yellow, incl. epT.I.P.S.® box | 974 | 482.81
4662388 | Reference® 2 G variable, single-channel pipette 30 - 300 µL, orange, incl. epT.I.P.S.® box | 974 | 482.81
4662389 | Reference® 2 G variable, single-channel pipette 0.5 - 5 mL, purple, incl. epT.I.P.S.® box | 974 | 482.81
4662390 | Reference® 2 G, 3-pack, option 1, 0.5-10µL/10-100µL/100-1000µL, incl. epT.I.P.S.® box | 974 | 1104.94
4662391 | Reference® 2 G, 3-pack, option 2, 2-20µL/20-200µL/100-1000µL, incl. epT.I.P.S.® box | 974 | 1104.94
4662392 | Reference® 2 G, 3-pack, option 3, 100-1000µL/0.5-5mL/1-10mL, incl. epT.I.P.S.® box | 974 | 1104.94
4662393 | Reference® 2 G, single-channel pipette, fixed, 1µL, dark gray | 973 | 284
4662394 | Reference® 2 G, single-channel pipette, fixed, 2µL, dark gray | 973 | 284
4662395 | Reference® 2 G, single-channel pipette, fixed, 5µL, medium gray | 973 | 284
4662396 | Reference® 2 G, single-channel pipette, fixed, 10µL, medium gray | 973 | 284
4662397 | Reference® 2 G, single-channel pipette, fixed, 10µL, yellow | 973 | 284
4662398 | Reference® 2 G, single-channel pipette, fixed, 20µL, light gray | 973 | 284
4662399 | Reference® 2 G single-channel pipette, fixed, 20µL, yellow | 973 | 284
4662400 | Reference® 2 G, single-channel pipette, fixed, 25µL, yellow | 973 | 284
4662401 | Eppendorf Reference® 2 G, single-channel, fixed, 50µL, yellow | 973 | 284
4662402 | Reference® 2 G, single-channel pipette, fixed, 100µL, yellow | 973 | 284
4662403 | Reference® 2 G, single-channel pipette, fixed, 200µL, yellow | 973 | 284
4662404 | Reference® 2 G, single-channel pipette, fixed, 200µL, blue | 973 | 284
4662405 | Reference® 2 G, single-channel pipette, fixed, 250µL, blue | 973 | 284
4662406 | Reference® 2 G, single-channel pipette, fixed, 500µL, blue | 973 | 284
4662407 | Reference® 2 G, single-channel pipette, fixed, 2mL, red | 973 | 284
4662408 | Reference® 2 G, single-channel pipette, fixed, 2.5mL, red | 973 | 284
4662409 | Reference® 2 G variable, 8-channel pipette, 0.5 - 10µL, medium gray | 977 | 1299.11
4662410 | Reference® 2 G variable, 12-channel pipette, 0.5 - 10µL, medium gray | 977 | 1421.88
4662411 | Reference® 2 G variable, 8-channel pipette, 10 - 100µL, yellow | 977 | 1299.11
4662412 | Reference® 2 G variable, 12-channel pipette, 10 - 100µL, yellow | 977 | 1421.88
4662413 | Reference® 2 G variable, 8-channel pipette, 30 - 300µL, orange | 977 | 1299.11
4662414 | Reference® 2 G variable, 12-channel pipette 30 - 300µL, orange | 977 | 1421.88
4662510 | ASPURE Seamless Gloves Clean Pack XL | 1523 | 58.68
4662511 | ASPURE Seamless Gloves Clean Pack L | 1523 | 58.68
4662512 | ASPURE Seamless Gloves Clean Pack M | 1523 | 58.68
4662513 | ASPURE Seamless Gloves Clean Pack S | 1523 | 58.68
4662514 | ASPURE Seamless Gloves Clean Pack XS | 1523 | 58.68
4662515 | ASPURE Undergloves, size XS Polyester, pack of 30x10 pairs | 1524 | 163.31
4662516 | ASPURE Undergloves, size XS Nylon, pack of 30x10 pairs | 1524 | 244.62
4662543 | ASPURE PU coated Gloves fingertips PU-coated, Nylon, size XS, pack of 10 pair | 1523 | 18.15
4662544 | ASPURE PU coated Gloves Nylon, palm PU-coated, size XS, pack of 10 | 1523 | 19.36
4662550 | ASPURE PU Coat Gloves Palm Coated XL | 1523 | 35.97
4662551 | ASPURE PU Coat Gloves Palm Coated L | 1523 | 35.97
4662552 | ASPURE PU Coat Gloves Palm Coated M | 1523 | 35.97
4662553 | ASPURE PU Coat Gloves Palm Coated S | 1523 | 35.97
4662554 | ASPURE PU Coat Gloves Palm Coated XS | 1523 | 35.97
4662555 | ASPURE PU Coat Cool Gloves Over Lock Fingertip Coat XL | 1523 | 244.76
4662556 | ASPURE PU Coat Cool Gloves Over Lock Fingertip Coat L | 1523 | 244.76
4662557 | ASPURE PU Coat Cool Gloves Over Lock Fingertip Coat M | 1523 | 244.76
4662558 | ASPURE PU Coat Cool Gloves Over Lock Fingertip Coat S | 1523 | 244.76
4662559 | ASPURE PU Coat Cool Gloves Over Lock Fingertip Coat XS | 1523 | 244.76
4662560 | ASPURE PU palm-coated cool gloves over-lock type, size XL, pack of 10x30pairs | 1523 | 288.85
4662561 | ASPURE PU palm-coated cool gloves over-lock type, size L, pack of 10x30pairs | 1523 | 288.85
4662562 | ASPURE PU palm-coated cool gloves over-lock type, size M, pack of 10x30pairs | 1523 | 288.85
4662563 | ASPURE PU palm-coated cool gloves over-lock type, size S, pack of 10x30pairs | 1523 | 288.85
4662564 | ASPURE PU palm-coated cool gloves over-lock type, size XS, pack of 10x30pairs | 1523 | 288.85
4662693 | ASPURE Conductive Line Gloves XL | 1550 | 18.74
4662694 | ASPURE Conductive Line Gloves L | 1550 | 18.74
4662695 | ASPURE Conductive Line Gloves M pack of 10 | 1550 | 18.74
4662696 | ASPURE Conductive Line Gloves S | 1550 | 18.74
4662762 | ASPURE Conductive Finger Cots, size M Roll, anti-static, latex, pack of 1440 | 1550 | 64.35
4662763 | ASPURE Conductive Finger Cots, size L Roll, anti-static, latex, pack of 1440 | 1550 | 64.35
4662782 | PEEK tubing, red 1,6mm OD x 127µ ID x 152,4 cm | 1473 | 43.21
4662783 | PEEK tubing, yellow 1,6mm OD x 178µ ID x 152,4 cm | 1473 | 43.21
4662784 | PEEK tubing, blue 1,6mm OD x 254µ ID x 152,4 cm | 1473 | 37.26
4662785 | PEEK tubing, red 1,6mm OD x 127µ ID x 304,8 cm | 1473 | 85.54
4662786 | PEEK tubing, yellow 1,6mm OD x 178µ ID x 304,8 cm | 1473 | 85.54
4662787 | PEEK tubing, blue 1,6mm OD x 254µ ID x 304,8 cm | 1473 | 62.19
4662788 | PEEK tubing, red 1,6mm OD x 127µ ID x 1524 cm | 1473 | 356.4
4662789 | PEEK tubing, yellow 1,6mm OD x 178µ ID x 15,4 cm | 1473 | 356.4
4662790 | PEEK tubing, blue 1,6mm OD x 254µ ID x 1524 cm | 1473 | 278.85
4662791 | PEEK tubing, red 1,6mm OD x 127µ ID x 30,84 cm | 1473 | 463.32
4662792 | PEEK tubing, yellow 1,6mm OD x 178µ ID x 30,48cm | 1473 | 463.32
4662793 | PEEK tubing, blue 1,6mm OD x 254µ ID x 30,48m | 1473 | 334.43
4662800 | LLG-Screw-neck vial N 9 1,5 ml, clear 32x11,6 mm, first hydrolytic class, with writing area and fill level mark, pack of 100 | 1437 | 12.87
4662801 | LLG-Screw flasks, 1,5 ml, amber 32x11,6 mm pack of 100 | 1437 | 14.96
4662834 | 1/4"-28 Polypropylene Nut, 1/16" Tubing (PMC 12) | 156 | 12
4662835 | 1/4"-28 Polypropylene Nut, 1/8" Tubing (PMC 12) | 156 | 13
4662838 | ETFE Ferrule for 1/16" Tubing | 156 | 12.03
4662839 | ETFE Ferrule for 1/8" Tubing (PMC 12) | 156 | 11.77
4662842 | 45mm Cap x PMC12 Body | 156 | 59.41
4662843 | 45mm Cap x 1/8NPT V INST PMC12 | 156 | 65.54
4662844 | 45mm Cap x N4E4 Fitting | 156 | 46.84
4662845 | 1/4" MBSPT Valved Polypropylene Coupling Body | 154 | 21.34
4662846 | 1/4" BSPT Valved Acetal Coupling Body | 155 | 15.86
4662847 | 3/8" MBSPT Valved Polypropylene Coupling Body | 154 | 22.43
4662848 | 3/8" BSPT Valved Acetal Coupling Body | 155 | 15.81
4662849 | 1/4" PTF Valved In-Line Acetal Coupling Body | 155 | 21.68
4662850 | 3/8" PTF Valved In-Line Acetal Coupling Body | 155 | 22.37
4662851 | 3/8" PTF Valved In-Line Polypropylene Coupling Body | 154 | 38.16
4662852 | 10mm PTF Valved In-Line Acetal Coupling Body | 155 | 26.81
4662853 | 8mm PTF Valved In-Line Acetal Coupling Body | 155 | 24.13
4662854 | 1/4" Hose Barb Valved Panel Mount Acetal Coupling Body | 155 | 29.56
4662855 | 1/4" Hose Barb Valved Panel Mount Polypropylene Coupling Body | 154 | 36.84
4662856 | 5/16" Hose Barb Valved Panel Mount Acetal Coupling Body | 155 | 31.62
4662857 | 3/8" Hose Barb Valved Panel Mount Acetal Coupling Body | 155 | 30
4662858 | 3/8" Hose Barb Valved Panel Mount Polypropylene Coupling Body | 154 | 36.94
4662859 | 1/4" Hose Barb Valved In-Line Acetal Coupling Body | 155 | 14.52
4662860 | 1/4" Hose Barb Valved In-Line Polypropylene Coupling Body | 154 | 26.47
4662861 | 5/16" Hose Barb Valved In-Line Acetal Coupling Body | 155 | 14.96
4662862 | 3/8" Hose Barb Valved In-Line Acetal Coupling Body | 155 | 14.52
4662863 | 3/8" Hose Barb Valved In-Line Polypropylene Coupling Body | 154 | 27.5
4662864 | 1/4" PTF Valved In-Line Acetal Coupling Insert | 155 | 17.07
4662865 | 3/8" PTF Valved In-Line Acetal Coupling Insert | 155 | 17.07
4662866 | 3/8" PTF Valved In-Line Polypropylene Coupling Insert | 154 | 26.75
4662867 | 10mm PTF Valved In-Line Acetal Coupling Insert | 155 | 30.94
4662868 | 8mm PTF Valved In-Line Acetal Coupling Insert | 155 | 20.49
4662869 | 1/4" Hose Barb Valved In-Line Acetal Coupling Insert | 155 | 11.2
4662870 | 1/4" Hose Barb Valved In-Line Polypropylene Coupling Insert | 154 | 19.29
4662871 | 5/16" HOSE BARB VALVED In-Line INSERT | 155 | 11.28
4662872 | 3/8" Hose Barb Valved In-Line Acetal Coupling Insert | 155 | 10.97
4662873 | 3/8" Hose Barb Valved In-Line Polypropylene Coupling Insert | 154 | 21.27
4662874 | 1/4" Hose Barb Valved Elbow Acetal Coupling Insert | 155 | 19.42
4662875 | 1/4" Hose Barb Valved Elbow Polypropylene Coupling Insert | 154 | 24.77
4662876 | 3/8" Hose Barb Valved Elbow Acetal Coupling Insert | 155 | 19.42
4662877 | 3/8" Hose Barb Valved Elbow Polypropylene Coupling Insert | 154 | 25.98
4662878 | 1/4" NPT Valved Polypropylene Coupling Insert | 154 | 23.32
4662879 | 1/4" BSPT Valved Acetal Coupling Insert | 155 | 15.21
4662880 | 3/8" BSPT Valved Acetal Coupling Insert | 155 | 15.5
4662881 | 1/4" PTF Valved Panel Mount Acetal Coupling Insert | 155 | 19.56
4662882 | 3/8" PTF Valved Panel Mount Acetal Coupling Insert | 155 | 24.07
4662883 | 10mm PTF Valved Panel Mount Acetal Coupling Insert | 155 | 30.05
4662884 | 8mm PTF Valved Panel Mount Acetal Coupling Insert | 155 | 26.68
4662885 | 1/4" Hose Barb Valved Panel Mount Acetal Coupling Insert | 155 | 20.39
4662886 | 1/4" Hose Barb Valved Panel Mount Polypropylene Coupling Insert | 154 | 24.94
4662887 | 5/16" Hose Barb Valved Panel Mount Acetal Coupling Insert | 155 | 22.58
4662888 | 3/8" Hose Barb Valved Panel Mount Acetal Coupling Insert | 155 | 21.6
4662889 | 3/8" Hose Barb Valved Panel Mount Polypropylene Coupling Insert | 154 | 30.25
4662890 | 1/8" MBSPT Valved Polypropylene Coupling Body | 154 | 20.7
4662891 | 1/8" BSPT Valved Acetal Coupling Body | 153 | 15.57
4662892 | 1/4" MBSPT Valved Acetal Coupling Body | 154 | 19.42
4662893 | 1/4" BSPT Valved Acetal Coupling Body | 153 | 16.27
4662894 | 5/32" PTF Valved In-Line Acetal Coupling Body | 153 | 22.22
4662895 | 1/4" PTF Valved In-Line Acetal Coupling Body | 153 | 16.19
4662896 | 1/4" PTF Valved In-Line Polypropylene Coupling Body | 154 | 27.86
4662897 | 1/16" Hose Barb Valved Panel Mount Acetal Coupling Body | 153 | 23.31
4662898 | 1/16" Hose Barb Valved Panel Mount Polypropylene Coupling Body | 154 | 29.3
4662899 | 1/8" Hose Barb Valved Panel Mount Acetal Coupling Body | 153 | 21.3
4662900 | 1/8" Hose Barb Valved Panel Mount Polypropylene Coupling Body | 154 | 26.16
4662901 | 3/16" Hose Barb Valved Panel Mount Acetal Coupling Body | 153 | 21.63
4662902 | 1/4" Hose Barb Valved Panel Mount Acetal Coupling Body | 153 | 21.63
4662903 | 1/4" Hose Barb Valved Panel Mount Polypropylene Coupling Body | 154 | 27.88
4662904 | 1/16" Hose Barb Valved In-Line Acetal Coupling Body | 153 | 18.41
4662905 | 1/16" Hose Barb Valved In-Line Polypropylene Coupling Body | 154 | 29.28
4662906 | 1/8" Hose Barb Valved In-Line Acetal Coupling Body | 153 | 15.5
4662907 | 1/8" Hose Barb Valved In-Line Polypropylene Coupling Body | 154 | 25.54
4662908 | 3/16" Hose Barb Valved In-Line Acetal Coupling Body | 153 | 16.17
4662909 | 1/4" Hose Barb Valved In-Line Acetal Coupling Body | 153 | 15.27
4662910 | 1/4" Hose Barb Valved In-Line Polypropylene Coupling Body | 154 | 26.49
4662911 | 5/32" PTF Valved Acetal Coupling Insert | 153 | 26.06
4662912 | 1/4" PTF Valved In-Line Acetal Coupling Insert | 153 | 13.95
4662913 | 1/4" PTF Valved In-Line Polypropylene Coupling Insert | 154 | 21.01
4662914 | 3/8" PTF Valved In-Line Acetal Coupling Insert | 153 | 19.95
4662915 | 1/16" Hose Barb Valved In-Line Acetal Coupling Insert | 153 | 15.76
4662916 | 1/16" Hose Barb Valved In-Line Polypropylene Coupling Insert | 154 | 23.87
4662917 | 1/8" Hose Barb Valved In-Line Acetal Coupling Insert | 153 | 13.68
4662918 | 1/8" Hose Barb Valved In-Line Polypropylene Coupling Insert | 154 | 17.51
4662919 | 3/16" Hose Barb Valved In-Line Acetal Coupling Insert | 153 | 14.62
4662920 | 1/4" Hose Barb Valved In-Line Acetal Coupling Insert | 153 | 13.95
4662921 | 1/4" Hose Barb Valved In-Line Polypropylene Coupling Insert | 154 | 19.93
4662922 | 1/8" Hose Barb Valved Elbow Acetal Coupling Insert | 153 | 20.44
4662923 | 1/8" Hose Barb Valved Elbow Polypropylene Coupling Insert | 154 | 26.75
4662924 | 1/4" Hose Barb Valved Elbow Acetal Coupling Insert | 153 | 20.57
4662925 | 1/4" Hose Barb Valved Elbow Polypropylene Coupling Insert | 154 | 26.98
4662926 | 1/8" BSPT Valved Acetal Coupling Insert | 153 | 16.12
4662927 | 1/4" NPT Valved Polypropylene Coupling Insert | 154 | 22.22
4662928 | 1/4" BSPT Valved Acetal Coupling Insert | 153 | 22.79
4662929 | 1/16" Hose Barb Valved Panel Mount Acetal Coupling Insert | 153 | 25.62
4662930 | 1/8" Hose Barb Valved Panel Mount Acetal Coupling Insert | 153 | 20.57
4662931 | 3/16" Hose Barb Valved Panel Mount Acetal Coupling Insert | 153 | 21.83
4662932 | 1/4" Hose Barb Valved Panel Mount Acetal Coupling Insert | 153 | 21.27
4662933 | Valved Coupling Body with 1/16" Hose Barb Female Fitting Inserts | 155 | 112.42
4662934 | Valved Coupling Body with 1/8" Hose Barb Female Fitting Inserts | 155 | 114.93
4662935 | Non-Valved Coupling Insert with 1/16" Hose Barb Male Fitting Inserts | 155 | 32.19
4662936 | Non-Valved Coupling Insert with 1/8" Hose Barb Male Fitting Inserts | 155 | 31.46
4662937 | Sample bag BagLight 400 PolySilk® 175x300mm, 400 ml, sterile, pack of 10x50 | 616 | 65
4663049 | ASPURE Hood for Cleanroom, Polyester, green, size L/XL | 1503 | 10.61
4663097 | ASPURE Clean Room Coat Fastener Type XXS2367-Z White XS | 1503 | 28.66
4663098 | ASPURE Clean Room Coat Fastener Type XXS2367-Z White S | 1503 | 28.66
4663099 | ASPURE Clean Room Coat Fastener Type XXS2367-Z White M | 1503 | 28.66
4663100 | ASPURE Clean Room Coat Fastener Type XXS2367-Z White L | 1503 | 29.38
4663101 | ASPURE Clean Room Coat Fastener Type XXS2367-Z White XL | 1503 | 30.12
4663102 | ASPURE Clean Room Coat Fastener Type XXS2367-Z Blue XS | 1503 | 28.66
4663103 | ASPURE Clean Room Coat Fastener Type XXS2367-Z Blue S | 1503 | 28.66
4663104 | ASPURE Clean Room Coat Fastener Type XXS2367-Z Blue M | 1503 | 28.66
4663105 | ASPURE Clean Room Coat Fastener Type XXS2367-Z Blue L | 1503 | 29.38
4663106 | ASPURE Clean Room Coat Fastener Type XXS2367-Z Blue XL | 1503 | 30.12
4663195 | Stainless steel grid, electropolished, standard for HPP1400, max. Load per grid: 30 kg, Max. Load per device: 250 kg | 898 | 280.58
4663220 | DYNEO DD Immersion circulator | 806 | 2756.08
4663221 | Heating circulator DYNEO DD-BC4 | 811 | 4086.88
4663222 | Heating circulator DYNEO DD-BC6 | 811 | 4363.81
4663223 | Heating circulator DYNEO DD-BC12 | 811 | 4716.84
4663224 | Heating circulator DYNEO DD-BC26 | 811 | 5209
4663233 | Immersion circulator DYNEO DD with analog interface option | 806 | 3347.99
4663234 | Heating circulator DYNEO DD-BC4 with analog interface option | 811 | 4678.79
4663235 | Heating circulator DYNEO DD-BC6 with analog interface option | 811 | 4955.7
4663236 | Heating circulator DYNEO DD-BC12 with analog interface option | 811 | 5308.75
4663237 | Heating circulator DYNEO DD-BC26 with analog interface option | 811 | 5800.91
4663246 | Immersion circulator DYNEO DD with RS232 interface option | 806 | 3098.63
4663247 | Heating circulator DYNEO DD-BC4 with RS232 interface option | 811 | 4429.43
4663248 | Heating circulator DYNEO DD-BC6 with RS232 interface option | 811 | 4706.34
4663249 | Heating circulator DYNEO DD-BC12 with RS232 interface option | 811 | 5059.39
4663250 | Heating circulator DYNEO DD-BC26 with RS232 interface option | 811 | 5551.55
4663259 | Pump set for DYNEO DD (pump connectors M16x1) | 820 | 257.3
4663261 | Drying Oven 125 control - dry max 300°C incl. two shelves | 858 | 4592.2
4663262 | Drying Oven 125 control - dry glass door, max 300°C incl. two shelves | 858 | 5167.19
4663289 | LLG-Safety vented wash bottle 500ml, Acetone with pressure control valve, LDPE, NL/GR/IT/UK | 92 | 10.56
4663290 | LLG-Safety vented wash bottle 500ml, Ethanol with pressure control valve, LDPE, NL/GR/IT/UK | 92 | 10.56
4663291 | LLG-Safety vented wash bottle 500ml, Isopropanol with pressure control valve, LDPE, NL/GR/IT/UK | 92 | 10.56
4663292 | LLG-Safety vented wash bottle 500ml, Methanol with pressure control valve, LDPE, NL/GR/IT/UK | 92 | 10.56
4663294 | Sontara EC sheets, crepe, white / turquoise 305 x 305mm, 1000 wipes | 1177 | 170.88
4663295 | Sontara EC sheets, crepe, white / turquoise Roll with 400 sheets of 305 x 380mm | 1177 | 98.81
4663315 | Test tube rack, detachable, PP for 84 tubes (6x14) with dia. 13mm, turquoise, 125 x 265 x 70 mm | 36 | 9.76
4663316 | Test tube rack, detachable, PP for 55 tubes (5x11) with dia. 16mm, blue, 125 x 265 x 70 mm | 36 | 9.6
4663317 | Test tube rack, detachable, PP for 40 tubes with dia. 20mm, blue, 125 x 265 x 70 mm | 36 | 9.45
4663318 | Test tube rack, detachable, PP for 32 tubes (4x8) with dia.25mm, blue, 125 x 265 x 90 mm | 36 | 9.14
4663319 | Test tube rack, detachable, PP for 21 tubes (3x7) with dia.30mm, blue, 125 x 265 x 90 mm | 36 | 9.21
4663320 | Balance Pioneer® PX125D Maximum load: 52g / 120g, readability: 0.01mg / 0. 309x321x209mm, InCal Model | 373 | 3633.03
4663321 | Balance Pioneer® PX125DM Maximum load: 52g / 120g, readability: 0.01mg / 0. 309x321x209mm, Approved Model | 373 | 3899.94
4663322 | Balance Pioneer® PX85 Maximum load: 82g / 120g, readability: 0.00001g 309x321x209mm, InCal Model | 373 | 3746.71
4663323 | Balance Pioneer® PX85M Maximum load: 82g / 120g, readability: 0.00001g 309x321x209mm, Approved Model | 373 | 4043.29
4663324 | Balance Pioneer® PX225D Maximum load: 82g / 220g, readability: 0.01mg / 0. 309x321x209mm, InCal Model | 373 | 3895
4663325 | Balance Pioneer® PX225DM Maximum load: 82g / 220g, readability: 0.01mg / 0. 309x321x209mm, Approved Model | 373 | 4176.74
4663326 | Analytical balance Pioneer® PX124/E Maximum load: 120g, readability: 0.0001g 309x321x209mm, ExCal Model | 373 | 1601.5
4663327 | Analytical balance Pioneer® PX124 Maximum load: 120g, readability: 0.0001g 309x321x209mm, InCal Model | 373 | 1848.64
4663328 | Analytical balance Pioneer® PX124M Maximum load: 120g, readability: 0.0001g 309x321x209mm, Approved Model | 373 | 2110.61
4663329 | Analytical balance Pioneer® PX224/E Maximum load: 220g, readability: 0.0001g 309x321x209mm, ExCal Model | 373 | 1754.72
4663330 | Analytical balance Pioneer® PX224 Maximum load: 220g, readability: 0.0001g 309x321x209mm, InCal Model | 373 | 1982.1
4663331 | Analytical balance Pioneer® PX224M Maximum load: 220g, readability: 0.0001g 309x321x209mm, Approved Model | 373 | 2258.9
4663332 | Precision balance Pioneer® PX323/E Maximum load: 320g, readability: 0,001g 309x321x209mm, ExCal Model | 373 | 1155.16
4663333 | Precision balance Pioneer® PX323 Maximum load: 320g, readability: 0,001g 309x321x209mm, InCal Model | 373 | 1403.78
4663334 | Precision balance Pioneer® PX323M Maximum load: 320g, readability: 0,001g 309x321x209mm, Approved Model | 373 | 1631.16
4663338 | Precision balance Pioneer® PX3202/E Maximum load: 3200g, readability: 0.01g 98x321x209mm, ExCal Model | 362 | 1175.42
4663339 | Precision balance Pioneer® PX3202 Maximum load: 3200g, readability: 0.01g 98x321x209mm, InCal Model | 362 | 1423.56
4663340 | Precision balance Pioneer® PX3202M Maximum load: 3200g, readability: 0.01g 98x321x209mm, Approved Model | 362 | 1680.58
4663344 | Precision balance Pioneer® PX4201/E Maximum load: 4200g, readability: 0.1g 104x321x209mm, ExCal Model | 362 | 1114.62
4663345 | Precision balance Pioneer® PX4201 Maximum load: 4200g, readability: 0.1g 104x321x209mm, InCal Model | 362 | 1359.3
4663346 | Precision balance Pioneer® PX4201M Maximum load: 4200g, readability: 0.1g 104x321x209mm, Approved Model | 362 | 1571.84
4663352 | Vacuum ovens VO 29 29 l, 230V, 50-60Hz (standard version) | 863 | 9704.77
4663353 | Vacuum ovens VO 49 49 l, 230V, 50-60Hz (standard version) | 863 | 10957.54
4663354 | Vacuum ovens VO 101 101 l, 230V, 50-60Hz,including thermo sheet (standard version) | 863 | 14557.15
4663355 | Vacuum pump module PM 29 without pump for VO 29 | 863 | 1357.76
4663356 | Vacuum pump module PM 49 without pump for VO 49 | 863 | 1455.59
4663357 | Vacuum pump module PM 101 without pump for VO 101 | 863 | 1659.62
4663358 | Chemically resistant vacuum pump 50l/min. incl. Signal cable 3m, Vacuum connecting hose 3m, for 4.663 352, 4.663 353 and 4.663 354 | 863 | 5856.98
4663359 | Tube roller RM2 6 rolls, IP21, rotating and tilting motion, Max. load 2kg, 200x300mm | 538 | 2499.58
4663360 | Overhead Rack RM 2 | 539 | 326.94
4663380 | Belly Dancer Shaker w/2ND Story Platform | 526 | 2801.71
4663401 | LLG-Adhesive Label Tape, white, Length: 12.7 m, Width: 12.7 mm, pack of 6 | 166 | 26.55
4663405 | LLG-Adhesive Label Tape, orange, Length: 12.7 m, Width: 12.7 mm, pack of 6 | 166 | 26.55
4663406 | LLG-Adhesive Label Tape, blue, Length: 12.7 m, Width: 12.7 mm, pack of 6 | 166 | 26.55
4663408 | LLG-Adhesive Label Tape, assorted, Length: 12.7 m, Width: 12.7 mm, pack of 24 | 166 | 92.85
4663416 | LLG-Adhesive Label Tape, assorted, Length: 12.7 m, Width: 19 mm pack of 16 | 166 | 88.39
4663417 | LLG-Adhesive Label Tape, white, Length: 12.7 m, Width: 25.4 mm pack of 3 | 166 | 24.13
4663420 | LLG-Adhesive Label Tape, red, Length: 12.7 m, Width: 25.4 mm pack of 3 | 166 | 24.13
4663421 | LLG-Adhesive Label Tape, orange, Length: 12.7 m, Width: 25.4 mm pack of 3 | 166 | 24.13
4663422 | LLG-Adhesive Label Tape, blue, Length: 12.7 m, Width: 25.4 mm pack of 3 | 166 | 24.13
4663423 | LLG-Adhesive Label Tape, pink Length: 12.7 m, Width: 25.4 mm pack of 3 | 166 | 24.13
4663424 | LLG-Adhesive Label Tape, assorted, Length: 12.7 m, Width: 25.4 mm pack of 12 | 166 | 85.8
4663598 | ASPURE Clean Disposable Socks MDS100, universal size, pack of 100 pairs | 1510 | 187.37
4663612 | ASPURE Cleanroom Bag, belt, PVC, transparent, pack of 1 piece | 1504 | 43.77
4663613 | ASPURE Clean bag, white Polyester | 1504 | 14.85
4663614 | ASPURE Clean bag with handle, white Polyester | 1504 | 18.26
4663618 | ASPURE Cleanroom wipers, Polyester/Nylon, 102 x 102 mm, pack of 600 pcs. | 1528 | 46.13
4663619 | ASPURE Cleanroom Wipers, Polyester/Nylon, 152 x 152 cm, pack of 150 pcs. | 1528 | 29.32
4663620 | ASPURE Cleanroom Wipers, 75% Poyester, 25% Nylon, 102 x 102 mm lasercut, pack of 300 pcs. | 1529 | 81.37
4663621 | ASPURE Cleanroom Wipers, 75% Poyester, 25% Nylon,152 x 152 mm, lasercut, pack of 150 pcs. | 1529 | 58.82
4663622 | ASPURE Cleanroom Wipers, 75% Poyester, 25% Nylon, 229 x 229 mm, lasercut, pack of 150 pcs. | 1529 | 112.29
4663623 | ASPURE Cleanroom Wipers, 70% Poyester, 30% Nylon, 102 x 102 mm, heatcut, pack of 100 pcs. | 1529 | 41.85
4663624 | ASPURE Cleanroom Wipers, 70% Poyester, 30% Nylon, 152 x 152 mm, heatcut, pack of 100 pcs. | 1529 | 83.98
4663625 | ASPURE Cleanroom Wipers, 70% Poyester, 30% Nylon, 229 x 229 mm, heatcut, pack of 100 pcs. | 1529 | 137.49
4663626 | ASPURE Cleanroom Wipes 80% Polyester, 20% Nylon, 152x152 mm, heatcut, pack of 100 pcs. | 1529 | 43.1
4663627 | ASPURE Cleanroom Wipers, 100% Polyester, 102 x 102 mm, lasercut, pack of 8 x 600 pcs. | 1526 | 320.97
4663628 | ASPURE Cleanroom Wipers, 100% Polyester, 152 x 152 mm, lasercut, pack of 24 x 150 pcs. | 1526 | 343.04
4663629 | ASPURE Cleanroom Wipers, 100% Polyester, 229 x 229 mm, lasercut, pack of 8 x 150 pcs. | 1526 | 191.26
4663632 | ASPURE Cleanroom Wiper Econo AS404, 102 x 102 mm, heatcut, pack of 10 x 300 pcs. | 1526 | 278.69
4663633 | ASPURE Cleanroom Wiper Econo AS606 , 152 x 152 mm, heatcut, pack of 15 x 150 pcs. | 1526 | 517.06
4663634 | ASPURE Cleanroom Wiper Econo AS909, 229 x 229 mm, heatcut, pack of 8 x 150 pcs. | 1526 | 462.49
4663635 | ASPURE Cleanroom Wiper WA3004, 100% Polyester, 102 x 102 mm, pack of 8 x 300 pcs. | 1526 | 280.77
4663636 | ASPURE Cleanroom Wiper WA-3006, 100% Polyester, 152 x 152 mm, pack of 15 x 150 pcs. | 1526 | 735.09
4663637 | ASPURE Cleanroom Wiper WA-3009,100% Polyester, 229 x 229 mm, pack of 8 x 150 pcs. | 1526 | 538.93
4663638 | ASPURE Cleanroom Wiper, AP5509, sterile, 229 x sterile, 229 x 229 mm, pack of 15x50 pcs. | 1527 | 480.91
4663643 | ASPURE Cleanroom Wiper SJ231, 100% Cupro, 210 x 220 mm, pack of 20 x 150 pcs. | 1528 | 250.76
4663644 | ASPURE Wiper PURE-3 , 30% Polyester, 57 % Rayon, 13% Polyethylene, 200 x 250 mm, pack of 30 x 100 pcs. | 1527 | 257.1
4663645 | ASPURE Wiper AS-3R, 30% Polyester, 57 % Rayon, 13% Polyethylene, 250 x 250 mm, pack of 30 x 100 pcs. | 1527 | 204.25
4663650 | ASPURE Wiper AS0924, 100 % Polyester, 229 x 601 mm, pack of 8 x 30 pcs. | 1526 | 328.94
4663651 | ASPURE Cleanroom Wiper, 67% Polyester, 33 % Nylon, 200 x 200 mm, pack of 10 pcs. | 1529 | 51.01
4663652 | ASPURE Cell Pen Swabs soft type (with Axis), pack of 500 pcs. | 1531 | 403.59
4663653 | ASPURE Cell Pen Swabs hard type (with Axis), pack of 500 pcs. | 1531 | 403.59
4663654 | ASPURE Cell Pen Swabs 45 degrees, soft type (with Axis) pack of 500 pcs. | 1531 | 403.59
4663655 | ASPURE Cell Pen Swabs 45 degrees, hard type (with Axis) pack of 500 pcs. | 1531 | 403.59
4663661 | ASPURE Clean Sticks AP-002 101 mm, pack of 10 pcs. | 1532 | 20.98
4663665 | Hand Wrap 200, glasss, 170ml, pack of 1 piece | 1108 | 23.05
4663666 | Hand Wrap 500, glass, 280ml, pack of 1 piece | 1108 | 26.36
4663667 | ASPURE Adhesive Roll CTR-100, 100 mmx18 m, Blue, pack of 10 pcs. | 1532 | 80.35
4663668 | ASPURE Adhesive Roll CTR-200. 200 mmx18 m, Blue, pack of 10 pcs. | 1532 | 140.87
4663679 | Handle for Adhesive Roller, Applicable Width 80 x Length 350mm, pack of 1 piece | 1532 | 13.69
4663681 | Handle for Adhesive Roller S-1000 applicable width 80 x length 175 mm | 1532 | 19.16
4663682 | Handle for Adhesive Roller S-2000 applicable width 160 x length 275 mm | 1532 | 19.78
4663683 | Handle for Adhesive Roller L-2000 applicable width 160 x length 1015 mm | 1532 | 25.06
4663684 | Handle for Adhesive Roller L-3000, Applicable Width 320 x Length 990 mm, pack of 1 piece | 1532 | 237.84
4663685 | ASPURE Handcleaner Roller II APDCR-K6, 180x170xØ30 mm, pack of 1 piece | 1533 | 279.08
4663686 | ASPURE Handcleaner Roller II APDCR-30A, 42x118xØ20 mm, pack of 1 piece | 1533 | 192.14
4663687 | ASPURE Handcleaner Roller II APDCR-5A, 152xØ5 mm, pack of 1 piece | 1533 | 73.44
4663697 | ASPURE Roller Transfer Sheet Paper, 240x330 mm, pack of 10 x 50 sheets | 1533 | 353.96
4663698 | ASPURE Roller Transfer Sheet Paper, 240x165 mm, pack of 10 x 50 sheets | 1533 | 216.14
4663699 | ASPURE Roller Transfer Sheet Paper, 195x335 mm, pack of 10 x 50 sheets | 1533 | 302.04
4663708 | Sticky Mats, strong Adhesion, 30 layers, blue 450 x 900 mm, pack of 10 pcs. | 1542 | 130
4663709 | Sticky Mats, strong Adhesion, 30 layers, blue 600 x 900 mm, pack of 10 pcs. | 1542 | 142.63
4663710 | Sticky Mats, strong Adhesion, 30 layers, blue 600 x 1200 mm, pack of 10 pcs. | 1542 | 212.8
4663711 | Sticky Mats, strong Adhesion, 30 layers, white 450 x 900 mm, pack of 10 pcs. | 1542 | 130
4663712 | Sticky Mats, strong Adhesion, 30 layers, white 600 x 900 mm, pack of 10 pcs. | 1542 | 158.47
4663713 | Sticky Mats, strong Adhesion, 30 layers, white 600 x 1200 mm, pack of 10 pcs. | 1542 | 212.8
4663714 | Sticky Mats, strong Adhesion, 30 layers, green, 600 x 900 mm, pack of 10 pcs. | 1542 | 156.23
4663715 | Sticky Mats, blue, Medium Adhesion, 30 layers, 450 x 900 mm, pack of 10 pcs. | 1542 | 104.99
4663716 | Sticky Mats, blue, Medium Adhesion, 30 layers, 600 x 900 mm, pack of 10 pcs. | 1542 | 126.77
4663717 | Sticky Mats, blue, Medium Adhesion, 30 layers, 600 x 1200 mm, pack of 10 pcs. | 1542 | 167.54
4663718 | Sticky Mats, white, Medium Adhesion, 30 layers, 450 x 900 mm, pack of 10 pcs. | 1542 | 104.99
4663719 | Sticky Mats, white, Medium Adhesion, 30 layers, 600 x 900 mm, pack of 10 pcs. | 1542 | 126.77
4663720 | Sticky Mats, white, Medium Adhesion, 30 layers, 600 x 1200 mm, pack of 10 pcs. | 1542 | 167.54
4663721 | ASPURE Sticky Mats 4590, strong Adhesion, 30 layers, blue, 450 x 900 mm, pack of 10 pcs. | 1543 | 135.03
4663722 | ASPURE Sticky Mats 6090, strong Adhesion, 30 layers, blue, 600 x 900 mm, pack of 10 pcs. | 1543 | 166.45
4663723 | ASPURE Sticky Mats 60120, strong Adhesion, 30 layers, blue, 600 x 1200 mm, pack of 10 | 1543 | 210.02
4663724 | ASPURE Sticky Mats 3870, medium Adhesion, 30 layers, blue, 380 x 700 mm, pack of 10 pcs. | 1543 | 136.47
4663725 | ASPURE Clean Mat, Weak Adhesion, 60 layers, Blue 450 x 900 pack of 6 pcs. | 1543 | 156.46
4663726 | ASPURE Clean Mat, Weak Adhesion, 60 layers, Blue 600 x 900 pack of 6 pcs. | 1543 | 192.53
4663727 | ASPURE Clean Mat, Weak Adhesive, 60 layers, Blue 600 x 1200 pack of 6 pcs. | 1543 | 226.2
4663728 | ASPURE Economy Antistatic Sticky Mat, Strong Adhesion, 30 layers, Blue 450 x 900 , pack of 10 pcs. | 1543 | 157.13
4663729 | ASPURE Economy Antistatic Sticky Mat, Strong Adhesion, 30 layers, Blue 600 x 900 , pack of 10 pcs. | 1543 | 199.69
4663730 | ASPURE Economy Antistatic Sticky Mat, Strong Adhesion, 30 layers, Blue 600 x 1200 , pack of 10 pcs. | 1543 | 245.74
4663731 | ASPURE Antistatic Sticky Mat, Weak Adhesion, 60 layers, Blue 450 x 900 pack of 6 pcs. | 1543 | 184.31
4663732 | ASPURE Antistatic Sticky Mat, Weak Adhesion, 60 layers, Blue 600 x 900 pack of 6 pcs. | 1543 | 225.74
4663733 | ASPURE Antistatic Sticky Mat, Weak Adhesion, 60 layers, Blue 600 x 1200 pack of 6 pcs. | 1543 | 260.8
4663736 | ASPURE Adhesive mats 450x900mm, MDPE, medium adhesion, 30 layers, antibacterial, pack of 6 | 1543 | 113.58
4663737 | ASPURE Adhesive mats 600x900mm, MDPE, medium adhesion, 30 layers, antibacterial, pack of 6 | 1543 | 125.73
4663738 | ASPURE Adhesive mats 600x1200mm, MDPE, medium adhesion, 30 layers, antibacterial, pack of 6 | 1543 | 157.56
4663742 | ASPURE Frame for Sticky Mat Plastic Type For 450 x 900, pack of 1 piece | 1544 | 187.37
4663743 | ASPURE Frame for Sticky Mat Plastic Type For 600 x 900, pack of 1 piece | 1544 | 187.37
4663744 | ASPURE Frame for Sticky Mat Plastic Type For 600 x 1200, pack of 1 piece | 1544 | 218.6
4663747 | ASPURE ESD Sheet 1209GR 900mm x 10m green, pack of 1 roll | 1550 | 461.54
4663748 | ASPURE ESD Sheet 1209GL 900mm x 10m grey, pack of 1 roll | 1550 | 465.15
4663749 | ASPURE ESD Sheet 1212GR 1200mm x 10m green, pack of 1 roll | 1550 | 597.55
4663751 | ASPURE ESD Sheet 1210GR 1000mm x 10m green, pack of 1 roll | 1550 | 497.44
4663753 | ASPURE ESD Sheet 1210IV 1000mm x 10m Ivory, pack of 1 roll | 1550 | 552.19
4663754 | ASPURE ESD Sheet 1210GRS 1000mm x 10m green Gloss, pack of 1 roll | 1550 | 726.79
4663780 | Stainless Steel Hanger With Name Tag, pack of 10 pcs. | 1548 | 83.16
4663781 | Hooks for Stainless Steel Hanger, pack of 6 pcs. | 1548 | 6.52
4663782 | ASPUREP Clean Paper SPA4 Blue, pack of 10 x 250 sheets | 1533 | 131.17
4663789 | ASPURE Clean Paper Economy A4 Blue , pack of 10 x 250 sheets | 1534 | 183.57
4663791 | ASPURE Clean Paper Economy A4 Pink , pack of 10 x 250 sheets | 1534 | 183.57
4663792 | ASPURE Clean Paper Economy A4 Yellow , pack of 10 x 250 sheets | 1534 | 214.31
4663793 | ASPURE Clean Paper Economy A4 Green , pack of 10 x 250 sheets | 1534 | 183.57
4663794 | ASPURE Clean Paper Economy A3 Blue , pack of 5 x 250 sheets | 1534 | 183.82
4663795 | ASPURE Clean Paper Economy A3 Green , pack of 5 x 250 sheets | 1534 | 183.82
4663796 | ASPURE Clean Paper Economy A5 Blue , pack of 20 x 250 sheets | 1534 | 201.56
4663797 | ASPURE Clean Paper Economy B4 Blue , pack of 5 x 250 sheets | 1534 | 191.65
4663798 | ASPURE Sterilization Clean Paper A4 Blue , pack of 10 x 250 sheets | 1534 | 350.03
4663799 | ASPURE Sterilization Clean Paper A4 White , pack of 10 x 250 sheets | 1534 | 350.03
4663847 | ASPURE Fluorine Seal Tape 13mm x 15m, pack of 6 rolls | 1535 | 15.17
4663848 | ASPURE Device Protection Film Transparent 510 mm x 100 m, pack of 5 rolls | 1536 | 328.1
4663849 | ASPURE Device Protection Film Transparent 1020 mm x 100 m, pack of 2 rolls | 1536 | 287.94
4663850 | ASPURE Device Protection Film Blue 510 mm x 100 m, pack of 5 rolls | 1536 | 328.1
4663851 | ASPURE Device Protection Film Blue 1020 mm x 100 m, pack of 2 rolls | 1536 | 287.94
4663876 | ASPURE Conductive Double-Sided Tape 50mm x 50m, pack of 5 rolls | 1536 | 831.81
4664027 | Spectrophotometer 7415 Nano | 1142 | 10747.47
4664035 | Membrane screw caps GL 25, PP/PTFE blue, for laboratory glass bottles, pore size 0.2 µm, pack of 5 | 68 | 47.62
4664119 | Qualitix® steril.pouch 83x160mm self-sealing, paper-PET/CPP film single use, 3.3"x6.3", pack of 200 | 1210 | 15.91
4664120 | Qualitix® steril.pouch 90x260mm self-sealing, paper-PET/CPP film single use, 3.5"x10.2", pack of 200 | 1210 | 26.57
4664121 | Qualitix® steril.pouch 135x260mm self-sealing, paper-PET/CPP film single use, 5.3"x10.2", pack of 200 | 1210 | 33.78
4664122 | Qualitix® steril.pouch 190x360mm self-sealing, paper-PET/CPP film single use, 7,5"x14,2", pack of 200 | 1210 | 66.06
4664123 | Qualitix® steril.pouch 300x395mm self-sealing, paper-PET/CPP film single use, 11.8"x15.6", pack of 200 | 1210 | 115.7
4664140 | Nanocarb Main Filter for ADC/6B/D/E Code E Halogen Filter - 595mm x 520mm x 65mm CFE-2 | 286 | 613.21
4664150 | Canister 30 liter, S60 | 267 | 138.84
4664157 | PEEK Fingertight fittings 1/16" to 10-32UNF pack of 10 | 1473 | 176.57
4664158 | PEEK Fingertight fittings 1/32" to 10-32UNF (long) pack of 10 | 1473 | 176.57
4664159 | PEEK Fingertight fittings 1/32 "to 10-32UNF pack of 10 | 1473 | 182.42
4664160 | PEEK Fingertight fittings 1/32 "to 6-40UNF pack of 5 | 1473 | 177.43
4664173 | Safety glasses x-fit 9199 color: translucent blue frame disc colorless / UV 400, 2C-1.2W 1 FTKN CE | 199 | 15.66
4664174 | Safety glasses x-fit 9199 color: translucent grey frame disc colorless / UV 400, 2C-1.2W 1 FTKN CE | 199 | 15.11
4664175 | Safety glasses x-fit 9199 color: translucent grey frame glass amber / UV 400, 2C-1.2W 1 FTKN CE | 199 | 18.97
4664238 | Centrifuge low speed benchtop, 0 - 3000 rpm, 12 x 2-50ml tubes/2 x plates | 669 | 2121.76
4664254 | Precision incubator BF 720 with forced circulating air, 734 litres, 230 V., 50/60 Hz. | 868 | 9730.47
4664278 | Wash bottles 500 ml, LDPE, red pack of 5 | 91 | 36.06
4664281 | Wash bottles 500 ml, LDPE, green pack of 5 | 91 | 36.06
4664282 | Wash bottles 500 ml, LDPE, yellow pack of 5 | 91 | 36.06
4664283 | Wash bottles 500 ml, LDPE, blue pack of 5 | 91 | 36.06
4664342 | Belly Button Shaker 0 bis 100 U/min, 90/240V | 524 | 1399.98
4664343 | Belly Button Shaker with Finger Mat 0 bis 100 U/min, 90/240V | 524 | 1489.33
4664344 | Belly Dancer Shaker, 220/240VAC 50/60 Hz, 125 rpm, 30.5x30.5 cm, 40°C max. temp. | 526 | 2845.07
4664345 | Belly Dancer Shaker w/18x18" Extension Platform" | 526 | 2801.71
4664346 | Belly Dancer Shaker w/ Finger Mat | 526 | 2766.69
4664347 | Underframe 1650 mm high black, made of steel tube for 4. 663 353 and 9.537 949 | 863 | 489.13
4664420 | Funnel 50 mm stainless steel, w/o handle and air furrow | 100 | 17.22
4664457 | cryo tube box, PC 9x9 array for 2ml tubes with hinged lid | 762 | 23.45
4664484 | DermaShield®, size 8 neopren glove, sterile, 310 mm, AQL 0,65, green, pack of 200 | 1522 | 611.47
4664485 | DermaShield®, size 8½ neopren glove, sterile, 310 mm, AQL 0,65, green, pack of 200 | 1522 | 611.47
4664486 | DermaShield®, size 9 neopren glove, sterile, 310 mm, AQL 0,65, green, pack of 200 | 1522 | 611.47
4664493 | LIQUIPORT® Membrane liquid pump NF 100 FT.18 S, protection IP 65 flow rate 0,2-1,3 (l/min), chemical resistant | 1053 | 2229.42
4664500 | DermaShield®, size 6 neopren gloves, non sterile, 310 mm, green, pair, pack of 200 | 1522 | 537.11
4664501 | DermaShield®, size 6½ Neopren glove, non sterile, 310 mm, green, pair, pack of 200 | 1522 | 537.11
4664502 | DermaShield®, size 7 neopren glove, non sterile, 310 mm, green, pair, pack of 200 | 1522 | 537.11
4664503 | DermaShield®, size 7½ neopren glove, non sterile, 310 mm, green, pair, pack of 200 | 1522 | 537.11
4664504 | DermaShield®, size 8 Neopren glove, non sterile, 310 mm, green, pair, pack of 200 | 1522 | 537.11
4664505 | DermaShield®, size 8½ Neopren glove, non sterile, 310 mm, green, pair, pack of 200 | 1522 | 537.11
4664506 | DermaShield®, size 9 Neopren glove, non sterile, 310 mm, green, pair, pack of 200 | 1522 | 537.11
4664507 | DermaShield®, size 6 neopren glove, sterile, 310 mm, AQL 0,65, green, pack of 200 | 1522 | 611.47
4664508 | DermaShield®, size 6½ neopren glove, sterile, 310 mm, AQL 0,65, green, pack of 200 | 1522 | 611.47
4664509 | DermaShield®, size 7 neopren glove, sterile, 310 mm, AQL 0,65, green, pair, pack of 200 | 1522 | 611.47
4664510 | DermaShield®, size 7½ neopren glove, sterile, 310 mm, AQL 0,65, green, pack of 200 | 1522 | 611.47
4664539 | LLG-Macro Spoon Spatula 150mm, PP blue, flat end with knife edge pack of 25 | 122 | 35.95
4664540 | LLG-Macro Spoon Spatula 180mm, PP blue, flat end with knife edge pack of 25 | 122 | 42.54
4664541 | LLG-Macro Spoon Spatula 210mm, PP blue, flat end with knife edge pack of 25 | 122 | 43.3
4664563 | Ultra freezer UFV 700 with climate-neutral refrigerants 1110x1966x938 mm, 230V | 772 | 17857.11
4664575 | Aluminium-box 2170 ml 316x215x43 mm, pack of 50 | 189 | 119.18
4664579 | SmartExtender essay 1.5 mL | 532 | 1103.68
4664580 | Protection spectacle SecureFit 400 UV, SGAF, lenses: PC clear frame: red/grey | 198 | 18.67
4664581 | Protection spectacle SecureFit 400 UV, SGAF, lenses: PC clear frame: blue/grey | 198 | 18.56
4664582 | Protection spectacle SecureFit 400 UV, SGAF, lenses: PC clear frame: blue/grey, with foam frame | 198 | 26.31
4664583 | Protection spectacle SecureFit 400 UV, SGAF, lenses PC I/O grey frame: blue/grey | 198 | 19.33
4664584 | Protection spectacle SecureFit 400 UV, SGAF, lenses: PC grey frame: blue/grey | 198 | 19.46
4664585 | Protection spectacle SecureFit 400 UV, SGAF, lenses: PC gelb frame: black/yellow | 198 | 19.49
4664586 | Protection spectacle SecureFit 400 UV, SGAF, lenses: PC brown frame: brown transparent / black | 198 | 19.44
4664587 | Protection spectacle SecureFit 400 UV, SGAF, lenses: PC orange frame: brown transparent / black | 198 | 19.36
4664590 | Rotation evaporator RV 10 digital FLEX | 657 | 6517.96
4664593 | Rotation evaporator RV 10 auto pro V 4 liters | 658 | 14243.36
4664594 | Rotation evaporator RV 10 auto pro V-C 4 liters | 658 | 14780.26
4664595 | Rotation evaporator RV 10 auto pro FLEX 4 liters | 658 | 14103.77
4664596 | Rotation evaporator RV 10 digital V 4 liters | 657 | 6789.99
4664598 | Protection spectacles pheos cx2 CBR 65 sv 9198 colour: white/black, lenses:PC light brown, UV 400 / 5-1,4 W 1 FTKN CE, supravision excellence | 201 | 24.56
4664600 | Protection spectacles pheos cx2 sonic sv 9309 colour: white/black, lenses:PC clear, UV 400 / 2C-1,2 W 1 BT KN CE, supravision extreme | 203 | 25.36
4664603 | LLG-Buffer solution pH 4.00 ± 0.02/20°C, 1 l no dan. goods | 325 | 9.01
4664622 | Respirators silv-Air 5310 FFP 3, with valve, white, pack of 15 | 208 | 134.04
4664626 | Code A Standard Filter CFA-2 595mm x 520mm x 65 | 286 | 613.21
4664627 | Hardness comparison plates for Shore A tolerance up to ± 2 HD suitable for SAUTER models HB and HD | 438 | 112.96
4664658 | Fast Sorb 4.0 Quick binder 1500g mineral oil and chemicals | 262 | 103.55
4664660 | Wall bracket incl. Handbrush w. rubber bristles, shovel, plastic bag and mounting kit, w/o FastSorb 4.0 | 262 | 159.79
4664739 | Mixer Matrix Orbital universal carrier, 230V | 502 | 2303.9
4664740 | Mixer Matrix Orbital D F1.5 with Heating function; 24 x 1,5 ml vials | 530 | 3264.35
4664741 | Mixer Matrix Orbital D FP with Heating function; universal carrier | 530 | 3264.35
4664742 | Mixer Matrix Orbital D F0.5 with Heating function; 24 x 0,5 ml vials | 530 | 3264.35
4664743 | Mixer Matrix Orbital D F2.0 with Heating function; 24 x 2,0 ml vials | 530 | 3264.35
4664744 | Mixer Matrix Orbital D + with heating/stirring function, universal attachments | 530 | 3387.24
4664745 | Mixer Matrix D + heating/cooling function, universal attachments | 896 | 2838.41
4664746 | Universal mill MultiDrive basic | 578 | 4575.58
4664747 | Universal mill MultiDrive control | 578 | 5437.01
4664748 | Blender vessel MultiDrive BL 2000 2000 ml | 579 | 642.05
4664749 | Blender vessel MultiDrive BL 2000 T 2000 ml, Temperature measurement | 579 | 770.45
4664750 | Milling chamberl MultiDrive MI 250 250 ml | 579 | 949
4664754 | Dispersing vessel MultiDrive DI 2000 T 2000 ml, Temperature measurement | 579 | 1437.69
4664755 | Centrifuge G-L | 670 | 1342.25
4664858 | Folded filters 595, 500 mm qualitative filterpaper, 68 g/sqm, pack of 100 | 707 | 155.32
4665042 | Warming cabinet ED-S 56 62 l, 590x580x515 mm, 230 V | 856 | 1453.55
4665072 | Finnpipette F1-ClipTip, 1-channel variable volume 0.1-2 µl | 963 | 348.83
4665073 | Finnpipette F1-ClipTip, 1-channel variable volume 1-10 µl | 963 | 348.83
4665074 | Finnpipette F1-ClipTip, 1-channel Fixed volume 10 µl | 963 | 224.16
4665075 | Finnpipette F1-ClipTip, 8-channel variable volume 1-10 µl | 963 | 921.4
4665076 | Finnpipette F1-ClipTip, 12-channel variable volume 1-10 µl | 963 | 1050.28
4665087 | Dispersing device T 25 easy clean control for volume of 1-2,000 ml speed range of 3.000-25.000 rpm | 608 | 3851.36
4665196 | Warming cabinet FD-S 56 55 l, 614x625x577 mm, temp. +10°C...250°C, 230 V | 856 | 1771.52
4665208 | Electronic stirrer Microstar 7.5 digital max. 5L per stirring point, 100 - 240 V | 479 | 1301.69
4665322 | Space saving set StopCock 5 L electrically conductive | 60 | 116.56
4665324 | Thermostatic cabinet TS 608/2-i for 2 BSB OxiTop measuring instruments, coolant R600a | 1259 | 3034.76
4665325 | Thermostatic cabinet TS 608-G/2-i for 2 BSB OxiTop measuring instruments, coolant R600a | 1259 | 3428.49
4665329 | Space saving set StopCock 10 L electrically conductive | 60 | 127.71
4665330 | Space-saving canisters,PP,cap. 5 ltrs. without outlet, without stopcock | 60 | 79.38
4665331 | Space-saving canisters, cap. 10 ltrs. conductive, without stopcock | 60 | 105.56
4665332 | Space-saving canisters, cap. 5 ltrs. conductive, with stopcock | 60 | 82.94
4665333 | Space-saving canisters, cap. 10 ltrs. conductive, with stopcock | 60 | 108.99
4665336 | Barrel pump Ultrarein from PTFE with spout, 40 cm | 1039 | 706.74
4665337 | Barrel pump Ultrarein from PTFE with hose and cock, 40cm | 1039 | 706.74
4665345 | Scoop 1,0 ltr., 835 mm type PharmaScoop, stainless steel V4A, extra long handle | 139 | 269.46
4665353 | Chemistry pumping unit PC 510 select with MZ 2C NT, 230V / 50-60Hz, CEE mains cable | 1073 | 6640.94
4665355 | Trimming knives handle L 260mm | 1400 | 152.57
4665369 | Respirators series Aura 9322+Gen3 FFP2 NR D, with exhaust valve, pack of 10 | 209 | 56.36
4665371 | Respirators series Aura 9332+Gen3 FFP3 NR D, with exhaust valve, pack of 10 | 209 | 116.09
4665383 | Latex glove AccuTech® size 7 powder free, 300mm, sterile, pack of 200 pair | 1520 | 534.6
4665384 | Latex glove AccuTech® Gr.6 powder free, 300mm, sterile, pack of 200 pair | 1520 | 534.6
4665386 | Latex glove AccuTech® size 8 powder free, 300mm, sterile, pack of 200 pair | 1520 | 534.6
4665400 | Ergomat AFB Complete Bubble light grey, foamed PU 600x900mm | 278 | 127.49
4665401 | Ergomat AFB Complete Bubble light grey, foamed PU 900x1200mm | 278 | 243.73
4665402 | Ergomat AFS Complete Smooth grey, foamed PU 600x900mm | 278 | 123.35
4665403 | Ergomat AFS Complete Smooth grey, foamed PU 900x1200mm | 278 | 208.34
4665404 | Ergomat Hygiene Blue hygiene mat, grey, EPDM rubber 600x900mm | 278 | 149.85
4665406 | Ergomat Hygiene Grey hygiene mat, grey, EPDM rubber 900x1200mm | 278 | 284.36
4665407 | Lindesa® Professional Skin protection cream with beeswax, in plastic tube, 100ml pack of 10 | 244 | 49.02
4665408 | Lindesa® Professional Skin protection cream with beeswax, in plastic tube, 50ml pack of 10 | 244 | 30.38
4665496 | Replacement cartridge type DS 450 pack of 2 | 1280 | 191.63
4665522 | Warming cabinet FD-S 115 106 l, 764 x 735 x 616 mm, temp. +10°C...250°C, 230 V | 856 | 2311.06
4665533 | Shore hardness tester HDA 100-1. Max 100, d= 0,1 Shore A | 438 | 417.08
4665542 | Pipettor "Profiller 447" electronic pipette controller | 939 | 415.1
4665543 | HPLC reservoir-bottle 1000 ml clear, conical, GL 45 | 1477 | 267.96
4665544 | HPLC reservoir-bottle 2000 ml clear, conical, GL 45 | 1477 | 333.52
4665545 | HPLC reservoir-bottle 5000 ml clear, conical, GL 45 | 1477 | 553.03
4665546 | HPLC reservoir-bottle 10 lilers clear, conical, GL 45 | 1477 | 1610.24
4665590 | Shore hardness tester HD0 100-1. Max 100, d= 0,1 Shore 0 | 438 | 357.5
4665591 | Shore hardness tester HDD 100-1. Max 100, d= 0,1 Shore D | 438 | 417.08
4665611 | Orbital shaker hula dancer digital | 501 | 557.38
4665612 | Magnetic stirrer myPlate Ø 135 mm, 0 - 2500 rpm, w/o heating, 5-40°C, 152x30x164 mm, 100-240 V | 450 | 534.63
4665663 | electronic overhead stirrer Ministar 40 digital | 480 | 1561.79
4665733 | Microflex®, size 7½-8 (M), black Double-sided nitrile gloves, powder-free Length 245mm, wall thickness 0.12 mm, | 228 | 206.17
4665744 | Beakers,DURAN®,low form,cap. 800 ml with graduation and spout pack of 10 | 13 | 150.81
4665745 | Beakers,DURAN®,low form,cap. 600 ml with graduation and spout pack of 10 | 13 | 126.55
4665746 | Beakers,DURAN®,low form,cap. 25 ml with graduation and spout pack of 10 | 13 | 78.39
4665747 | Beakers,DURAN®,low form,cap. 1000 ml with graduation and spout pack of 10 | 13 | 178.78
4665748 | Beakers,DURAN®,low form,cap. 400 ml with graduation and spout pack of 10 | 13 | 96.96
4665749 | Beakers,DURAN®,low form,cap. 250 ml with graduation and spout pack of 10 | 13 | 80.98
4665750 | Beakers,DURAN®,low form,cap. 150 ml with graduation and spou pack of 10 | 13 | 78.39
4665751 | Beakers,DURAN®,low form,cap. 100 ml with graduation and spout pack of 10 | 13 | 74.29
4665752 | Beakers,DURAN®,low form,cap. 5 ml with spout, without graduation pack of 10 | 13 | 84.87
4665753 | Beakers,DURAN®,low form,cap. 50 ml with graduation and spout pack of 10 | 13 | 75.15
4665754 | Beakers,DURAN®,low form,cap. 10 ml with spout, without graduation pack of 10 | 13 | 91.34
4665755 | Beakers,DURAN®,tall form,cap. 100 ml with graduation and spout pack of 10 | 14 | 80.11
4665756 | Beakers,DURAN®,tall form,cap. 1000 ml with graduation and spout pack of 10 | 14 | 195.99
4665757 | Beakers,DURAN®,tall form,cap. 800 ml with graduation and spout pack of 10 | 14 | 169
4665758 | Beakers,DURAN®,tall form,cap. 250 ml with graduation and spout pack of 10 | 14 | 89.83
4665759 | Beakers,DURAN®,tall form,cap. 150 ml with graduation and spout pack of 10 | 14 | 85.08
4665760 | Beakers,DURAN®,tall form,cap. 600 ml with graduation and spout pack of 10 | 14 | 131.51
4665761 | Beakers,DURAN®,tall form,cap. 400 ml with graduation and spout pack of 10 | 14 | 107.54
4665762 | Beakers,DURAN®,tall form,cap. 50 ml with graduation and spout pack of 10 | 14 | 79.04
4665763 | Leatherman Wingman 97 mm, 14 parts, in a case | 130 | 161.56
4665768 | "Der Werner" Collector 4-ways for HPLC rinsing bottle GLS80, PE-HD electrostatic conductive, 4 x GL45 (m) | 1483 | 293.77
4665771 | Finnpipette F3, 1-channel variable volume 1 - 10 ml, µTip | 968 | 361.83
4665773 | Finnpipette F3, 1-channel variable volume 2 - 20 ml, µTip | 968 | 361.83
4665774 | Finnpipette F3, 1-channel variable volume 2 - 20 µl | 968 | 361.83
4665775 | Finnpipette F3, 1-channel variable volume 5 - 50 ml, µTip | 968 | 361.83
4665797 | BagRack® Slide for storage of 12 bags | 616 | 248.73
4665805 | Clip caps 52 cm diam., white non-woven fabric, gathered pack of 1000 | 251 | 35.78
4665818 | Filmstrips polyester, self adhesive for PCR, qPCR and storage pack of 50 | 1297 | 107.67
4665819 | Foilstrips Aluminum, self adhesive for PCR and storage pack of 50 | 1297 | 79.69
4665820 | Pasteur pipettes, soda-lime glass total length approx. 270 mm cap.approx. 1.5 ml pack of 1000 pcs. | 936 | 154.58
4665821 | Pasteur pipettes, soda-lime glass total length approx. 310 mm cap.approx. 1.5 ml pack of 1000 pcs. | 936 | 182.17
4665848 | Freeze Box for 2 ml tubes, incl. tube module and cooling core CL (-0,5 °C to 4 °C) | 795 | 266.97
4665849 | Freeze Box for 2 ml tubes, without accessories | 795 | 155.58
4665850 | cooling core CL (-0,5 °C to 4 °C) for Freeze Box | 795 | 53.23
4665851 | cooling core CF (-18 °C to 4 °C) for Freeze Box | 795 | 53.23
4665852 | FreezeBox tube module for 2 ml tubes | 795 | 110.44
4665853 | FreezeBox tube module for 1,5 ml tubes | 795 | 110.44
4665854 | FreezeBox tube module for 5 ml tubes | 795 | 110.44
4665855 | FreezeBox tube PCR module | 795 | 123.58
4665856 | Freeze Box for 1,5 ml tubes, incl. tube module and cooling core CL (-0,5 °C to 4 °C) | 795 | 266.97
4665857 | Freeze Box for 5 ml tubes, incl. tube module and cooling core CL (-0,5 °C to 4 °C) | 795 | 266.97
4665858 | Freeze Box for PCR tubes, incl. tube module and cooling core CL (-0,5 °C to 4 °C) | 795 | 279.01
4665859 | Freeze Box for 2 ml tubes, incl. tube module and cooling core CF (-18 °C bis 4 °C) | 795 | 266.97
4665860 | Freeze Box for 1,5 ml tubes, incl. tube module and cooling core CF (-18 °C bis 4 °C) | 795 | 266.97
4665861 | Freeze Box for 5 ml tubes, incl. tube module and cooling core CF (-18 °C bis 4 °C) | 795 | 266.97
4665862 | Freeze Box for PCR tubes, incl. tube module and cooling core CF (-18 °C bis 4 °C) | 795 | 279.01
4665863 | FreezeCell for 12 tubes, hexagonal shape | 795 | 172.68
4665865 | FreezeCell for 12 tubes, square shape | 795 | 174.83
4665914 | Omnifix disposable syringes 50 ml luer tip, 3 parts, sterile pack of 100 | 1462 | 142.79
4665937 | Tubes 5.0 ml SD ambra PCR clean, pack of 250 | 692 | 117.46
4665938 | Tubes DNA LoBind, SD 5.0 ml PCR clean, pack of 200 with screw cap | 692 | 121.57
4665939 | Tubes Protein LoBind, SD 5.0 ml PCR clean, pack of 200 | 692 | 149.52
4665943 | Omnifix® disposable syringes 50 ml Luer Lock, sterile pack of 100 | 1462 | 168.22
4665989 | PCR tubes 0.2 ml, white attached transparent single cap, Low Profile, PP, pack of 120 | 1294 | 181.09
4666015 | HACCP Cutting board, white 610x460x25mm (LxWxH) | 129 | 116.4
4666032 | Module 3x6, A 301/5 for holding laboratory glass, with 9 nozzles A 842 and 9 nozzles A 843 | 1196 | 749.99
4666033 | Module 2x4, A 300/3 for holding laboratory glass, with 4 nozzles A 840 und 4 Düsen A 841 | 1196 | 495.79
4666034 | Module 4x8, A 302/3 for holding laboratory glass, with 16 nozzles A 844 und 16 Düsen A 845 | 1196 | 918.92
4666052 | Sample bottles 125 ml PP, clear, sterile R, with sodium thiosulfate, pack of 180 | 564 | 180.44
4666071 | Mounting clamp for Ø 30 mm column,for KL 300 LED | 1113 | 47.72
4666072 | Mounting clamp for Ø 35 mm for KL 300 LED | 1113 | 47.72
4666076 | Mounting clamp for for ZEISS stativ K, stativ M | 1113 | 47.72
4666085 | Rotary Evaporator Hei-VAP Core HL G1 hand lift with G1 diagonal cooler G1 (EU-Plug) | 661 | 4631.35
4666086 | Rotary Evaporator Hei-VAP Core HL G3 hand lift (EU-Plug) | 661 | 4831.28
4666090 | Rotary Evaporator Hei-VAP Core HL G1B hand lift (EU-Plug) | 661 | 4863.04
4666091 | Rotary Evaporator Hei-VAP Core HL G3B hand lift (EU-Plug) | 661 | 5046.5
4666095 | Rotary Evaporator Hei-VAP Core ML G1 hand lift (EU-Plug) | 661 | 4911.25
4666096 | Rotary Evaporator Hei-VAP Core ML G3 motor lift (EU-Plug) | 661 | 5111.19
4666100 | Rotary Evaporator Hei-VAP Core ML G1B motor lift (EU-Plug) | 661 | 5142.94
4666101 | Rotary Evaporator Hei-VAP Core ML G3B motor lift (EU-Plug) | 661 | 5326.41
4666107 | Rotary Evaporator Hei-VAP Core HL G1 hand lift (UK-Plug) | 661 | 4631.35
4666108 | Rotary Evaporator Hei-VAP Core HL G3 hand lift (UK-Plug) | 661 | 4831.28
4666117 | Rotary Evaporator Hei-VAP Core ML G1 motor lift (UK-Plug) | 661 | 4911.25
4666118 | Rotary Evaporator Hei-VAP Core ML G3 motor lift (UK-Plug) | 661 | 5111.19
4666151 | WYPALL® L20 Extra wipes 23.5x38 cm AIRFLEX, blue jumbo roll à 1000 wipes | 1177 | 47.83
4666171 | Dustpan, 330 mm, Green | 1180 | 14.21
4666172 | Dustpan, 330 mm, Blue | 1180 | 14.21
4666173 | Dustpan, 330 mm, Red | 1180 | 14.21
4666174 | Dustpan, 330 mm, White | 1180 | 14.21
4666175 | Dustpan, 330 mm, Yellow | 1180 | 14.21
4666176 | Hand Brush, 330 mm, Soft, Green | 1180 | 12
4666177 | Hand Brush, 330 mm, Soft, Blue | 1180 | 12
4666178 | Hand Brush, 330 mm, Soft, Red | 1180 | 12
4666179 | Hand Brush, 330 mm, Soft, White | 1180 | 12
4666180 | Hand Brush, 330 mm, Soft, Yellow | 1180 | 12
4666181 | Broom, 410 mm, Soft, Green | 1181 | 29.78
4666182 | Broom, 410 mm, Soft, Blue | 1181 | 29.78
4666183 | Broom, 410 mm, Soft, Red | 1181 | 29.78
4666184 | Broom, 410 mm, Soft, White | 1181 | 29.78
4666185 | Broom, 410 mm, Soft, Yellow | 1181 | 29.78
4666186 | Broom, 610 mm, Soft, Green | 1181 | 36.84
4666187 | Broom, 610 mm, Soft, Blue | 1181 | 36.84
4666188 | Broom, 610 mm, Soft, Red | 1181 | 36.84
4666189 | Broom, 610 mm, Soft, White | 1181 | 36.84
4666190 | Broom, 610 mm, Soft, Yellow | 1181 | 36.84
4666231 | Hand Brush L, 200 mm, Hard, Green | 1181 | 13.55
4666232 | Hand Brush L, 200 mm, Hard, Blue | 1181 | 13.55
4666233 | Hand Brush L, 200 mm, Hard, Red | 1181 | 13.55
4666234 | Hand Brush L, 200 mm, Hard, White | 1181 | 13.55
4666235 | Hand Brush L, 200 mm, Hard, Yellow | 1181 | 13.55
4666236 | Washing Brush with long handle, 415 mm, Hard, Green | 1181 | 14.19
4666237 | Washing Brush with long handle, 415 mm, Hard, Blue | 1181 | 14.19
4666238 | Washing Brush with long handle, 415 mm, Hard, Red | 1181 | 14.19
4666239 | Washing Brush with long handle, 415 mm, Hard, White | 1181 | 14.19
4666240 | Washing Brush with long handle, 415 mm, Hard, Yellow | 1181 | 14.19
4666246 | Ultra Hygienic Handle, Ø34 mm, 1500 mm, Green | 1182 | 26.7
4666247 | Ultra Hygienic Handle, Ø34 mm, 1500 mm, Blue | 1182 | 26.7
4666248 | Ultra Hygienic Handle, Ø34 mm, 1500 mm, Red | 1182 | 26.7
4666249 | Ultra Hygienic Handle, Ø34 mm, 1500 mm, White | 1182 | 26.7
4666250 | Ultra Hygienic Handle, Ø34 mm, 1500 mm, Yellow | 1182 | 26.7
4666251 | Ultra Hygienic Handle, Ø34 mm, 1300 mm, Green | 1182 | 24.59
4666252 | Ultra Hygienic Handle, Ø34 mm, 1300 mm, Blue | 1182 | 24.59
4666253 | Ultra Hygienic Handle, Ø34 mm, 1300 mm, Red | 1182 | 24.59
4666254 | Ultra Hygienic Handle, Ø34 mm, 1300 mm, White | 1182 | 24.59
4666255 | Ultra Hygienic Handle, Ø34 mm, 1300 mm, Yellow | 1182 | 24.59
4666289 | LED Cold Light Source KL1600LED incl. 2-armed Gooseneck and 2 Focus Lenses with EU plug | 1111 | 1331.69
4666290 | LED Cold Light Source KL1600LED incl. 2-armed Gooseneck and Focus Lenses with CH plug | 1111 | 1336.11
4666291 | LED Cold Light Source KL1600LED incl. 2-armed Gooseneck and Focus Lenses with UK plug | 1111 | 1336.11
4666339 | Grid A861 3x6 for injektormodul A 301/4 und A 301/5 30x250x350mm | 1196 | 379.87
4666353 | Fluid dispenser 120 ml, pink static dissipative plastic, standard attachment | 1108 | 36.78
4666354 | Fluid dispenser 120 ml, pink static dissipative plastic, ESD safe Anti-Splash attachment | 1108 | 38.2
4666426 | Centrifuge, Mini, Sprout Plus, green | 666 | 299.11
4666427 | Centrifuge, Mini, Sprout Plus, blue | 666 | 299.11
4666432 | PCR Rack, Low Temp, 96 well, assorted colours pack of 5 | 1298 | 58.84
4666433 | PCR Rack, Low Temp, 96 well, blue pack of 5 | 1298 | 61.95
4666434 | PCR Rack, Low Temp, 96 well, green pack of 5 | 1298 | 61.95
4666435 | PCR Rack, Low Temp, 96 well, purple pack of 5 | 1298 | 61.95
4666436 | Reagent Reservoirs 5 ml PS, sterile, white, pack of 50 | 1000 | 59.32
4666437 | Reagent Reservoirs 10 ml PS, non-sterile, white, pack of 100 | 1000 | 82.41
4666438 | Reagent Reservoirs 10 ml PS, sterile, white, pack of 100 | 1000 | 112.07
4666439 | Reagent Reservoirs 25 ml PS, sterile, white, pack of 40 x 5 | 1000 | 215.59
4666440 | Reagent Reservoirs 25 ml PS, sterile, white, pack of 100 | 1000 | 173.15
4666441 | Reagent Reservoirs 25 ml PS, non-sterile, white, pack of 100 | 1000 | 95.88
4666442 | Reagent Reservoirs 50 ml PS, sterile, white, pack of 40 x 5 | 1000 | 245.54
4666443 | Reagent Reservoirs 50 ml PS, sterile, white, pack of 100 | 1000 | 161.21
4666444 | Reagent Reservoirs 50 ml PS, non sterile, white, pack of 100 | 1000 | 105.79
4666445 | Reagent Reservoirs 50 ml PVC, sterile, transparent pack of 20 x 5 | 1000 | 155.72
4666446 | Reagent Reservoirs 50 ml PVC, non-sterile, transparent pack of 100 | 1000 | 105.79
4666447 | Reagent Reservoirs 100 ml PS, sterile, white, pack of 40 x 5 | 1000 | 254.3
4666448 | Reagent Reservoirs 100 ml PS, sterile, white, pack of 100 | 1000 | 220.94
4666449 | Reagent Reservoirs 100 ml PS, non-sterile, white, pack of 100 | 1000 | 119.03
4666450 | Reagent Reservoirs 100 ml PVC, non-sterile, transparent pack of 100 | 1000 | 119.03
4666451 | Reagent Reservoirs 25 ml divided 10 ml + 15 ml, PS, sterile, white, pack of 40 x 5 | 1000 | 227.58
4666452 | Reagent Reservoirs 25 ml divided 10 ml + 15 ml, PS, sterile, white, pack of 100 | 1000 | 200.63
4666453 | Slide Box Premium Plus, blue for 100 microscope slides | 1121 | 23.94
4666454 | Slide Box Premium Plus, orange for 100 microscope slides | 1121 | 23.94
4666455 | Slide Box Premium Plus, green for 100 microscope slides | 1121 | 23.94
4666456 | Slide Box Premium Plus, red for 100 microscope slides | 1121 | 23.94
4666457 | Slide Box Premium Plus, purple, for 100 microscope slides | 1121 | 23.94
4666458 | Slide Box Premium Plus, assorted colours for 100 microscope slides, pack of 5 | 1121 | 100.35
4666496 | Blender Bags BagFilter® Pipet & Roll 400 400 mL, 190x300mm pack of 500 | 616 | 315.48
4666529 | Stereomicroscope Binocular Greenough 2/4. WF10x20. 1W LED | 1104 | 287.99
4666536 | WIZARD IR Vortex Mixer 100-240V/50-60Hz | 498 | 294.56
4666537 | TX4 IR Vortex Mixer 100-240V/50-60Hz | 498 | 358.45
4666653 | OHS 200 Advance 230V/50-60Hz | 485 | 2322.85
4666654 | OHS 100 Advance 230V/50-60Hz | 485 | 1766.7
4666655 | OHS 60 Advance 230V/50-60Hz | 485 | 1650.56
4666656 | OHS 200 Digital 230V/50-60Hz | 482 | 1971.07
4666683 | MST Digital Magnetic Stirrer 100-240V/50-60Hz | 449 | 203.78
4666684 | Magnetic Stirrer AMI 100-240V/50-60Hz | 450 | 422.33
4666685 | Magnetic Stirrer AMI4 100-240V/50-60Hz | 453 | 1191.57
4666714 | ZX4 IR Vortex Mixer and Foam Stands 100-240V/50-60Hz | 498 | 307.57
4666790 | B.O.D. Sensor | 1257 | 322.04
4666791 | B.O.D. Sensor Set | 1257 | 333.86
4667505 | Permanent marker Edding 400 black, line width approx. 1 mm pack of 10 | 173 | 27.64
4667506 | Permanent marker Edding 3000 black, line width approx. 1.5-3 mm pack of 10 | 173 | 30.44
4667507 | Permanent marker Edding 404 black, line width approx. 0.75 mm pack of 10 | 173 | 27.64
4667508 | Permanent marker Edding 3000 red, line width approx. 1.5-3 mm pack of 10 | 173 | 30.44
4667509 | Permanent marker Edding 400 red, line width approx. 1 mm pack of 10 | 173 | 27.64
4667510 | Permanent marker Edding 404 blue, line width approx. 0.75 mm pack of 10 | 173 | 27.64
4667511 | Permanent marker Edding 3000 blue, line width approx. 1.5-3 mm pack of 10 | 173 | 30.44
4667512 | Permanent marker Edding 404 red, line width approx. 0.75 mm pack of 10 | 173 | 27.64
4667513 | Permanent marker Edding 400 blue, line width approx. 1 mm Pack of 10 | 173 | 27.64
4667514 | Laboratory marker Edding 8014 black, 1 mm line width pack of 10 | 172 | 37.79
4667524 | Hexagonal concave stopper NS 10/19 Boro 3.3 pack of 10 | 649 | 26.01
4667525 | Hexagonal glass stopper NS 12/21 Boro 3.3 pack of 10 | 649 | 25.75
4667526 | Hexagonal stopper NS 14/23 Boro 3.3 pack of 10 | 649 | 26.52
4667527 | Hexagonal stopper NS 19/26 Boro 3.3 pack of 10 | 649 | 31.93
4667528 | Hexagonal concave stopper NS 24/29 acuate bottom, Boro 3.3 pack of 10 | 649 | 33.91
4667529 | Hexagonal stopper NS 29/32 Boro 3.3 pack of 10 | 649 | 55.93
4667530 | Grid A 862 4x8 | 1196 | 277.93
4667531 | Flask rings,cork,height 30 mm,diam.30/80 mm pack of 10 | 23 | 23.18
4667532 | Flask rings,cork,height 30 mm,diam.60/110 mm pack of 10 | 23 | 28.29
4667533 | Flask rings,cork,height 30 mm,diam.90/140 mm pack of 10 | 23 | 46.65
4667534 | Flask rings,cork,height 30 mm,diam.120/170 mm pack of 10 | 23 | 65.21
4667654 | Capillary Column HT5 25 m x 0,22 mm ID, Film Thickness 0,1 µm | 1489 | 925.56
4667667 | Platform with 16-bit imaging, Uvidoc HD6 12,2-Zoll-HD-Touchscreen, 6-megapixel, 65.535 shades of grey, 26x21 cm field of view | 1313 | 8858
4667695 | Spare measuring systems OxiTop® colour grey | 1256 | 597.19
4667748 | Analytical balance ABP 100-4M Weighing capacity (max.) 120 g Readability (d): 0.100 mg | 369 | 2062.38
4667749 | Analytical balance ABP 200-4M Weighing capacity (max.) 220 g Readability (d): 0.100 mg | 369 | 2531.1
4667750 | Analytical balance ABP 300-4M Weighing capacity (max.) 320 g Readability (d): 0.100 mg | 369 | 2812.33
4667751 | Analytical balance ABP 100-5DM Weighing capacity (max.) 52/120 g dual range Readability (d): 0,01 ¦ 0,1 mg | 369 | 2999.82
4667752 | Analytical balance ABP 200-5DM Weighing capacity (max.) 102/220 g dual range Readability (d): 0,01/0,1 mg | 369 | 3187.31
4667792 | Stirring bars PTFE, 34x15 mm elipse shaped | 477 | 21.4
4667794 | Stirring bars PTFE, 50x20 mm elipse shaped | 477 | 29.69
4667799 | Pycnometer,with stopper,cap. 100 ml with DAkkS certificate adjusted, boro 3.3 | 427 | 233.58
4667815 | Incubator ED-S 056 62 l, with natural convection 230 V | 868 | 1654.27
4667816 | Warming cabinet ED-S 115 118 l, 764x735x616 mm, 230 V | 856 | 1813.61
4667817 | Incubator ED-S 115 118 l, with natural convection 230 V | 868 | 2248.23
4667856 | Chemie pump-stand PC 3004 Vario select, 200-230 V / 50-60 Hz, CEE mains cable | 1070 | 10901.63
4667879 | OxiTop®-i IS 12 BOD measurement, for 12 places, UN 1823, 8, II, (E) | 1256 | 7174.01
4667880 | Water bath PURA 4, 0.8...4.5L temperature range: +18...+99,9°C heat output 0.5kW, 21x35x22cm | 832 | 1164.56
4667881 | Water bath PURA 10, 1.4...9.5L temperature range: +18...+99,9°C heat output 1.2kW, 31x35x22cm | 832 | 1335.86
4667882 | Water bath PURA 14, 2...14L temperature range: +18...+99,9°C heat output 1.8kW, 42x35x22cm | 832 | 1381.88
4667883 | Water bath PURA 22, 3.4...25.5L temperature range: +18...+99,9°C heat output 2kW, 64x35x26cm | 832 | 1521.21
4667884 | Water bath PURA 30, 4.8...36L temperature range: +18...+99,9°C heat output 2kW, 86x35x26cm | 833 | 1828.02
4667893 | Portable Multi Purpose Balance NV621 Maximum Capacity: 620g Readability: 0.1g | 357 | 250.72
4667913 | Reagent reservoirs 55 ml PVC, non-sterile, clear, pack of 100 | 1000 | 64.14
4667915 | Reagent reservoirs 55 ml Polystyrene, non-sterile, white, pack of 100 | 1000 | 61.09
4667956 | Ultra Clear RO EDI 20 Reverse osmosis system combination | 1289 | 9342.7
4667959 | Ultra Clear RO EDI 30 Reverse osmosis system combination | 1289 | 9722.41
4667960 | Flake-ice maker model UFP 0244 A 113 kg/24h power, 500x660x843 mm, stainless steel air cooled, 20 kg tank | 789 | 4417.92
4667961 | Flake-ice maker model UFP 0200 A 113 kg/24h power, 500x660x953 mm, stainless steel air cooled, 30 kg tank | 789 | 4474.17
4667962 | Flake-ice maker model UFP 0388 A 153 kg/24h power, 738x690x1070 mm, stainless steel air cooled, 40 kg tank | 789 | 4949.7
4667963 | Flake-ice maker model UFP 0399 A 153 kg/24h power, 738x690x1173 mm, stainless steel air cooled, 55 kg tank | 789 | 5118.44
4667970 | OxiTop®-i SET 6 Set for 6 measuring points, compl.6 OxiTop®-i measuring heads(3x grey,3x blue) | 1256 | 2843.01
4667980 | Reagent reservoirs 55 ml Polystyrene, sterile, white, pack of 100 | 1000 | 147.8
4667987 | Cleanroom Trolley Clino CR4 EM-CR | 1538 | 2246.99
4667988 | Cleanroom Trolley Clino CR4 EM-GMP | 1537 | 4166.87
4667991 | Cleanroom Trolley Clino CR6 FP | 1538 | 2264.94
4667992 | Cleanroom Trolley Clino CR3 FP-GMP | 1537 | 3122.43
4667993 | Cleanroom Trolley Clino CR1 FP-GMP | 1537 | 3115.98
4667998 | Cleanroom Wipe Clino One Way Premium 30 x 30 cm, pack of 150 pcs. | 1530 | 237.64
4667999 | Cleanroom Wipe Clino One Way Profi 30 x 30 cm, pack of 150 pcs. | 1530 | 168.79
4668000 | Telescopic handle, Aluminium, 1,0-1,8m for Clino, Connect Lock | 1542 | 75.6
4668001 | Mop frame Clino Synchro CR with ClinoConnect Lock | 1541 | 137.36
4668004 | Stainless steel mop frame 40 cm twisted, with pole, one-piece, according to "GMP" | 1541 | 224.12
4668006 | Mop frame Clino CR 40 cm, twisted with ClinoConnect Lock | 1540 | 140.43
4668007 | Mop MicroSicuro 40 cm | 1539 | 33.47
4668008 | Mop MicroSicuro CR/A 40 cm | 1539 | 38.61
4668009 | MicroMop Standard CR/A | 1540 | 34.72
4668011 | Microfiber Mop Clino One Way Ultra PW/I gamma irridiated, pack of 5 pcs | 1539 | 32.52
4668012 | Microfiber Mop Clino One Way Ultra PW pack of 5 pcs. | 1539 | 28.01
4668033 | Fiberoptical Lighting Systems passive cooling 30 W, 5.700 K, CRI 70 | 1109 | 931.81
4668034 | Fiberoptical Lighting Systems passive cooling 30 W, 5.700 K, CRI 90 | 1109 | 943.62
4668035 | Fiberoptical Lighting Systems passive cooling 30 W, 4.000 K, CRI 80 | 1109 | 931.81
4668036 | Fiberoptical Lighting Systems passive cooling 30 W, 3.000 K, CRI 80 | 1109 | 931.81
4668045 | Fiberoptical Lighting Systems feed line 1 m active dia. 6.4 mm | 1109 | 731.04
4668046 | Fiberoptical Lighting Systems feed line 1 m active dia. 9.0 mm | 1109 | 808.99
4668057 | Fiberoptical Lighting Systems 1-armed arm length 450 mm, active dia. 4.5 mm | 1109 | 210.23
4668058 | Fiberoptical Lighting Systems 1-armed arm length 600 mm, active dia. 4.5 mm | 1109 | 231.4
4668059 | Fiberoptical Lighting Systems 1-armed arm length 800 mm, active dia. 4.5 mm | 1109 | 250.21
4668060 | Fiberoptical Lighting Systems 2-armed arm length 400 mm, active dia. 3.2 mm | 1109 | 303.91
4668061 | Fiberoptical Lighting Systems 2-armed arm length 450 mm, active dia. 4.5 mm | 1109 | 303.91
4668062 | Fiberoptical Lighting Systems 2-armed arm length 600 mm, active dia. 4.5 mm | 1109 | 328.32
4668063 | Fiberoptical Lighting Systems 2-armed arm length 800 mm, active dia. 4.5 mm | 1109 | 445.5
4668064 | Fiberoptical Lighting Systems 2-armed arm length 600 mm + 800 mm, active dia. 4.5 mm | 1109 | 474.79
4668065 | Fiberoptical Lighting Systems 3-armed arm length 450 mm, active dia. 4.5 mm | 1109 | 499.2
4668066 | Fiberoptical Lighting Systems 3-armed arm length 600 mm, active dia. 4.5 mm | 1109 | 560.23
4668067 | Fiberoptical Lighting Systems 3-armed arm length 800 mm, active dia. 4.5 mm | 1109 | 628.58
4668073 | LED Incident Lamp 1-armed, arm length 450 mm | 1110 | 291.7
4668074 | LEDIncident Lamp 1-armed, arm length 600 mm | 1110 | 303.91
4668075 | LED Incident Lamp 2-armed, arm length 450 mm | 1110 | 352.73
4668076 | LED Incident Lamp 2-armed, arm length 600 mm | 1110 | 377.15
4668077 | LED Incident Lamp with protective glass, 1-armed, arm length 450 mm | 1110 | 389.35
4668078 | LED Incident Lamp with protective glass, 1-armed, arm length 600 mm | 1110 | 401.56
4668079 | LED Incident Lamp with protective glass, 2-armed, arm length 450 mm | 1110 | 494.83
4668080 | LED Incident Lamp with protective glass, 2-armed, arm length 600 mm | 1110 | 518.45
4668085 | LED Module pure-white (6.000 K), Spot (10°) | 1110 | 71.52
4668086 | LED Module natural-white (4.000 K), spot (10°) | 1110 | 71.52
4668087 | LED Module warm-white (3.000 K), spot (10°) | 1110 | 71.52
4668088 | LED Module red (625 nm), spot (10°) | 1110 | 80.29
4668089 | LED Module green (528 nm), spot (10°) | 1110 | 80.29
4668090 | LED Module blue (470 nm), spot (10°) | 1110 | 80.29
4668091 | LED Module amber (590 nm), spot (10°) | 1110 | 80.29
4668092 | LED Module pure-white (6.000 K), Flood (28°) | 1110 | 71.52
4668093 | LED Module natural-white (4.000 K), Flood (28°) | 1110 | 71.52
4668094 | LED Module warm-white (3.000 K), Flood (28°) | 1110 | 71.52
4668095 | LED Module red (625 nm), flood (28°) | 1110 | 80.29
4668096 | LED Module green (528 nm), flood (28°) | 1110 | 80.29
4668097 | LED Module blue (470 nm), flood (28°) | 1110 | 80.29
4668098 | LED Module amber (590 nm), flood (28°) | 1110 | 80.29
4668099 | LED Module pure-white (6.000 K), diffuse (40°) | 1110 | 71.52
4668100 | LED Module natural-white (4.000 K), diffuse (40°) | 1110 | 71.52
4668101 | LED Module warm-white (3.000 K), diffuse (40°) | 1110 | 71.52
4668102 | LED Module red (625 nm), diffuse (40°) | 1110 | 80.29
4668103 | LED Module green (528 nm), diffuse (40°) | 1110 | 80.29
4668104 | LED Module blue (470 nm), diffuse (40°) | 1110 | 80.29
4668105 | LED Module amber (590 nm), diffuse (40°) | 1110 | 80.29
4668106 | LED Module pure-white (6.000 K), Line (12° × 30°) | 1110 | 71.52
4668107 | LED Module natural white (4,000 K), line (12° × 30°) | 1110 | 71.52
4668108 | LED Module warm-white (3.000 K), Line (12° × 30°) | 1110 | 71.52
4668109 | LED Module red (625 nm), line (12° × 30°) | 1110 | 80.29
4668110 | LED Module green (528 nm), line (12° × 30°) | 1110 | 80.29
4668111 | LED Module blue (470 nm), line (12° × 30°) | 1110 | 80.29
4668112 | LED Module amber (590 nm), line (12° × 30°) | 1110 | 80.29
4668113 | LED Module UV (365 nm), Reflector (80°) | 1110 | 242.88
4668114 | LED Module UV (405 nm), Reflector (80°) | 1110 | 197.01
4668145 | LLG-Syringe filters Spheros CA, 0.22 µm Ø 25 mm, red pack of 500 | 729 | 257.08
4668146 | LLG-Syringe filters Spheros CA, 0.45 µm Ø 25 mm, red pack of 500 | 729 | 257.08
4668147 | LLG-Syringe filters Spheros Nylon, 0.22 µm Ø 25 mm, pink, pack of 500 | 729 | 257.08
4668148 | LLG-Syringe filters Spheros Nylon, 0.45 µm Ø 25 mm, pink, pack of 500 | 729 | 257.08
4668149 | LLG-Syringe filters Spheros PTFE, 0.22 µm Ø 25 mm, white, pack of 500 | 729 | 257.06
4668150 | LLG-Syringe filters Spheros PTFE, 0.45 µm Ø 25 mm, white, pack of 500 | 729 | 257.08
4668153 | Cellulose filters papier 40 FF, 110 mm folded, cellulose, pack of 500 | 704 | 149.34
4668154 | Cellulose filters papier 40 FF, 125 mm folded, cellulose, pack of 500 | 704 | 187.53
4668155 | Cellulose filters papier 40 FF, 150 mm folded, cellulose, pack of 500 | 704 | 214.5
4668156 | Cellulose filters papier 41 FF, 110 mm folded, cellulose, pack of 500 | 704 | 149.34
4668157 | Cellulose filters papier 41 FF, 125 mm folded, cellulose, pack of 500 | 704 | 187.53
4668158 | Cellulose filters papier 41 FF, 150 mm folded, cellulose, pack of 500 | 704 | 214.5
4668159 | Cellulose filters papier 1 FF, 110 mm folded, cellulose, pack of 500 | 704 | 102.85
4668160 | Cellulose filters papier 1 FF, 110 mm folded, cellulose, pack of 500 | 704 | 112.81
4668161 | Cellulose filters papier 1 FF, 150 mm folded, cellulose, pack of 500 | 704 | 123.19
4668162 | Filters papier grade 6, 12.5 cm pyramid, pack of 1000 | 704 | 282.06
4668163 | Filters papier grade 40, 12.5 cm pyramid, pack of 1000 | 704 | 373.08
4668184 | omniBlot mini wide Blotting system 200x100mm incl. 3 cassettes | 1324 | 1126.64
4668242 | Portable Multi Purpose Balance NV222 Maximum Capacity: 220g Readability: 0.01g | 357 | 336.16
4668243 | Portable Multi Purpose Balance NV422 Maximum Capacity: 420g Readability: 0.01g | 357 | 350.82
4668244 | Portable Multi Purpose Balance NV622 Maximum Capacity: 620g Readability: 0.01g | 357 | 367.57
4668245 | Portable Multi Purpose Balance NV221 Maximum Capacity: 220g Readability: 0.1g | 357 | 198.54
4668246 | Portable Multi Purpose Balance NV1201 Maximum Capacity: 1200g Readability: 0.1g | 357 | 274.37
4668247 | Portable Multi Purpose Balance NV2201 Maximum Capacity: 2200g Readability: 0.1g | 357 | 321.5
4668248 | Portable Multi Purpose Balance NVT2201 Maximum Capacity: 2200g Readability: 0.1g | 357 | 333.02
4668249 | Portable Multi Purpose Balance NVT4201 Maximum Capacity: 4200g Readability: 0.1g | 357 | 346.63
4668250 | Portable Multi Purpose Balance NVT2200 Maximum Capacity: 2200g Readability: 1g | 357 | 198.54
4668251 | Portable Multi Purpose Balance NVT6201 Maximum Capacity: 6200g Readability: 0.1g | 357 | 360.24
4668252 | Portable Multi Purpose Balance NVT6200 Maximum Capacity: 6200g Readability: 1g | 357 | 216.12
4668253 | Portable Multi Purpose Balance NVT12000 Maximum Capacity: 12,000g Readability: 1g | 357 | 307.88
4668254 | Portable Multi Purpose Balance NVT1601M Maximum Capacity: 600g Readability: 0,5g, 230 x 174 mm | 357 | 337.2
4668255 | Portable Multi Purpose Balance NVT3200M Maximum Capacity: 200g Readability: 1g, 230 x 174 mm | 357 | 337.2
4668256 | Portable Multi Purpose Balance NVT6400M Maximum Capacity: 6400g Readability: 2g, 230 x 174 mm | 357 | 337.2
4668259 | Portable Multi Purpose Balance NVT16000M Maximum Capacity: 16,000g Readability: 5g, 230 x 174 mm | 357 | 337.2
4668264 | Precision Balance PR124/E 120 g, readability 0.0001 g Weighing pan 90 mm, ExCal Model | 372 | 1161.58
4668265 | Analytical und Precision Balance PR124 max. load 120 g, readability 0.0001 g Weighing pan 90 mm, InCal Model | 372 | 1364.24
4668266 | Precision Balance PR124/M 120 g, readability 0.0001 g Weighing pan 90 mm, calibrated | 372 | 1547.12
4668267 | Precision Balance PR224/E 220 g, readability 0.0001 g Weighing pan 90 mm, ExCal Model | 372 | 1250.55
4668268 | Analytical und Precision Balance PR224 max. load 220 g, readability 0.0001 g Weighing pan 90 mm, InCal Model | 372 | 1463.09
4668269 | Precision Balance PR224/M 220 g, readability 0.0001 g Weighing pan 90 mm, calibrated | 372 | 1660.81
4668270 | Precision Balance PR223/E 220 g, readability 0.001 g Weighing pan 90 mm, ExCal Model | 372 | 861.3
4668271 | Analytical und Precision Balance PR223 max. load 220 g, readability 0.001 g Weighing pan 90 mm, InCal Model | 372 | 1074.09
4668272 | Precision Balance PR223/M 120 g, readability 0.001 g Weighing pan 90 mm, calibrated | 372 | 1196.18
4668273 | Precision Balance PR423/E 420 g, readability 0.001 g Weighing pan 90 mm, ExCal Model | 372 | 891.69
4668274 | Analytical und Precision Balance PR423 max. load 420 g, readability 0.001 g Weighing pan 90 mm, InCal Model | 372 | 1094.35
4668275 | Precision Balance PR423/M 420 g, readability 0.001 g Weighing pan 90 mm, calibrated | 372 | 1220.9
4668276 | Precision Balance PR523/E 520 g, readability 0.001 g Weighing pan 90 mm, ExCal Model | 372 | 911.96
4668277 | Analytical und Precision Balance PR523 max. load 520 g, readability 0.001 g Weighing pan 90 mm, InCal Model | 372 | 1114.62
4668278 | Precision Balance PR523/M 520 g, readability 0.001 g Weighing pan 90 mm, calibrated | 372 | 1245.61
4668279 | Precision Balance PR1602/E 1600 g, readability 0.01 g Weighing pan 180 mm, ExCal Model | 361 | 891.69
4668280 | Precision Balance PR1602/M 1600 g, readability 0.01 g Weighing pan 180 mm, calibrated | 361 | 1220.9
4668281 | Precision Balance PR1602 max. load 1600 g, readability 0.01 g Weighing pan 180 mm, InCal Model | 361 | 1094.35
4668282 | Precision Balance PR2202/E 2200 g, readability 0.01 g Weighing pan 180 mm, ExCal Model | 361 | 901.83
4668283 | Precision Balance PR2202 max. load 2200 g, readability 0.01 g Weighing pan 180 mm, InCal Model | 361 | 1099.43
4668284 | Precision Balance PR2202/M 2200 g, readability 0.01 g Weighing pan 180 mm, calibrated | 361 | 1245.61
4668285 | Precision Balance PR4202/E 4200 g, readability 0.01 g Weighing pan 180 mm, ExCal Model | 361 | 942.36
4668286 | Precision Balance PR4202 max. load 4200 g, readability 0.01 g Weighing pan 180 mm, InCal Model | 361 | 1155.16
4668287 | Precision Balance PR4202/M 4200 g, readability 0.01 g Weighing pan 180 mm, calibrated | 361 | 1290.09
4668288 | Precision Balance PR4201/E 4200 g, readability 0.1 g Weighing pan 180 mm, ExCal Model | 361 | 805.56
4668289 | Precision Balance PR4201 max. load 4200 g, readability 0.1 g Weighing pan 180 mm, InCal Model | 361 | 1008.22
4668290 | Precision Balance PR4201/M 4200 g, readability 0.1 g Weighing pan 180 mm, calibrated | 361 | 1156.64
4668291 | Precision Balance PR6201/E 6200 g, readability 0.1 g Weighing pan 180 mm, ExCal Model | 361 | 835.96
4668292 | Precision Balance PR6201 max. load 6200 g, readability 0.1 g Weighing pan 180 mm, InCal Model | 361 | 1043.69
4668293 | Precision Balance PR6201/M 6200 g, readability 0.1 g Weighing pan 180 mm, calibrated | 361 | 1181.35
4668324 | Fuchs Rosenthal counting chamber C-Chip 200µm disposable, for 100 tests, pack of 50 | 1115 | 151.91
4668325 | Burker counting chamber C-Chip 100µm disposable, for 100 tests, pack of 50 | 1115 | 151.91
4668326 | Burker Turk counting chamber C-Chip 100µm disposable, for 100 tests, pack of 50 | 1115 | 151.91
4668327 | Malassez counting chamber C-Chip 200µm disposable, for 100 tests, pack of 50 | 1115 | 151.91
4668331 | Step ladder K60, 2 steps Alu, anti-slip-mat, foldable, steel steps | 278 | 101.75
4668440 | Protective apron T-Cryo Light Cryogenic, 70x110cm, waterproof | 248 | 236.09
4668441 | Protective apron T-Cryo Light Cryogenic, 70x120cm, waterproof | 248 | 245.9
4668442 | Protective apron T-Cryo Light Cryogenic, 70x135cm, waterproof | 248 | 270.93
4668449 | Temperature indicator WarmMark, -18°C pack of 100 | 389 | 354.52
4668450 | Temperature indicator WarmMark, 0°C pack of 100 | 389 | 354.52
4668451 | Temperature indicator WarmMark, +8°C pack of 100 | 389 | 354.52
4668452 | Temperature indicator WarmMark, +8°C pack of 100 | 389 | 354.52
4668454 | Dino-Lite Edge Digital microscope USB 3.0 coaxial, 5MP, 700~900x, 5MP, aluminium, AMR, coaxial illumination | 440 | 1272.78
4668455 | Dino-Lite Edge Digital microscope USB 3.0, 1.3MP, 20~220x, polarizer, FLC/AMR incl. WIFI streamer | 440 | 1011.82
4668456 | Dino-Lite Edge Digital microscope USB 3.0, 1.3MP, 20~220x, polarizer FLC/AMR/EDOF/EDR | 440 | 1261.57
4668457 | Dino-Lite Edge Digital microscope USB 3.0, 1.3MP, 20~230x, polarizer, FLC incl. WIFI streamer | 1105 | 969.84
4668465 | Printer ribbon, black for LC-P, SF-42, GA42 and GA45 pack of 2 | 314 | 54.55
4668473 | OxiTop®-i SET 2 Set for 2 measuring units, complete with 2 OxiTop®-i measuring heads | 1256 | 1112.44
4668477 | Conversion set quick coupling-hose CN | 1280 | 175.77
4668478 | Conversion set release nipple - R 3/4 CN | 1280 | 113.19
4668482 | LLG-Centrifuge tubes 15ml conical, sterile, in bag of 25, pack of 500 | 691 | 101.69
4668483 | LLG-Centrifuge tubes 50ml conical, sterile, in bag of 25, pack of 500 | 691 | 125.87
4668486 | LLG-Centrifuge tubes 50ml sterile, self-standing, in bag of 25, pack of 500 | 691 | 139.76
4668520 | Whirl-Pak® sample bag 150x380 mm Stand-Up, Thio-Bags with sodium thiosulfate tablet Volume 1000 ml, PE, sterile, pack of 100 | 561 | 168.28
4668551 | Exhaust hose 1 m | 1200 | 72.99
4668552 | Disposable grinding chamber MT 40 P.10 bended beater 40 ml, pack of 10 | 575 | 176.82
4668556 | Medical scissors 90 mm, extra fine Inox, with straight tips | 127 | 41.69
4668557 | Büchner funnel 50ml, PTFE for filter papers 45mm | 750 | 323.38
4668558 | Büchner funnel 75ml, PTFE for filter papers 55mm | 750 | 304.38
4668559 | Büchner funnel 135ml, PTFE for filter papers 70mm | 750 | 380.54
4668560 | Büchner funnel 290ml, PTFE for filter papers 90mm | 750 | 588.92
4668562 | Tweezers 120 mm, stainless steel type 7.SA, tips: curved, fine | 133 | 17.9
4668563 | Tweezers 155 mm, stainless steel type 648.SA, tips: straight, fine nickel plated | 133 | 28.86
4668564 | Tweezers 110 mm, stainless steel type 120A.SA, tips: straight, fine, strong | 133 | 26.8
4668566 | Tweezers 150 mm, stainless steel type 119B.SA, tips: curved, fine | 133 | 26.8
4668571 | Tweezers 150 mm, stainless steel type 119.SA, tips: straight, fine, blunt | 133 | 26.8
4668572 | Tweezers 120 mm, stainless steel type 7.SA, tips: curved, fine | 133 | 29.79
4668573 | Medical scissors 90 mm, extra fine Inox, with straight tips | 127 | 41.69
4668580 | Protection spectacle SecureFit SF401XSGAF-GRN UV, AS, SGAF, lenses: PC clear frame: green/clear | 198 | 23.35
4668581 | Protection spectacle SecureFit SF401XSGAF-BLU UV, AS, SGAF, lenses: PC clear frame: blue/grey | 198 | 23.66
4668582 | Protection spectacle SecureFit SF402XSGAF-BLU UV, SGAF, lenses: PC grey frame: blue/grey | 198 | 25.07
4668583 | Protection spectacle SecureFit SF407XSGAF-BLU UV, SGAF, lenses: PC grey Indoor/Outdoor tinting frame: blue/grey | 198 | 25.9
4668584 | Protection spectacle SecureFit SF403XSGAF-YEL UV, AS, SGAF, lenses: PC yellow frame: yellow/black | 198 | 24.51
4668585 | Protection spectacle SecureFit SF422XSGAF-BLK UV, AS, SGAF, lenses: PC vermillon-coloured frame: black | 198 | 24.64
4668587 | Protection spectacle SecureFit SF416XAS-BLK UV, AS, SGAF, lenses: PC rainbow mirrored frame: grey/black | 198 | 24.36
4668590 | Ultra freezer UFV 500 -90°...-40°C, standard, 477L 230 V 1~ 50 Hz, WxHxD 826x1966x938 | 772 | 16071.06
4668591 | Ultra freezer UFV 500 -90°...-40°C, water cooling, 477 L 230 V 1~ 50 Hz, WxHxD 826x1966x938 mm | 772 | 18452.07
4668629 | Adaptors: 10 & 12mm dia TA1012 | 1143 | 130.8
4668716 | Panthera DL Binocular head Siedentopf type, 25º inclined, 360º | 1099 | 2828.94
4668775 | LLG-Pipette tips Economy 2.0 0.1-10 µl, non-sterile, clear, pack of 1000 | 981 | 10.04
4668776 | LLG-Pipette tips Economy 2.0 0.1-10 µl, non-sterile, clear, 10 racks of 96 | 981 | 43.17
4668777 | LLG-Pipette tips Economy 2.0 1-200 µl, non-sterile, yellow, pack of 1000 | 981 | 11.31
4668778 | LLG-Pipette tips Economy 2.0 1-200 µl, non sterile, clear, 10 racks of 96 | 981 | 41.76
4668779 | LLG-Pipette tips Economy 2.0 1-200 µl, non-sterile, yellow, 10 racks of 96 | 981 | 41.76
4668780 | LLG-Pipette tips Economy 2.0 100-1000 µl, non-sterile, clear, pack of 1000 | 981 | 12.62
4668782 | LLG-Pipette tips Economy 2.0 100-1000 µl, non-sterile, clear, 8 racks of 96 | 981 | 39.5
4668783 | LLG-Pipette tips Economy 2.0 100-1000 µl, non-sterile, blue, 8 racks of 96 | 981 | 37.27
4668784 | LLG-Filter tips 0.1-10 µl type Low Retention 2.0, sterile, clear, 10 racks of 96 | 981 | 74.69
4668785 | LLG-Filter tips 0.1-10 µl XL type Low Retention 2.0, sterile, clear, 10 racks of 96 | 981 | 74.69
4668786 | LLG-Filter tips 1-20 µl type Low Retention 2.0, sterile, clear, 10 racks of 96 | 981 | 74.69
4668787 | LLG-Filter tips 1-100 µl type Low Retention 2.0, sterile, clear, 10 racks of 96 | 981 | 74.69
4668788 | LLG-Filter tips 1-200 µl type Low Retention 2.0, sterile, clear, 10 racks of 96 | 981 | 74.69
4668789 | LLG-Filter tips 100-1000 µl type Low Retention 2.0, sterile, clear, 8 racks of 96 | 981 | 71.94
4668796 |  | 1023 | 121.69
4668797 |  | 1023 | 121.69
4668798 |  | 1023 | 121.69
4668800 |  | 1026 | 196.69
4668802 |  | 1026 | 196.69
4668803 |  | 1026 | 239.94
4668804 |  | 1026 | 239.94
4668805 |  | 1026 | 239.94
4668916 |  | 1294 | 181.09
4668919 |  | 1294 | 62.58
4668937 | Freezer HERAfreeze TDE TDE30086FV -50...-86°C, 422 Ltr., for 300 boxes, 1981x584x977mm, 230 V / 50 Hz | 779 | 15842.81
4668938 | Freezer HERAfreeze TDE TDE40086FV -50...-86°C, 549 Ltr., for 500 boxes, 1981x719x977mm, 230 V / 50 Hz | 779 | 17393.85
4668939 | Freezer HERAfreeze TDE TDE50086FV -50...-86°C, 682 Ltr., for 500 boxes, 1981x864x977mm, 230 V / 50 Hz | 779 | 18944.9
4668940 | Freezer HERAfreeze TDE TDE60086FV -50...-86°C, 816 Ltr., for 600 boxes, 1981x1006x977mm, 230 V / 50 Hz | 779 | 20495.94
4668970 | Drying ovens Model FED 720, 740 ltr., 400 V 3N ~ 50/60 Hz with circulating air | 857 | 10041.91
4669085 | Magnetic stirrer RCT 5 digital 20 l, 900W, 160 x 85 x 270 mm 220-230 / 115 / 100 V | 471 | 1462.75
4669105 | Precision balance Entris® II 1200g¦10mg, weighing plate 182x182 mm | 365 | 1110.79
4669108 | Precision balance Entris® II interne Kalibrierung 1200g¦10mg, weighing plate 182x182 mm | 365 | 1327.94
4669109 | Analytical balance Entris® II 120g¦0.1mg, weighing plate Ø 90 mm | 369 | 1745.52
4669112 | Analytical balance Entris® II internal calibration, 120g¦0.1mg, weighing plate Ø 90 mm | 369 | 1929.26
4669113 | Precision balance Entris® II 2200g¦0.1g, weighing plate 182x182 mm | 365 | 1027.27
4669116 | Precision balance Entris® II internal calibration 2200g¦0.1g, weighing plate 182x182 mm | 365 | 1211.01
4669117 | Precision balance Entris® II 2200g¦10mg, weighing plate 182x182 mm | 365 | 1219.36
4669120 | Precision balance Entris® II internal calibration, 2200g,10mg, weighing plate 182x182 mm | 365 | 1419.81
4669121 | Precision balance Entris® II 220g¦1mg, weighing plate Ø 120 mm | 365 | 1002.21
4669124 | Precision balance Entris® II internal calibration 220g¦1mg, weighing plate Ø 120 mm | 365 | 1211.01
4669125 | Analytical balance Entris® II 220g¦0.1mg, weighing plate Ø 90 mm | 369 | 1862.44
4669128 | Analytical balance Entris® II internal Calibration, 220g¦0.1mg, weighing plate Ø 90 mm | 369 | 2021.13
4669129 | Precision balance Entris® II 3200g¦10mg, weighing plate 182x182 mm | 365 | 1336.29
4669132 | Precision balance Entris® II internal calibration 3200g¦10mg, weighing plate 182x182 mm | 365 | 1528.38
4669133 | Precision balance Entris® II 320g¦1mg, weighing plate Ø 120 mm | 365 | 1110.79
4669136 | Precision balance Entris® II internal calibration 320g¦1mg, weighing plate Ø 120 mm | 365 | 1327.94
4669137 | Precision balance Entris® II 4200g¦10mg, weighing plate 182x182 mm | 365 | 1436.51
4669140 | Precision balance Entris® II internal calibration 4200g¦10mg, weighing plate 182x182 mm | 365 | 1620.24
4669141 | Precision balance Entris® II 420g¦1mg, weighing plate Ø 120 mm | 365 | 1219.36
4669144 | Precision balance Entris® II internal calibration 420g¦1mg, weighing plate Ø 120 mm | 365 | 1419.81
4669145 | Precision balance Entris® II 5200g¦0.1g, weighing plate 182x182 mm | 365 | 1110.79
4669148 | Precision balance Entris® II internal calibration 5200g¦0.1g, weighing plate 182x182 mm | 365 | 1327.94
4669149 | Precision balance Entris® II 6200g¦1g, weighing plate 182x182 mm | 365 | 1002.21
4669152 | Precision balance Entris® II internal calibration 6200g¦1g, weighing plate 182x182 mm | 365 | 1211.01
4669153 | Precision balance Entris® II 6200g¦10mg, weighing plate 182x182 mm | 365 | 1645.3
4669156 | Precision balance Entris® II internal calibration 6200g¦10mg, weighing plate 182x182 mm | 365 | 1820.69
4669157 | Precision balance Entris® II 620g¦10mg, weighing plate 182x182 mm | 365 | 901.99
4669160 | Precision balance Entris® II internal calibration 620g¦10mg, weighing plate 182x182 mm | 365 | 1102.44
4669161 | Precision balance Entris® II 620g¦1mg, weighing plate Ø 120 mm | 365 | 1436.51
4669164 | Precision balance Entris® II internal calibration 620g¦1mg, weighing plate Ø 120 mm | 365 | 1620.24
4669165 | Analytical balance Entris® II 60g¦0.1mg, weighing plate Ø 90 mm | 369 | 1645.3
4669168 | Analytical balance Entris® II internal calibration 60g¦0.1mg, weighing plate Ø 90 mm | 369 | 1820.69
4669173 | Precision balance Entris® II 8200g¦1g, weighing plate 182x182 mm | 365 | 1110.79
4669176 | Precision balance Entris® II internal calibration 8200g¦1g, weighing plate 182x182 mm | 365 | 1327.94
4669177 | Precision balance Entris® II 8200g¦0.1g, weighing plate 182x182 mm | 365 | 1219.36
4669180 | Precision balance Entris® II internal calibration 8200g¦0.1g, weighing plate 182x182 mm | 365 | 1419.81
4669181 | Precision balance Entris® II 820g¦10mg, weighing plate 182x182 mm | 365 | 1002.21
4669184 | Precision balance Entris® II internal calibration 820g¦10mg, weighing plate 182x182 mm | 365 | 1211.01
4669202 | Muffle furnace SNOL 3/1100 LHM01 (Omron E5CC Controller) | 903 | 2017.07
4669203 | Muffle furnace SNOL 8.2/1100 LHM01 (Omron E5CC Controller) | 903 | 2540.49
4669204 | Muffle furnace SNOL 8.2/1100 LSM01 (Omron E5CC Controller) | 903 | 2234.1
4669205 | Muffle furnace SNOL 8.2/1100 LZM01 (Omron E5CC Controller) | 903 | 2476.66
4669206 | Muffle furnace SNOL 13/1100 LHM01 (Omron E5CC Controller) | 903 | 3153.28
4669207 | Muffle furnace SNOL 22/1100 LHM01 (Omron E5CC Controller) | 903 | 4174.57
4669208 | Muffle furnace SNOL 39/1100 LHM01 (Omron E5CC Controller) | 903 | 5668.23
4669209 | Muffle furnace SNOL 6.7/1300 LSM01 (Omron E5CC Controller) | 903 | 3676.69
4669211 | Ashing furnace SNOL 3/1100 LHM21 (Omron E5CC Controller) | 905 | 2744.75
4669212 | Ashing furnace SNOL 8,2/1100 LHM21 (Omron E5CC Controller) | 905 | 3293.7
4669213 | Ashing furnace SNOL 8,2/1100 LSM21 (Omron E5CC Controller) | 905 | 2987.31
4669214 | Ashing furnace SNOL 8.2/1100 LZM21 (Omron E5CC Controller) | 905 | 3178.81
4669215 | Ashing furnace SNOL 13/1100 LHM21 (Omron E5CC Controller) | 905 | 3702.22
4669216 | Ashing furnace SNOL 22/1100 LHM21 (Omron E5CC Controller) | 905 | 4825.66
4669217 | Ashing furnace SNOL 39/1100 LHM21 (Omron E5CC Controller) | 905 | 6255.48
4669218 | Ashing furnace SNOL 6.7/1300 LSM21 (Omron E5CC Controller) | 905 | 4340.54
4669220 | Muffle furnace SNOL 3/1100 LHM01 (Omron E5CC -T Controller) | 903 | 2514.96
4669221 | Muffle furnace SNOL 8.2/1100 LHM01 (Omron E5CC -T Controller) | 903 | 3038.38
4669222 | Muffle furnace SNOL 8.2/1100 LSM01 (Omron E5CC -T Controller) | 903 | 2731.98
4669223 | Muffle furnace SNOL 8.2/1100 LZM01 (Omron E5CC -T Controller) | 903 | 2974.55
4669224 | Muffle furnace SNOL 13/1100 LHM01 (Omron E5CC -T Controller) | 903 | 3651.16
4669225 | Muffle furnace SNOL 22/1100 LHM01 (Omron E5CC -T Controller) | 903 | 4672.46
4669226 | Muffle furnace SNOL 39/1100 LHM01 (Omron E5CC -T Controller) | 903 | 6166.12
4669227 | Muffle furnace SNOL 6.7/1300 LSM01 (Omron E5CC -T Controller) | 903 | 4174.57
4669229 | Ashing Furnace SNOL 3/1100 LHM21 (Omron E5CC -T Controller) | 905 | 3012.84
4669230 | Ashing Furnace SNOL 8,2/1100 LHM21 (Omron E5CC -T Controller) | 905 | 3536.26
4669231 | Ashing Furnace SNOL 8,2/1100 LSM21 (Omron E5CC -T Controller) | 905 | 3229.87
4669232 | Ashing Furnace SNOL 8.2/1100 LZM21 (Omron E5CC -T Controller) | 905 | 3472.44
4669233 | Ashing Furnace SNOL 13/1100 LHM21 (Omron E5CC -T Controller) | 905 | 4149.05
4669234 | Ashing Furnace SNOL 22/1100 LHM21 (Omron E5CC -T Controller) | 905 | 5170.34
4669235 | Ashing Furnace SNOL 39/1100 LHM21 (Omron E5CC -T Controller) | 905 | 6664
4669236 | Ashing Furnace SNOL 6.7/1300 LSM21 (Omron E5CC -T Controller) | 905 | 4672.46
4669246 | Automatic cell counter EVE Plus 5 ~ 60 µm | 1341 | 4559.05
4669248 | Chemistry Pumping unit PC 3001 VARIO select EKP 100-120V/ 200-230V, 50/60Hz, without plug, with emission condenser Peltronic | 1071 | 10867.54
4669258 | Gridning beaker 50ml, MM 500 zirconium oxide | 584 | 7729.48
4669275 | Gas Generator Precision Hydrogen 300cc (110v/230v) | 1484 | 12070.3
4669276 | Gas Generator Precision Hydrogen 450cc (110v/230v) | 1484 | 14746.85
4669281 | Gas Generator Precision Zero Air 1.5L (230v) | 1485 | 4324.52
4669282 | Gas Generator Precision Zero Air 3.5L (230v) | 1485 | 6977.72
4669283 | Gas Generator Precision Zero Air 7L (230v) | 1485 | 8667.45
4669284 | Gas Generator Precision Zero Air 18L (230v) | 1485 | 10889.32
4669285 | Gas Generator Precision Zero Air 30L (230v) | 1485 | 13520.41
4669286 | Gas Generator Precision Air Compressor (230v) | 1486 | 7917.82
4669294 | Citric acid extraction tube EN 15662 method, pack of 50 | 1467 | 86.79
4669295 | PSA Clean-up tube EN 15662 method, pack of 50 | 1467 | 94.34
4669296 | PSA/C18 Clean-up tube EN 15662 method, pack of 50 | 1467 | 115.1
4669297 | PSA/GCB Clean-up tube 15 mg GCB, EN 15662 method, pack of 50 | 1467 | 109.46
4669298 | PSA/GCB Clean-up tube 45 mg GCB, EN 15662 method, pack of 50 | 1467 | 129.88
4669299 | Ceramic Homogenizers pack of 100 | 1467 | 50.96
4669324 | Code B Acid Filter CFB-4 440mm x 460mm x 65mm | 284 | 583.03
4669325 | Code C Mercury Filter CFC-4 440mm x 460mm x 65mm | 284 | 540.15
4669326 | Code D Sulphur Filter CFD-4 440mm x 460mm x 65mm | 284 | 458.25
4669327 | Code E Halogen Filter CFE-4 440mm x 460mm x 65mm | 284 | 458.25
4669328 | Code F Aldehyde Filter CFF-4 440mm x 460mm x 65mm | 284 | 458.25
4669329 | Code H Chloroform/Ethers Filter CFH-4 440mm x 460mm x 65mm | 284 | 624.54
4669330 | Code B Acid Filter CFB-6 745mm x 460mm x 65mm | 284 | 1037.75
4669331 | Code C Mercury Filter CFC-6 745mm x 460mm x 65mm | 284 | 960.39
4669332 | Code D Sulphur Filter CFD-6 745mm x 460mm x 65mm | 284 | 828.31
4669333 | Code E Halogen Filter CFE-6 745mm x 460mm x 65mm | 284 | 828.31
4669334 | Code F Aldehyde Filter CFF-6 745mm x 460mm x 65mm | 284 | 828.31
4669335 | Code G Ammonia/Amines Filter CFG-6 745mm x 460mm x 65mm | 284 | 1107.56
4669336 | Code H Chloroform/Ethers Filter CFH-6 745mm x 460mm x 65mm | 284 | 1054.73
4669337 | NMR brush, 250mm pack of 5 | 1453 | 25.1
4669338 | DURAN® Silicone lid set size S/M/L, pink | 22 | 15.68
4669339 | DURAN® Silicone lid set size S/M/L, cyan | 22 | 13.08
4669340 | DURAN® Silicone lid set size S/M/L, green | 22 | 15.68
4669341 | DURAN® Silicone lid size S, pink pack of 5 | 22 | 18.67
4669342 | DURAN® Silicone lid size S, cyan pack of 5 | 22 | 18.67
4669343 | DURAN® Silicone lid size S, green pack of 5 | 22 | 18.67
4669344 | DURAN® Silicone lid size M, pink pack of 5 | 22 | 28.83
4669345 | DURAN® Silicone lid size M, cyan pack of 5 | 22 | 24.07
4669346 | DURAN® Silicone lid size M, green pack of 5 | 22 | 28.83
4669347 | DURAN® Silicone lid size L, pink pack of 5 | 22 | 36.69
4669348 | DURAN® Silicone lid size L, cyan pack of 5 | 22 | 32.82
4669349 | DURAN® Silicone lid size L, green pack of 5 | 22 | 36.69
4669370 | SafetyCap I, V2.0, GL45 1x PFA-fitting 3,2 mm OD with air valve | 1479 | 117.99
4669371 | SafetyCap II, V2.0, GL45 2x PFA-fitting 3,2 mm OD with air valve | 1479 | 131.9
4669372 | SafetyCap III, V2.0 3x PFA-fitting 3,2 mm OD with air valve | 1479 | 138.84
4669373 | SafetyCap IV, V2.0, GL45 4x PFA-fitting 3,2 mm OD with air valve | 1479 | 151.47
4669374 | SafetyCap VI, V2.0, GL45 6x PFA-fitting 3,2 mm OD 2x PFA-bling plug + air valvelve | 1479 | 165.38
4669375 | Air valve, V2.0, UNF 1/4" 28G, service life 6 months | 1480 | 38.2
4669376 | Air valves, V2.0, UNF 1/4" 28G service life 6 months pack of 10 | 1480 | 287.35
4669377 | Air valves, V2.0, UNF 1/4" 28G service life 6 months pack of 50 | 1480 | 1209.8
4669378 | HPLC Starter Kit 1, V2.0: 3x SafetyCap I 1x SafetyCap II, 1x blind plug, 5x fitting 3,2 mm OD, 4x air valve | 1480 | 332.26
4669379 | HPLC Starter Kit 2, V2.0: 4x SafetyCap II 4x blind plug, 8x fitting 3,2 mm OD, 4x air valve | 1480 | 357.92
4669389 | HSW HENKE-JECT® Disposable syringes 10 ml (12ml) 2-parts, Luer Slip, non sterile, mini-bulk, pack of 100 | 1460 | 22.19
4669404 | Heating immersion circulator CORIO CP +20 ... +200°C, immersion depth: 7.5 ... 16.5 cm 13.2 x 16 x 36.2 cm | 805 | 2364.92
4669405 | Heating circulator CORIO CP-BC4 | 810 | 3661.15
4669460 | Conical Tubes® 25 mL with screw cap Starter package, 4 single vessel holders, 6 Adapter for rotors with bore hole for conical | 693 | 178.27
4669470 | 1 branch Microsart Manifold for Funnels and filter | 742 | 2468.04
4669471 | 2 branch Microsart Manifold for Funnels and filters | 742 | 3790.69
4669472 | 3 branch Microsart Manifold for Funnels and filters | 742 | 4581.55
4669473 | 6 branch Microsart Manifold for funnels and filters | 742 | 7022.31
4669474 | 1 branch Microsart Manifold for Biosart 100 Monitors | 742 | 2495.31
4669475 | 2 branch Microsart Manifold for Biosart 100 Monitor | 742 | 3831.59
4669476 | 3 branch Microsart Manifold for Biosart 100 Monitors | 742 | 4677
4669477 | 6 branch Microsart Manifold for Biosart 100 Monitors | 742 | 7145.03
4669478 | 1 branch Microsart Manifold for Biosart 250 Funnels | 742 | 2549.85
4669479 | 3 branch Microsart Manifold for Biosart 250 Funnels | 742 | 4581.55
4669480 | 6 branch Microsart Manifold for Biosart 250 Funnels | 742 | 7104.12
4669481 | 1 branch Microsart Manifold with 100ml Stainless Steel Funnel | 742 | 2618.03
4669482 | 3 branch Microsart Manifold with 100ml Stainless Steel Funnels | 742 | 5290.59
4669483 | 6 branch Microsart Manifold with 100ml Stainless Steel Funnels | 742 | 8617.67
4669484 | 1 branch Microsart Manifold with 500ml Stainless Steel Funnel | 742 | 2713.47
4669485 | 3 branch Microsart Manifold with 500ml Stainless Steel Funnels | 742 | 5576.94
4669486 | 6 branch Microsart Manifold with 500ml Stainless Steel Funnels | 742 | 8958.56
4669511 | DNA ladder 1Kb 250bp-10Kb, 1x500 µl vial | 1309 | 48.81
4669516 | Knife Mill HM100 incl. Grinding container 1L and lid, 220 V, 50 Hz | 579 | 4805.51
4669517 | Grinding container, 1L autoclavable plastic (transparent and scratch-resistant) | 579 | 223.57
4669519 | Grinding container, 1L, PP | 579 | 123.42
4669520 | Grinding container, 1L, PP pack of 10 pcs | 579 | 798.75
4669521 | Grinding container, 1L, Glass | 579 | 1298.79
4669522 | Standard lid for grinding container 1L, PP | 579 | 82.28
4669523 | Gravity lid for grinding container 1L, PP | 579 | 242.21
4669524 | Gravity lid for grinding container 1L, PP with overflow channels | 579 | 335.36
4669525 | Reduction lid for grinding container 1L, PC, for chamber reduction to 0.3 liters | 579 | 123.42
4669526 | Reduction lid for grinding container 1L, PC, for chamber reduction to 0.5 liters | 579 | 123.42
4669527 | Gravity lid for grinding container, PP | 579 | 242.21
4669528 | Gravity lid for grinding container, PP, with overflow channels | 579 | 335.36
4669529 | Knife, stainless steel for Knife Mill HM100 | 579 | 223.57
4669530 | Knife, titanium for Knife Mill HM100 | 579 | 378.35
4669531 | Knife, stainless steel with serrated blades, for Knife Mill HM100 | 579 | 343.96
4669532 | Scraper for Knife Mill HM100 | 579 | 37.04
4669533 | Ultra Centrifugal mill FM200 220 V, 50 Hz | 570 | 8377.18
4669534 | Rotor, 6 teeth stainless steel | 570 | 2207.94
4669535 | Rotor, 12 teeth stainless steel | 570 | 2207.94
4669536 | Rotor, 24 teeth stainless steel | 570 | 2207.94
4669537 | Collecting pan and gasket | 570 | 378.35
4669538 | Ring sieve, trapezoid holes, 0.12 mm stainless steel | 570 | 653.52
4669539 | Ring sieve, trapezoid holes, 0.2 mm stainless steel | 570 | 653.52
4669540 | Ring sieve, trapezoid holes, 0.5 mm stailess steel | 570 | 653.52
4669541 | Ring sieves, trapezoid holes, 1.0 mm stainless steel | 570 | 653.52
4669542 | Ring sieve, round holes, 2.0 mm stainless steel | 570 | 653.52
4669543 | Planetary Ball Mill BM40 220V, 50Hz, with 4 grinding stations | 569 | 18166.79
4669548 | Grinding jar, 50 ml agate | 569 | 1720.89
4669549 | Grinding jar, 80 ml agate | 569 | 1931.95
4669550 | Grinding jar, 125 ml agate | 569 | 2110.53
4669551 | Grinding jar, 250 ml agate | 569 | 2532.63
4669552 | Grinding jar, 500 ml agate | 569 | 5016.57
4669553 | Grinding jar, 50 ml zirconium oxide | 569 | 3019.68
4669554 | Grinding jar, 125 ml zirconium oxide | 569 | 3863.89
4669555 | Grinding jar, 250 ml zirconium oxide | 569 | 4870.45
4669556 | Grinding jar, 500 ml zirconium oxide | 569 | 5357.49
4669557 | Grinding jar, 50 ml sintered aluminium oxide | 569 | 1591.01
4669558 | Grinding jar, 125 ml sintered aluminium oxide | 569 | 2110.53
4669559 | Grinding jar, 250 ml sintered aluminium oxide | 569 | 2922.27
4669560 | Grinding jar, 500 ml sintered aluminium oxide | 569 | 3636.6
4669586 | O-ring for grinding jars agate/sintered aluminum oxide/zirconium oxide, 500ml (big) | 569 | 14.73
4669587 | Micro Ball Mill GT300 220V, 50Hz | 582 | 7159.57
4669594 | Grinding jar, 10 ml agate | 582 | 2305.34
4669595 | Grinding jar, 10 m zirconium oxide | 582 | 1664.06
4669596 | Grinding jar, 25 ml zirconium oxide | 582 | 1842.66
4669597 | Grinding jar, 35 ml zirconium oxide | 582 | 2216.05
4669598 | Jar wrench | 582 | 185.13
4669599 | Gasket for 25ml grinding jar of stainless steel | 582 | 9.81
4670345 | Chemistry vacuum system MD 1C + AK + EK, 230 V / 5 | 1073 | 5068.59
4670386 | Chemistry HYBRID pump RC 6, 230 V / 50-60 Hz, UK/I | 1075 | 6577.03
4670410 | BioChem-VacuuCenter BVC control, with 4l bottle ma | 1353 | 2479.96
4670413 | BioChem-VacuuCenter BVC control G, with 2l bottle | 1353 | 2607.8
4670415 | BioChem-VacuuCenter BVC professional, with 4l bott | 1353 | 3266.14
4670417 | BioChem-VacuuCenter BVC professional G, with 2l bo | 1353 | 3176.66
4670420 | Diaphragm pump ME 4 NT, one stage, certification ( | 1064 | 1944.77
4670423 | Diaphragm pump ME 4R NT, one stage, 230 V / 50-60 | 1064 | 2380.26
4670425 | Chemistry diaphragm pump ME 4C NT, one stage, cert | 1065 | 2636.78
4670427 | Diaphragm pump MZ 2 NT, two stage, 230 V / 50-60 H | 1064 | 1914.94
4670437 | VARIO chemistry diaphragm pump MZ 2C VARIO select, | 1065 | 6558.7
4670442 | Chemistry vacuum system MZ 2C NT + 2 AK, two stage | 1073 | 3809.44
4670445 | Chemistry vacuum system MZ 2C NT +AK+EK, certifica | 1073 | 4141.8
4670449 | Chemistry vacuum system MZ 2C NT +AK SYNCHRO+EK, t | 1073 | 4697.88
4670456 | Chemistry pumping unit PC 510 select with MZ 2C NT | 1073 | 6640.94
4670463 | Chemistry pumping unit PC 511 select with MZ 2C NT | 1073 | 7075.57
4670470 | Chemistry pumping unit PC 520 select with MZ 2C NT | 1073 | 9708.94
4670478 | VARIO chemistry pumping unit PC 3002 VARIO select, | 1070 | 8201.79
4670483 | Diaphragm pump ME 8 NT, one stage, certification ( | 1064 | 3501.78
4670487 | Diaphragm pump MD 4 NT, three stage, certification | 1064 | 3638.99
4670492 | VARIO diaphragm pump MD 4 VARIO select, three stag | 1064 | 7220.03
4670495 | Chemistry diaphragm pump MD 4C NT, three stage, ce | 1065 | 5184.06
4670500 | VARIO chemistry diaphragm pump MD 4C VARIO select, | 1065 | 9094.92
4670506 | Chemistry vacuum system MD 4C NT +AK+EK, three sta | 1073 | 6813.52
4670516 | Chemistry pumping unit PC 610 select with MD 4C NT | 1073 | 9287.09
4670518 | Chemistry pumping unit PC 610 select with MD 4C NT | 1073 | 9287.09
4670525 | Chemistry pumping unit PC 611 select with MD 4C NT, 230V | 1073 | 9721.72
4670527 | Chemistry pumping unit PC 611 select with MD 4C NT, 230V | 1073 | 9721.72
4670533 | Chemistry pumping unit PC 620 select with MD 4C NT | 1073 | 12559.63
4670535 | Chemistry pumping unit PC 620 select with MD 4C NT | 1073 | 12559.63
4670543 | VARIO chemistry pumping unit PC 3004 VARIO select, | 1070 | 10901.63
4670552 | VARIO diaphragm pump MV 2 VARIO select, four stage | 1064 | 7724.55
4670558 | VARIO chemistry pumping unit PC 3003 VARIO select, | 1070 | 10901.63
4670677 | Heating circulator CORIO CP-BC6 | 810 | 3930.88
4670678 | Heating circulator CORIO CP-BC12 | 810 | 4274.75
4670679 | Heating circulator CORIO CP-BC26 | 810 | 4754.12
4670723 | Vacuum Adaptor with ground joint NS 45/40 | 751 | 163.62
4670724 | Vacuum Adaptor with ground joint NS 14/23 | 751 | 126.59
4670725 | Vacuum Adaptor with ground joint NS 19/26 | 751 | 82.3
4670727 | SteriMax basic infrared loop sterilizer 230 V | 1380 | 973.32
4670729 | Calibration standard 667-UV25EPUSP liquid filter UV25, Didymium in perchloric acid | 1151 | 780.62
4670730 | Calibration standard 667-UV35 liquid filter 667-UV35, Rare Earth | 1151 | 935.03
4670734 | UV-Sterilisation cabinet Midi with Timer, 4 UV lights and white light, w/o tray, 230 V | 1305 | 2351.84
4670738 | chemiPRO Chemiluminescence Documentation system with 302nm, 230V 50Hz (Europe) UVT | 1326 | 21903.32
4670744 | EZEE UltraBlue protein staining solution 500 ml | 1322 | 133.18
4670746 | EZEE JUSTBLOCK Western Blocking Solution and signal enhancer, 500ml | 1324 | 176.9
4670747 | LumiGO ECL substrate kit 125ml Luminol/enhancer solution (A) 125ml Peroxide solution (B) | 1325 | 364.5
4670748 | LumiGO ECL substrate kit 50 ml Luminol/enhancer solution (A) 100ml Peroxide solution (B) | 1325 | 691.51
4670749 | BLUE Light-Transilluminator 254/365nm 12 x 18cm, 110-240V | 1310 | 820.99
4670750 | Microtome blades HP High profile Plasma L 80mm, W 14mm, for cryo sectioning, plasma coated, pack of 50 | 1400 | 144.44
4670758 | Ice drill, V4A inner-xouter-Ø 8x10mm, depth 10cm | 545 | 179.32
4670759 | Disposable forceps 130 mm, PS pointed/angled, sterile, pack of 100 | 136 | 80.01
4670760 | Disposable forceps 130 mm, PS pointed/angled, pack of 100 | 136 | 52.28
4670761 | Disposable forceps 130 mm, PS pointed, sterile, pack of 100 | 136 | 80.01
4670762 | Disposable forceps 130 mm, PS pointed, pack of 100 | 136 | 52.28
4670763 | Disposable forceps 130 mm, PS broad tip, sterile, pack of 100 | 136 | 80.01
4670764 | Disposable forceps 130 mm, PS broad tip, pack of 100 | 136 | 52.28
4670765 | Disposable forceps 130 mm, PS pointed/angled, blue, sterile, pack of 100 | 136 | 87.03
4670766 | Disposable forceps 130 mm, PS pointed, blue, sterile, pack of 100 | 136 | 87.03
4670767 | Disposable forceps 130 mm, PS broad tip, blue, sterile, pack of 100 | 136 | 87.03
4670768 | OTAL® disposable foot pump PE pipe Ø 12mm | 1038 | 135.98
4670769 | OTAL® disposable hand pump PE tube Ø 12mm | 1038 | 121.69
4670771 | Dosage spoon 0.5 ml, PS, white pack of 100 | 121 | 33.34
4670772 | Dosage spoon 0.5 ml, PS, white, sterile pack of 100 | 121 | 65.19
4670773 | Dosage spoon 1.0 ml, PS, white pack of 100 | 121 | 36.71
4670774 | Dosage spoon 1.0 ml, PS, white, sterile pack of 100 | 121 | 68.84
4670775 | Dosage spoon 2.5 ml, PS, white pack of 100 | 121 | 40.64
4670776 | Dosage spoon 2.5 ml, PS, white, sterile pack of 100 | 121 | 72.65
4670777 | Dosage spoon 5.0 ml, PS, white pack of 100 | 121 | 44.48
4670778 | Dosage spoon 5.0 ml, PS, white, sterile pack of 100 | 121 | 78.45
4670779 | Dosage spoon 10 ml, PS, white pack of 100 | 121 | 48.13
4670780 | Dosage spoon 10 ml, PS, white, sterile pack of 100 | 121 | 82.54
4670781 | Dosage spoon 15 ml, PS, white pack of 100 | 121 | 51.31
4670782 | Dosage spoon 15 ml, PS, white, sterile pack of 100 | 121 | 86.4
4670783 | Dosage spoon 25 ml, PS, white pack of 100 | 121 | 58.89
4670784 | Dosage spoon 25 ml, PS, white, sterile pack of 100 | 121 | 100.16
4670785 | Dosage spoon 50 ml, PS, white pack of 100 | 121 | 84.5
4670786 | Dosage spoon 50 ml, PS, white, sterile pack of 100 | 121 | 149.97
4670787 | Dosage spoon set, PS, white (8 spoons 0.5-50 ml) | 121 | 16.66
4670788 | Measuring spoon 0.5 ml, PS, blue pack of 100 | 122 | 33.34
4670789 | Measuring spoon 0.5 ml, PS, blue, sterile pack of 100 | 122 | 65.19
4670790 | measuring spoon 1.0 ml, PS, blue pack of 100 | 122 | 36.71
4670791 | Measuring spoon 1.0 ml, PS, blue, sterile pack of 100 | 122 | 68.84
4670792 | measuring spoon 2.5 ml, PS, blue pack of 100 | 122 | 40.64
4670793 | Measuring spoon 2.5 ml, PS, blue, sterile pack of 100 | 122 | 72.65
4670794 | measuring spoon 5,0 ml, PS, blue pack of 100 | 122 | 44.48
4670795 | Measuring spoon 5.0 ml, PS, blue, sterile pack of 100 | 122 | 78.45
4670796 | measuring spoon 10 ml, PS, blue pack of 100 | 122 | 48.13
4670797 | Measuring spoon 10 ml, PS, blue, sterile pack of 100 | 122 | 82.54
4670798 | measuring spoon 15 ml, PS, blue pack of 100 | 122 | 51.31
4670799 | Measuring spoon 15 ml, PS, blue, sterile pack of 100 | 122 | 86.4
4670800 | measuring spoon 25 ml, PS, blue pack of 100 | 122 | 58.89
4670801 | Measuring spoon 25 ml, PS, blue, sterile pack of 100 | 122 | 100.16
4670802 | measuring spoon 50 ml, PS, blue pack of 100 | 122 | 84.5
4670803 | Measuring spoon 50 ml, PS, blue, sterile pack of 100 | 122 | 149.97
4670804 | Measuring spoon set, PS, blue (8 spoons 0.5-50 ml) | 122 | 16.66
4670805 | Measuring spoon 0.5 ml, PS, blue detectable, sterile, pack of 100 | 122 | 78.32
4670806 | Measuring spoon 1.0 ml, PS, blue detectable sterile, pack of 100 | 122 | 84.22
4670807 | Measuring spoon 2.5 ml, PS, blue detectable sterile, pack of 100 | 122 | 92.57
4670808 | Measuring spoon 5.0 ml, PS, blue detectable sterile, pack of 100 | 122 | 98.75
4670809 | measuring spoon 10 ml, PS, blue detectable sterile, pack of 100 | 122 | 105.69
4670810 | measuring spoon 15 ml, PS, blue detectable sterile, pack of 100 | 122 | 112.35
4670811 | measuring spoon 25 ml, PS, blue detectable sterile, pack of 100 | 122 | 132.16
4670812 | measuring spoon 50 ml, PS, blue detectable sterile, pack of 100 | 122 | 201
4670813 | Pressure sprayer Turn'n'Spray | 96 | 70.12
4670814 | Pressure Sprayer Food | 97 | 64.29
4670846 | EXACTO Digital Thermo-Hygrometer temp. -20...+70°C humidity range: 35...75% rF | 418 | 23.18
4670847 | INFO Radio-thermometer Measuring range: in -10...+60°C out: -40...+60°C | 419 | 25.05
4670851 | Micro Balance CUBIS® II MCA10.6S 10,1g / 0,001mg, round glass-wind screen, standard | 375 | 43591.17
4670852 | Analytical balance CUBIS® II MCA224S 220g / 0,1mg, w. ioniser and glass-wind screen, standard | 374 | 16349.88
4670855 | Precision balance CUBIS® II MCA5203S 5200g / 1mg, glass-wind screen, standard | 366 | 17534.9
4670856 | Precision balance CUBIS® II MCA6202S 6200g / 10mg, w/o. windscreen, standard | 366 | 9267.92
4670863 | Ultra-Micro Waage CUBIS® II MCA2.7S 2,1g / 0,0001mg,stainless steel windscreen, standard | 375 | 52271.05
4670864 | Ultra-Micro Waage CUBIS® II MCA2.7S 2,1g / 0,0001mg, round glass-wind screen, standard | 375 | 52271.05
4670866 | Precision balance CUBIS® II MCA2202S 2200g / 10mg, w/o. windscreen, standard | 366 | 7644.44
4670873 | Precision balance CUBIS® II MCA3203S 3200g / 1mg, windscreen, standard | 366 | 14249.58
4670879 | Precision balance CUBIS® II MCA524S 520g / 0,1mg, w. ioniser and glass-wind screen, standard | 374 | 19801.38
4670882 | Micro Balance CUBIS® II MCA6.6S 6,1g / 0,001mg, round glass-wind screen, standard | 375 | 41239.04
4670883 | Precision balance CUBIS® II MCA623S 620g / 1mg, glass-wind screen, standard | 366 | 9634.8
4670888 | Precision balance CUBIS® II MCE12201S 12200g / 100mg, w/o. windscreen, standard | 366 | 7491.04
4670975 | Compound microscope OBT 103 Monocular, Achromat 4/10/40 WF10x18; 1W LED | 1101 | 248.27
4670976 | Compound microscope OBT 104 Binocular, Achromat 4/10/40 WF10x18; 1W LED | 1101 | 332.68
4670977 | Compound microscope OBT 105 Monocular, Achromat 4/10/40/100 WF10x18; 1W LED | 1101 | 273.09
4670978 | Compound microscope OBT 106 Binocular, Achromat 4/10/40/100 WF10x18; 1W LED | 1101 | 352.54
4670979 | Transmitted light microscope monocular achromat 4/10/40, HWF10x18; 3W LED | 1101 | 486.6
4670980 | Transmitted light microscope OBE 122 binocular achromat 4/10/40, HWF10x18; 3W LED | 1101 | 557.31
4670981 | Transmitted light microscope OBE 124 trinocular achromat 4/10/40, HWF10x18; 3W LED | 1101 | 663.01
4670982 | Transmitted light microscope OBE 131 monocular achromat 4/10/40/100, HWF10x18; 3W LED | 1101 | 518.88
4670983 | Transmitted light microscope OBE 132 binocular achromat 4/10/40/100; HWF10x18; 3W LED | 1101 | 614.96
4670984 | Transmitted light microscope OBE 134 trinocular achromat 4/10/40/100; HWF10x18; 3W LED | 1101 | 730.27
4670985 | Compound microscope 4/10/40/100; WF10x20; 3W LED 5.1 mpx camera with USB 3.0 interface | 1102 | 1696.78
4670986 | CO2/ UV Kit for Ultra Clear 30 l tank | 1289 | 1219.95
4670987 | CO2/ UV Kit for Ultra Clear 60 l Tank | 1289 | 1244.9
4670988 | CO2 trap CT1, incl. Vent filter VT1 for Ultra Clear RO 80 L Tank | 1289 | 640.72
4670989 | UV Kit for Ultra Clear 80 l tank systems | 1289 | 948.02
4671320 | Clamp 50 ml for CO2-resistant shakers | 510 | 21.43
4671321 | Clamp 100 ml for CO2-resistant shakers | 510 | 23.19
4671322 | Clamp 150 ml for CO2-resistant shakers | 510 | 29.84
4671323 | Clamp 200 ml for CO2-resistant shakers | 510 | 34.86
4671324 | Clamp 250 ml for CO2-resistant shakers | 510 | 33.73
4671325 | Clamp 500 ml for CO2-resistant shakers | 510 | 44.61
4671326 | Clamp 1000 ml for CO2-resistant shakers | 510 | 75.49
4671327 | Clamp 2000 ml for CO2-resistant shakers | 510 | 110.48
4671328 | Clamp 3000 ml for CO2-resistant shakers | 510 | 138.77
4671329 | Clamp 5000 ml for CO2-resistant shakers | 510 | 166.36
4671330 | 500ml Infusion bottle clamp | 510 | 55.5
4671331 | 1000ml Infusion bottle clamp | 510 | 85.99
4671332 | Separating funnel clamp for CO2-resistant shakers | 510 | 312.81
4671333 | Tube rack 40x14 mm for CO2-resistant shakers | 510 | 141.49
4671334 | Tube rack 40x16 mm for CO2-resistant shakers | 510 | 141.49
4671335 | Adjustable tube rack 40x14 mm for CO2-resistant shakers | 510 | 162.67
4671336 | Adjustable tube rack 40x16 mm for CO2-resistant shakers | 510 | 162.67
4671337 | Aluminium universal platform for CO2-resistant shakers | 510 | 283.43
4671338 | Platform with rubber mat for CO2-resistant shakers | 510 | 130.47
4671339 | 96-well microplate holder for CO2-resistant shakers | 510 | 44.07
4671340 | Spring wire frame for CO2-resistant shakers | 510 | 266.18
4671341 | Adhesive mat 140x140 mm for CO2-resistant shakers | 510 | 62.17
4671378 | Expansion adapter with ground joints DURAN® Core NS 45/40, Sleeve NS 71/51 | 645 | 129.47
4671386 | Socket member S 41/25, DURAN® 30 x 2,0 x 120 mm | 654 | 31.12
4671387 | Socket member S 51/25, DURAN® 36x2,8x150 mm | 654 | 48.55
4671388 | Ball member S 41/25, DURAN® 30x2,8x120 mm | 654 | 32.32
4671389 | Ball member S 51/30, DURAN® 30x2,8x150 mm | 654 | 48.63
4671390 | Receiving flasks 100 ml with KS-bowl, PUR-coated | 663 | 129.09
4671401 | ClinoOneWay Ultra Mini PW/I mop 19 x 7 cm, pack of 4 | 1541 | 26.68
4671402 | Mop holder Clino CR autoclavable, twisted with ClinoConnect Lock | 1541 | 110.42
4671404 | Mop holder Clino GMP autoclavable, twisted with ClinoConnect Lock | 1541 | 137.1
4671415 | Mini-Freezer cabinet KBT 08-51 with control ST100, 8 L, 150x300x200mm, corners rounded down | 781 | 4617.34
4671416 | Mini-Freezer cabinet KBT 08-51 with circulation and control ST100, 8 L, 150x300x200mm,,corners rounded down | 781 | 5905.9
4671417 | Filter-Crucible, 30 ml, Por. C 30 mm Ø | 745 | 19.93
4671418 | Filter disc 30 mm, Por.F edge not fused, centered | 747 | 9.04
4671419 | Filter plate 60 mm, por.2 rim not fused and centred | 747 | 17.69
4671421 | Filter plate 60 mm, por.3 rim not fused and centred | 747 | 17.69
4671422 | Filter plate 60 mm, por.F rim not fused and centred | 747 | 26.49
4671423 | Filterplate 90 mm, por.2 rim not fused, round cylindrical | 747 | 33.99
4671424 | Filterplate 90 mm, por.3 rim not fused, round cylindrical | 747 | 33.99
4671425 | Filterplate 90 mm, por.4 rim not fused, round cylindrical | 747 | 44.77
4671426 | Filterplate 90 mm, por.F rim not fused, round cylindrical | 747 | 53.73
4671427 | Filterplate 120 mm, por.3 rim not fused, round cylindrical | 747 | 81.65
4671428 | Filterplate 120 mm, por.4 rim not fused, round cylindrical | 747 | 107.99
4671429 | Filterplate 120 mm, por.F rim not fused, round cylindrical | 747 | 117.36
4671442 | VENT CAP screw connection with squirt pipe, PP, red for bottle 250ml, GL 25 | 92 | 7.13
4671443 | VENT CAP screw connection with squirt pipe, PP, blue for bottle 250ml, GL 25 | 92 | 7.13
4671444 | VENT CAP screw connection with squirt pipe, PP, green for bottle 250ml, GL 25 | 92 | 7.13
4671445 | VENT CAP screw connection with squirt pipe, PP, orange for bottle 250ml, GL 25 | 92 | 7.13
4671446 | VENT CAP screw connection with squirt pipe, PP, yellow for bottle 250ml, GL 25 | 92 | 7.13
4671448 | epT.I.P.S.® Racks Biopur® 2-200 µL, 53 mm, yellow, colourless tips, pack of 480 tips (5 racks × 96 tips) | 997 | 99.98
4671454 | epT.I.P.S.® Racks Biopur® 0.1-5 mL, 120 mm, purple, colourless tips, pack of 120 tips (5 racks × 24 tips) | 997 | 99.51
4671456 | epT.I.P.S.® Racks Biopur® 0.5-10 mL, 165 mm, turquoise, colourless tips, pack of 120 tips (5 racks × 24 tips) | 997 | 119.2
4671525 | MixMate®, basic unit without vessel holder 230 V/50-60 Hz (EU) | 504 | 2682.17
4671599 | VENT CAP screw connection with squirt pipe, PP, red for bottle 250ml, GL 45 | 92 | 7.95
4671600 | VENT CAP screw connection with squirt pipe, PP, blue for bottle 250ml, GL 45 | 92 | 7.95
4671601 | VENT CAP screw connection with squirt pipe, PP, green for bottle 250ml, GL 45 | 92 | 7.95
4671602 | VENT CAP screw connection with squirt pipe, PP, orange for bottle 250ml, GL 45 | 92 | 7.95
4671603 | VENT CAP screw connection with squirt pipe, PP, yellow for bottle 250ml, GL 45 | 92 | 7.95
4671604 | VENT CAP screw connection with squirt pipe, PP, clear for bottle 500ml, GL 25 | 92 | 7.13
4671605 | VENT CAP screw connection with squirt pipe, PP, red for bottle 500ml, GL 25 | 92 | 7.13
4671606 | VENT CAP screw connection with squirt pipe, PP, blue for bottle 500ml, GL 25 | 92 | 7.13
4671607 | VENT CAP screw connection with squirt pipe, PP, green for bottle 500ml, GL 25 | 92 | 7.13
4671608 | VENT CAP screw connection with squirt pipe, PP, orange for bottle 500ml, GL 25 | 92 | 7.13
4671609 | VENT CAP screw connection with squirt pipe, PP, yellow for bottle 500ml, GL 25 | 92 | 7.13
4671610 | VENT CAP screw connection with squirt pipe, PP, clear for bottle 500ml, GL 45 | 92 | 7.95
4671611 | VENT CAP screw connection with squirt pipe, PP, red for bottle 500ml, GL 45 | 92 | 7.95
4671612 | VENT CAP screw connection with squirt pipe, PP, blue for bottle 500ml, GL 45 | 92 | 7.95
4671613 | VENT CAP screw connection with squirt pipe, PP, green for bottle 500ml, GL 45 | 92 | 7.95
4671614 | VENT CAP screw connection with squirt pipe, PP, orange for bottle 500ml, GL 45 | 92 | 7.95
4671615 | VENT CAP screw connection with squirt pipe, PP, yellow for bottle 500ml, GL 45 | 92 | 7.95
4671616 | VENT CAP screw connection with squirt pipe, PP, red for bottle 1000ml, GL 32 | 92 | 7.49
4671617 | VENT CAP screw connection with squirt pipe, PP, red for bottle 1000ml, GL 63 | 92 | 8.6
4671671 | Digital Platform KDP 300-3 max 0,35 kg, Ø 105 mm | 357 | 436.94
4671672 | Digital Platform KDP 3000-2 max 3,5 kg, 160 x 160 mm | 357 | 436.94
4671673 | Digital Platform KDP 10K-4 Readability 0.1 g, linearity 0.3 g max 10 kg, 160 x 160 mm | 357 | 407.16
4671674 | Digital Platform KDP 10K-3 Readability 1 g, linearity 3 g max 10 kg, 160 x 160 mm | 357 | 387.3
4671678 | Pocket balance TGC 150-2 max 150 g, readability 0.01 g, weighing plate Ø 81 mm | 354 | 23.75
4671679 | Pocket balance TGC 500-1 max 500 g, readability 0.1 g, weighing plate Ø 81 mm | 354 | 23.75
4671680 | Pocket balance TGC 1K-3 max 1000 g, readability 1 g, weighing plate Ø 81 mm | 354 | 23.75
4671681 | School balance EHA 500-1 max 500 g, readability 0.1 g, linearity 0.2 g weighing plate Ø 105 mm | 355 | 80.76
4671682 | School balance EHA 500-2 max 500 g, readability 0.01 g, linearity 0.02 g weighing plate Ø 105 mm | 355 | 100.05
4671683 | School balance EHA 3000-0 max 3000 g, readability 1 g, linearity 2 g weighing plate Ø 105 mm | 355 | 80.76
4671684 | School balance EHA 3000-1 max 3000 g, readability 0.1 g, linearity 0.3 g weighing plate Ø 105 mm | 355 | 100.05
4671769 | rotarus PK 10-16-5 1-channel pump head, 5 rollers | 1046 | 1702.74
4671770 | rotarus PKF 60-16-3 Single-channel pump head, 3 rollers | 1046 | 444.17
4671771 | rotarus PKF 60-24-3 Single-channel pump head, 3 rollers | 1046 | 444.17
4671772 | rotarus MKF 60-2-8 2-channel pump head, 8 rollers | 1046 | 587.01
4671773 | rotarus MKF 60-4-8 4-channel pump head, 8 rollers | 1046 | 745.99
4671774 | rotarus MKF 60-8-8 8-channel pump head, 8 rollers | 1046 | 1063.95
4671775 | rotarus MKF 60-16-2-4 2-channel pump head, 4 rollers | 1046 | 587.01
4671776 | rotarus MKF 60-16-4-4 4-channel pump head, 4 rollers | 1046 | 824.61
4671777 | rotarus adapter-set PKF 60 for the use as feeding pump without RFID | 1046 | 132.59
4671778 | rotarus adapter-set PKF 60 for the use as dispensing pump with RFID | 1046 | 149.44
4671779 | rotarus adapter-set MKF 60 for the use as feeding pump without RFID | 1046 | 132.59
4671780 | rotarus adapter-set MKF 60 for the use as dispensing pump with RFID | 1046 | 149.44
4671781 | rotarus smart 30 set with PKF 60-16-3 DC-motor, 10-350 1/min, IP 43, white | 1046 | 2653.82
4671782 | rotarus smart 30 set with MKF 60-4-8 DC-motor, 10-350 1/min, IP 43, white | 1046 | 2902.67
4671810 | High-Performance Freezer series TSH, 326 ltr. -15°C to -35°C, incl. 4 shelves, 230 V 50 Hz, 79.0 x 61.9 x 185.4 cm | 783 | 7823.4
4671820 | Measuring scoops, HDPE, 750 ml black | 138 | 8.27
4671821 | Measuring scoops, HDPE, 1250 ml black | 138 | 12.07
4671822 | Wash bottle set, 1000 ml, coloured, LDPE/PP blue, yellow, red, green (1 pc each) | 91 | 36.54
4671829 | CAPPWash 8 channel Plate Washer | 1146 | 581.91
4671830 | CAPPWash 12 channel Plate Washer | 1146 | 613.53
4671854 | Microbalance 22g x 1µg | 374 | 15295.56
4671855 | Microbalance 22g/5,1g x 001mg/1µg | 374 | 13572.98
4671856 | Semi Microbalance 250g x 0,01mg | 374 | 7048.65
4671954 | Standard grinding vessel 1,4l Makrolon (PC) | 580 | 133.45
4671956 | Standard lid silicone | 580 | 62.28
4671957 | Reducing lid PP | 580 | 508.82
4671958 | Reducing gate valve for dry samples | 580 | 122.79
4671959 | Nitrogen lid complete | 580 | 376.41
4671960 | Set of single-use sieve inserts set of 10 pieces | 580 | 190.19
4671961 | Standard knife stainless steel | 580 | 242.5
4671962 | Stainless steel sickle knife with serrated edge | 580 | 994.74
4671963 | Sieving ring, 2,00 mm square hole, stainless steel | 588 | 538.41
4671964 | Sieving ring, 4,00 mm, square hole, stainless steel | 588 | 538.41
4671965 | Sieving ring, 6,00 mm square hole, stainless steel | 588 | 538.41
4671967 | Universal knife mill PULVERISETTE 19 - 50-700 U/min | 589 | 18009.42
4671968 | Block with 10 holes of 13 mm diameter flat bottom | 892 | 259.94
4671969 | Block with 18 holes for 12x75 mm round bottom tubes | 892 | 259.94
4671970 | Block with 2 holes of 48 mm diameter flat bottom | 892 | 259.94
4671971 | Block with 23 holes for 1,5 ml tube, flat bottom | 892 | 259.94
4671972 | Block with 5 holes of 29 mm diameter flat bottom | 892 | 259.94
4671973 | Rotor for 24 gel-cards fits LMC-3000 und LMC-4200R | 669 | 663.98
4671974 | Personal bioreactor EU incl. TubeSpin Bioreactor 50, TPP, 20 pcs EU plug | 1379 | 4502.81
4671975 | Personal bioreactor EU with cooling incl. TubeSpin Bioreactor 50, TPP, 20 pcs EU plug | 1379 | 4724.94
4671980 | Hand operator set, for the FTA-2i Aspirator | 1352 | 453.23
4671981 | Centrifuge low speed benchtop, 0 - 4200 rpm, 12 x 2-50ml tubes/2 x plates | 669 | 5044.51
4672019 | "Pocket" sodium chloride refractometer PAL-03CS | 1127 | 318.21
4672062 | LLG-80-well Microtube racks, assorted colours, PP, for 1.5/2.0 ml tubes, (multi colour pack) | 33 | 17.79
4672063 | LLG-80-well Microtube racks, yellow, PP, for 1.5/2.0 ml tubes, pack of 5 | 33 | 17.79
4672064 | LLG-80-well Microtube racks, red, PP, for 1.5/2.0 ml tubes, pack of 5 | 33 | 17.79
4672065 | LLG-80-well Microtube racks, blue, PP, for 1.5/2.0 ml tubes, pack of 5 | 33 | 17.79
4672067 | LLG-80-well Microtube racks, orange, PP, for 1.5/2.0 ml tubes, pack of 5 | 33 | 17.79
4672068 | LLG-80-well Microtube racks, green, PP, for 1.5/2.0 ml tubes, pack of 5 | 33 | 17.79
4672069 | NMR tubes, Ø 5 mm Borosilicate glass 3.3, High Precision L 178 mm, s 0,385 mm, pack of 10 | 1452 | 66.6
4672070 | NMR tubes, Ø 5 mm Borosilicate glass 3.3, High Precision L 178 mm, s 0,385 mm, pack of 10 | 1452 | 140.97
4672071 | NMR tubes, Ø 3 mm UV protection L 178 mm, s 0,295 mm | 1452 | 64.09
4672072 | NMR tubes, Ø 5 mm UV protection L 178 mm, s 0,38 mm | 1452 | 64.09
4672073 | NMR septal cap Ø 5 mm, 55° shore A 0.9 mm Silicon white / PTFE blue slitted, pack of 100 | 1454 | 146.84
4672077 | Pasteur pipettes, L: 300mm, tip open clear soda glass, with constriction pack of 1000 | 936 | 211.88
4672078 | Pasteur pipettes, L: 350mm, tip open clear soda glass, with constriction pack of 1000 | 936 | 396.08
4672079 | neoform® RTF 115 wipes disposable fleece cloth dispenser system incl. fleece cloths, pack of 8 | 1162 | 147.58
4672116 | Panthera TEC MAT BF (6"x4") | 441 | 4809.48
4672117 | Panthera TEC POL Trinokular | 442 | 4881.81
4672118 | Digital Camera Moticam S1 | 1104 | 487.31
4672119 | Digital Camera Moticam S3 | 1104 | 591.28
4672120 | Digital Camera Moticam S6 | 1104 | 740.96
4672121 | Digital Camera Moticam Pro S5 Lite | 1104 | 1248.61
4672124 | Thermal HL90 bath fluid 10 liters (-90...+250 °C) | 828 | 2096.46
4672125 | Thermal HL90 bath fluid 5 liters (-90...+250 °C) | 828 | 1074.44
4672126 | Stand HG 40 for noise protection LS 40 | 613 | 949.12
4672127 | Noise protection LS 40 | 614 | 2107.83
4672131 | Pipette tips ClipTip 300 Ext- 100-300µl, 10mm, in rack, pack of 8x96 w/o filter, orange, low retention, non sterile | 965 | 67.22
4672132 | Pipette tips ClipTip 300 Ext- 100-300µl, 10mm, in rack, pack of 8x96 w/o filter, orange, low retention, sterile | 965 | 86.87
4672133 | Filter tips ClipTip 300 EXT. 100-300µl, 10mm, sterile, in rack, pack of 8x96 with filter, orange | 965 | 98.81
4672134 | Pipette tips ClipTip 300 Ext refill pack 100-300µl, 10mm, in rack, pack of 10x96 w/o filter, orange, low retention, non sterile | 965 | 77.89
4672166 | Optical glass cell W680/OG/20 path length 20 mm | 1147 | 135.07
4672182 | CHROMABOND Drying attachment SPE for 12 columns suitable for REF 730150N | 1466 | 686.24
4672193 | Integrated printer | 1202 | 630.7
4672207 | Press tool XRF series for 40 mm Alu-cups | 599 | 1474.69
4672208 | Press tool XRF series 40/32 mm rings (AD/ID) | 599 | 1369.35
4672209 | Press tool XRF series 40/35 mm rings (AD/ID) | 599 | 1369.35
4672210 | Press tool XRF series 51.5/35 mm rings (AD/ID) | 599 | 1299.13
4672211 | Heating mantle model CMUV20/CL 20 ltr., 230 V 50/60Hz, 3000 W with controller | 849 | 5271.25
4672219 | ScienceLine plus pH electrode -5...+100°C, 0...14 pH, L 170mm, 12mm dia. 3 m fixed cable with DIN and banana plug | 319 | 644.49
4672220 | ScienceLine plus pH electrode -5...+100°C, 0...14 pH, L 120mm, 12mm dia. with plug head, glass shaft, Pt junction | 319 | 428.75
4672222 | ScienceLine plus pH combination electrode -5...+100°C, 0...14 pH, L 170mm, 12mm dia. 3 m fixed cable with DIN and banana plug | 319 | 644.49
4672223 | ScienceLine plus pH combination electrode -5...+100°C, 0...14 pH, L 70/130mm, 12/5mm dia. Micro-electrode with plug head, glass shaft | 319 | 565.32
4672242 | Cryo-Grip® Gloves, size S, pair, wrist lenght, waterproof | 243 | 307.18
4672243 | Cryo-Grip® Gloves, size M, pair, wrist lenght, waterproof | 243 | 307.18
4672244 | Cryo-Grip® Gloves, size L, L, pair, wrist lenght, waterproof | 243 | 307.18
4672245 | Cryo-Grip® Gloves, size XL, pair, wrist lenght, waterproof | 243 | 313.64
4672246 | Cryo-Grip® Gloves, size S, pair, forearm length, waterpfoof | 243 | 313.64
4672247 | Cryo-Grip® Gloves, size M pair, forearm length, waterproof | 243 | 313.64
4672248 | Cryo-Grip® Gloves, size L, pair, forearm length, waterproof | 243 | 313.64
4672249 | Cryo-Grip® Gloves, size XL, pair, forearm length, waterproof | 243 | 322.26
4672250 | Cryo-Grip® Gloves, size S, pair, elbow length, waterproof | 243 | 384.11
4672251 | Cryo-Grip® Gloves, size M, pair, elbow length, waterproof | 243 | 384.11
4672252 | Cryo-Grip® Gloves, size L, pair, elbow length, waterproof | 243 | 384.11
4672253 | Cryo-Grip® Gloves, size XL pair, elbow length, waterproof | 243 | 391.1
4672254 | Cryo-Grip® Gloves, size S, pair, shoulder length, waterproof | 243 | 470.72
4672255 | Cryo-Grip® Gloves, size M, pair, shoulder length, waterproof | 243 | 470.72
4672256 | Cryo-Grip® Gloves, size L, pair, shoulder length, waterproof | 243 | 470.72
4672257 | Cryo-Grip® Gloves, size XL, pair, shoulder length, waterproof | 243 | 465.36
4672259 | Energizer® TAC 700 Torch incl. 2x CR123 700 LM | 132 | 38.66
4672274 | EASY single cell funnel disposable with white filter card pack of 40 | 1350 | 107.19
4672276 | Fixed cyto-rotor with open, fixed 4-positions rotor | 1350 | 469.95
4672291 | Water bath Hydro H 4 230 V; 50/60 Hz, 4L, 0,5kW 245x100/165mm | 833 | 1259.63
4672292 | Water bath Hydro H 8 230 V; 50/60 Hz, 8L, 1,0 kW, 245x200/165mm | 833 | 1372.07
4672293 | Water bath Hydro H 16 230 V; 50/60 Hz, 16L, 1,5kW 400x245/165 mm | 833 | 1467.53
4672294 | Water bath Hydro H 22 230 V; 50/60 Hz, 22L, 1,5 kW, 400x245/225 mm | 833 | 1670.35
4672295 | Water bath Hydro H 24 230 V; 50/60 Hz, 24L, 1,5kW 600x245/165 mm | 833 | 1706.15
4672296 | Water bath Hydro H 41 230 V; 50/60 Hz, 41L, 1,5 kW, 410x296/335 mm | 833 | 1861.25
4672310 | Lid for acrylic glass and stainless steel chamber with 8 vacuum connections (piston drying) | 1091 | 1011.28
4672312 | Additional shelf space for insert rack (max 4 additional pieces) | 1091 | 286.55
4672314 | Vacuum pump 2-stage, 1.8m³/h, type E2M1.5 | 1091 | 2815.21
4672323 | Lid for acrylic glass and stainless steel chamber | 1092 | 594.14
4672326 | Additional shelf space for insert frame, unheated (max 5 additional pieces) | 1092 | 313.03
4672327 | Insert rack with 1 shelf space, D280mm, heated (additional shelf space under B1040186) | 1092 | 5296.36
4672328 | Additional shelf space for insert frame, heated (max 4 additional pieces) | 1092 | 610.09
4672330 | Vacuum pump 2-stage, 9.7m³/h, type RV8 | 1092 | 5240.96
4672374 | LABOPORT® Diaphragm Vacuum Pump N 96 0.30-0,42 m³/h, <130 mbar abs. IP 40 | 1062 | 539.5
4672375 | LABOPORT® Diaphragm Vacuum Pump N 820 G chemically resistant, 1.2 m³/h, 6 mbar abs. IP 30 | 1067 | 2158.85
4672376 | LABOPORT® Diaphragm Vacuum Pump N 840 G chemically resistant, 2.04 m³/h, 6 mbar abs. IP 30 | 1067 | 2376.68
4672377 | Measuring pipette 1 ml, class AS blue grad., 360 mm pack of 10 | 931 | 41.19
4672378 | Measuring pipette 2 ml, class AS blue grad., 360 mm pack of 10 | 931 | 41.19
4672379 | Measuring pipette 5 ml, class AS blue grad., 360 mm pack of 10 | 931 | 42.22
4672380 | Measuring pipette 10 ml, class AS blue grad., 360 mm pack of 10 | 931 | 38.01
4672381 | Measuring pipette 20 ml, class AS blue grad., 450 mm pack of 10 | 931 | 69.75
4672382 | Measuring pipette 25 ml, class AS blue grad., 450 mm pack of 10 | 931 | 70.19
4672383 | Measuring pipette 50 ml, class AS blue grad., 720 mm pack of 10 | 931 | 221.62
4672387 | Wide mouth bottle 100ml, PE graduated, with closure PP pack of 10 | 74 | 5.93
4672388 | Wide mouth bottle 1000ml PE graduated, with closure PP pack of 10 | 74 | 16.48
4672389 | Wide mouth bottle 2000ml PE graduated, with closure PP pack of 10 | 74 | 29.87
4672390 | Wide mouth bottle 250ml PE graduated, with closure PP pack of 10 | 74 | 7.72
4672391 | Wide mouth bottle 50ml, PE graduated, with closure PP pack of 10 | 74 | 5.67
4672392 | Wide mouth bottle 500ml PE graduated, with closure PP pack of 10 | 74 | 9.79
4672393 | Cylindrical jar 1000 ml, HDPE white, with black screw cap pack of 10 | 47 | 21.11
4672394 | Cylindrical jars 120 ml, HDPE white, with black screw cap, ribbed pack of 10 | 47 | 11.58
4672395 | Cylindrical jar 250 ml, HDPE white, with black screw cap pack of 10 | 47 | 12.62
4672396 | Cylindrical jar 500 ml, HDPE white, with black screw cap pack of 10 | 47 | 15.19
4672397 | Cylindrical jar 70 ml, HDPE white, with black screw cap pack of 10 | 47 | 11.84
4672424 | Ultra low temperature chest freezer ULT C75, 71L, 930x550x580 mm (HxBxT) min. temp -86°C, 2 year extended exchange warranty | 773 | 7180.82
4672425 | Ultra low temperature chest freezer ULT C200, 189L, 890x920x630 mm (HxBxT) min. temp -86°C, 2 year extended exchange warranty | 773 | 9269.45
4672426 | Ultra low temperature chest freezer ULT C300, 284L, 890x1260x630 mm (HxBxT) min. temp -86°C, 2 year extended exchange warranty | 773 | 10220.02
4672427 | Ultra low temperature chest freezer ULT C400, 368L, 890x1560x630 mm (HxBxT) min. temp -86°C, 2 year extended exchange warranty | 773 | 10829.36
4672428 | Ultra low temperature upright freezer ULT U100, 91L, 830x595x630 mm (HxBxT) min. temp -86°C, 2 year extended exchange warranty | 773 | 8772.6
4672430 | Low temperature chest freezer XLT C75, 71L, 900x555x580 mm (HxBxT) min. temp -65 °C, 2 year extended exchange warranty | 780 | 3903.52
4672431 | Low temperature chest freezer XLT C150, 133L, 890x720x630 mm (HxBxT) min. temp -65 °C, 2 year extended exchange warranty | 780 | 4289.75
4672432 | Low temperature chest freezer XLT C200, 189L, 890x920x630 mm (HxBxT) min. temp -65 °C, 2 year extended exchange warranty | 780 | 5092.19
4672433 | Low temperature chest freezer XLT C300, 284L, 890x1260x630 mm (HxBxT) min. temp -65 °C, 2 year extended exchange warranty | 780 | 5189.69
4672434 | Low temperature chest freezer XLT C400, 368L, 890x1560x630 mm (HxBxT) min. temp -65 °C, 2 year extended exchange warranty | 780 | 5654.67
4672435 | Low temperature chest freezer XLT C500, 476L, 890x1660x690 mm (HxBxT) min. temp -65 °C, 2 year extended exchange warranty | 780 | 7036.45
4672437 | Low temperature chest freezer LT C150, 133L, 890x720x630 mm (HxBxT) min. temp -45 °C, 2 year extended exchange warranty | 780 | 2232.99
4672438 | Low temperature chest freezer LT C200, 189L, 890x920x630 mm (HxBxT) min. temp -45 °C, 2 year extended exchange warranty | 780 | 2394.23
4672439 | Low temperature chest freezer LT C300, 284L, 890x1260x630 mm (HxBxT) min. temp -45 °C, 2 year extended exchange warranty | 780 | 2553.6
4672440 | Low temperature chest freezer LT C400, 368L, 890x1560x630 mm (HxBxT) min. temp -45 °C, 2 year extended exchange warranty | 780 | 2988.57
4672441 | Low temperature chest freezer LT C500, 476L, 890x1660x690 mm (HxBxT) min. temp -45 °C, 2 year extended exchange warranty | 780 | 3888.52
4672444 | Rack for chest freezer, 335x140x140 mm (HxDxW), for 6 x 50mm high boxes | 780 | 128.27
4672445 | Rack for chest freezer, 445x140x140 mm (HxDxW), for 8 x 50mm high boxes | 780 | 126.94
4672446 | Rack for chest freezer, 610x140x140 mm (HxDxW), for 11 x 50mm high boxes | 780 | 131.25
4672447 | Rack for chest freezer, 326x140x140 mm (HxDxW), for 4 x 75mm high boxes | 780 | 128.27
4672448 | Rack for chest freezer, 406x140x140 mm (HxDxW), for 5 x 75mm high boxes | 780 | 130.65
4672449 | Rack for chest freezer, 629x140x140 mm (HxDxW), for 8 x 75mm high boxes | 780 | 137.7
4672450 | Rack for chest freezer, 320x140x140 mm (HxDxW), for 3 x 100mm high boxes | 780 | 128.27
4672451 | Rack for chest freezer, 425x140x140 mm (HxDxW), for 4 x 100mm high boxes | 780 | 135.4
4672452 | Rack for chest freezer, 530x140x140 mm (HxDxW), for 5 x 100mm high boxes | 780 | 131.25
4672453 | Rack for upright freezer, 225x280x135 mm (HxDxW), for 8 (4x2) x 50mm high boxes | 780 | 154.92
4672457 | Rack for upright freezer, 275x280x135 mm (HxDxW), for 10 (5x2) x 50mm high boxes | 780 | 157.06
4672458 | Rack for ULT U100, 1 Rack for ULT U100 mm (HxDxW), for 74 x 50mm high boxes | 780 | 1616.16
4672459 | Rack for upright freezer, 160x280x135 mm (HxDxW), for 4 (2x2) x 75mm high boxes | 780 | 150.61
4672460 | Rack for upright freezer, 240x280x135 mm (HxDxW), for 6 (3x2) x 75mm high boxes | 780 | 154.92
4672461 | Rack for ULT U100, 1 Rack for ULT U100 mm (HxDxW), for 45 x 75mm high boxes | 780 | 1616.16
4672462 | Rack for upright freezer, 210x280x135 mm (HxDxW), for 4 (2x2) x 100mm high boxes | 780 | 150.61
4672463 | Rack for ULT U100, 1 Rack for ULT U100 mm (HxDxW), for 33 x 100mm high boxes | 780 | 1616.16
4672511 | Hotplate, 230V digital, aluminium, blue | 842 | 736.08
4672513 | Hotplate, 230V digital, aluminium, white | 842 | 736.08
4672514 | Hotplate, 230V digital, ceramic, blue | 842 | 804.57
4672516 | Hotplate, 230V digital, ceramic, white | 842 | 804.57
4672517 | Hotplate Stirrer 230V digital, aluminum, blue | 466 | 978.09
4672519 | Hotplate Stirrer 230V digital, aluminum, white | 466 | 978.09
4672520 | Hotplate Stirrer 230V digital, ceramic, blue | 466 | 1040.06
4672522 | Hotplate Stirrer 230V digital, ceramic, white | 466 | 1040.06
4672523 | Tissue culture plates 4-well, PS 1.96cm², treated, sterile Standard type for adhesion cell, pack of 100 | 1337 | 161.16
4672524 | Tissue culture plates 384-well, PS 0.1135cm², treated, sterile Standard type for adhesion cell, pack of 100 | 1337 | 179.37
4672525 | Tissue culture plates 4-well, PS 1.96cm², treated, sterile General type for proliferation, pack of 100 | 1336 | 143.77
4672526 | Tissue culture plates 6-well, PS 10.0cm², treated, sterile General type for proliferation, pack of 100 | 1336 | 131.19
4672527 | Tissue culture plates 12-well, PS 3.9cm², treated, sterile General type for proliferation, pack of 100 | 1336 | 146.26
4672528 | Tissue culture plates 24-well, PS 1.9cm², treated, sterile General type for proliferation, pack of 100 | 1336 | 146.26
4672529 | Tissue culture plates 48-well, PS 0.7cm², treated, sterile General type for proliferation, pack of 100 | 1336 | 147.52
4672530 | Tissue culture plates 96-well, PS 0.3cm², treated, sterile General type for proliferation, pack of 100 | 1336 | 131.19
4672531 | Tissue culture plates 96-well, PS 0.32cm², treated, sterile General type for proliferation, pack of 100 | 1336 | 150.22
4672532 | Tissue culture plates 384-well, PS 0.1135cm², treated, sterile General type for proliferation, pack of 100 | 1336 | 160.19
4672533 | Tissue culture dishes 1.8cm, 1.41cm² General type for proliferation pack of 300 | 1331 | 101.41
4672534 | Tissue culture dishes 3.5cm, 8.5cm² General type for proliferation pack of 960 | 1331 | 184.37
4672535 | Tissue culture dishes 6.0cm, 21.2cm² General type for proliferation pack of 600 | 1331 | 143.23
4672536 | Tissue culture dishes 6.0cm, 3.3 (center-well) General type for proliferation pack of 600 | 1331 | 149.22
4672537 | Tissue culture dishes 7.0cm, 36.3cm² General type for proliferation pack of 600 | 1331 | 143.23
4672538 | Tissue culture dishes 9.0cm, 55.0cm² General type for proliferation pack of 500 | 1331 | 136.56
4672539 | Tissue culture dishes 10,0cm, 60,8cm² General type for proliferation pack of 300 | 1331 | 90.46
4672540 | Tissue culture dishes 15.0cm, 143.0cm² General type for proliferation pack of 120 | 1331 | 155.7
4672541 | Tissue culture dishes 15.0cm, 143.0cm² General type for proliferation pack of 100 | 1331 | 122.92
4672542 | Tissue culture dishes 1.8cm, 1.41cm² Standard type for adhesion cell pack of 300 | 877 | 112.68
4672543 | Tissue culture dishes 3.5cm, 8.5cm² Standard type for adhesion cell pack of 960 | 877 | 207.59
4672544 | Tissue culture dishes 6.0cm, 21.2cm² Standard type for adhesion cell pack of 600 | 877 | 161.16
4672545 | Tissue culture dishes 6.0cm, 3.3 (center-well) Standard type for adhesion cell pack of 600 | 877 | 185.33
4672546 | Tissue culture dishes 7.0cm, 36.3cm² Standard type for adhesion cell pack of 600 | 877 | 161.16
4672547 | Tissue culture dishes 9.0cm, 55.0cm² Standard type for adhesion cell pack of 500 | 877 | 191.22
4672548 | Tissue culture dishes 10,0cm, 60,8cm² Standard type for adhesion cell pack of 300 | 877 | 126.68
4672549 | Tissue culture dishes 15.0cm, 143cm² Standard type for adhesion cell pack of 120 | 877 | 186.84
4672550 | Tissue culture dishes 15.0cm, 143cm² Standard type for adhesion cell pack of 100 | 877 | 137.35
4672553 | J-Hook 9,0mm, for exchange Light green, sterile, pack of 100 | 1342 | 47.23
4672554 | Blade narrow, 2,5mm, for exchange Light green, sterile, pack of 100 | 1342 | 47.23
4672555 | Flat blade cell lifter 23,4cm Individually packaged, sterile, pyrongen-free pack of 100 | 1342 | 42.93
4672556 | Cell scraper 23 cm, light green Individually packaged, sterile, pyrongen-free pack of 150 | 1342 | 130.93
4672557 | Cell scraper 30 cm, light green Individually packaged, sterile, pyrongen-free pack of 150 | 1342 | 173.94
4672558 | Cell scraper 23 cm, light green Individually packaged, sterile, pyrongen-free 20 cm free rotating blade, pack of 150 | 1342 | 130.93
4672559 | Cell scraper 30 cm, light green Individually packaged, sterile, pyrongen-free 12 cm free rotating blade, pack of 150 | 1342 | 173.94
4672560 | Cell scraper 25 cm Indiv. packaged, gamma irradiated, pyrongen-free Muti-position blade, pack of 100 | 1342 | 79.36
4672561 | Cell lifter 25 cm Indiv. packaged, gamma irradiated, pyrongen-free Muti-position blade, pack of 100 | 1342 | 79.36
4672562 | Cell scraper 39 cm Indiv. packaged, gamma irradiated, pyrongen-free Muti-position blade, pack of 100 | 1342 | 116.4
4672563 | Cell lifter 39 cm Indiv. packaged, gamma irradiated, pyrongen-free Muti-position blade, pack of 100 | 1342 | 116.4
4672564 | Aspiration pipette 1ml, PS without graduation, sterile, 268.5±2.0 mm pack of 1000 | 937 | 145.02
4672565 | Aspiration pipette 2ml, PS without graduation, sterile, 272.0±2.0 mm pack of 1000 | 937 | 172.94
4672566 | Aspiration pipette 5ml, PS without graduation, sterile, 341.0±2.0 mm pack of 400 | 937 | 112.07
4672567 | Aspiration pipette 10ml, PS without graduation, sterile, 346.3±2.0 mm pack of 400 | 937 | 101.15
4672568 | Aspiration pipette 25ml, PS without graduation, sterile, 308.5±2.0 mm pack of 150 | 937 | 73.9
4672569 | Aspiration pipette 50ml, PS without graduation, sterile, 346.2±2.0 mm pack of 100 | 937 | 92.38
4672570 | Aspiration pipette 2ml, PS without graduation, non-sterile, 272.0±2.0 mm pack of 1000 | 937 | 167.33
4672571 | Aspiration pipette 5ml, PS without graduation, non-sterile, 341.0±2.0 mm pack of 400 | 937 | 107.18
4672572 | Aspiration pipette 10 ml, PS without graduation, non-sterile, 346.3±2.0 mm pack of 400 | 937 | 95.62
4672573 | Aspiration pipette 25 ml, PS without graduation, non-sterile, 308.5±2.0 mm pack of 150 | 937 | 67.74
4672574 | Aspiration pipette 50 ml, PS without graduation, non-sterile, 346.2±2.0 mm pack of 100 | 937 | 86.22
4672604 | Compact Incubator Heratherm IMC18 Circulation air, 18 l, darkened windscreen | 865 | 1217.69
4672608 | Multifuge Centrifuge X4R Pro | 687 | 17344.77
4672619 | Herasafe Biological Safety Cabinet 2030i | 1359 | 20599.78
4672620 | Herasafe Biological Safety Cabinet 2030i | 1359 | 26267.3
4672621 | Herasafe Biological Safety Cabinet 2030i | 1359 | 26921.24
4672622 | Maxisafe Biological Safety Cabinet 2030i | 1360 | 28665.09
4672628 | High performance freezer TSX 650 L | 783 | 9552.66
4672629 | High performance freezer TSX 1447 L | 783 | 14470.39
4672630 | High performance laboratory freezer TSX 326 L | 784 | 7563.78
4672631 | High performance laboratory freezer TSX 650 L | 784 | 8411.03
4672632 | High performance laboratory freezer TSX 827 L | 784 | 9199.16
4672633 | High performance laboratory freezer TSX 1297 L | 784 | 12117.57
4672634 | High performance laboratory freezer TSX 1447 L | 784 | 12234.64
4672635 | High performance laboratory freezer TSX 326 L | 784 | 6882.28
4672636 | High performance laboratory freezer TSX 650 L | 784 | 7882.51
4672637 | High performance laboratory freezer TSX 827 L | 784 | 8246.44
4672638 | High performance laboratory freezer TSX 1447 L | 784 | 11069.82
4672643 | Plasma high performance freezer TSX 326 L | 784 | 10015.11
4672644 | Plasma high performance freezer TSX 650 L | 784 | 10893.65
4672645 | Plasma high performance freezer TSX 827 L | 784 | 13543.18
4672646 | Plasma high performance freezer TSX 1447 L | 784 | 16038.55
4672647 | Enzyme high performance freezer TSX 650 L | 784 | 10176.21
4672648 | Enzyme high performance freezer TSX 827 L | 784 | 11423.32
4672667 | Liquid nitrogen storage container BIO GT 2-K incl. plastic canister, aluminium | 768 | 779.79
4672673 | Compact scale 300g x 0.01g, explosion-proof | 358 | 1640.49
4672674 | Compact scale 3000g x 0.1g, explosion-proof | 358 | 1640.49
4672675 | Compact scale 12kg x 1g, explosion-proof | 358 | 1640.49
4672680 | Protection spectacle SecureFit 200 SG/AF, lenses: PC clear frame: blue, SF201SGAF-BLU-EU | 197 | 15.57
4672685 | Half mask HF-801SD, size S Secure Click, with speech membrane | 211 | 76.36
4672686 | Half mask HF-802, size M Secure Click | 211 | 61.29
4672687 | Half mask HF-802SD, size M Secure Click, with speech membrane | 211 | 76.36
4672689 | Half mask HF-803SD, size L Secure Click, with speech membrane | 211 | 76.36
4672690 | Protection spectacles sportstyle 9193 colour: black/lime, lenses:PC, colourless, UV 400, supravision extreme | 200 | 18.72
4672692 | Protection spectacles megasonic sv. excellence, 9320, colour: grey/blue, lenses:PC clear, UV 400 / 2C-1,2, supravision excellence | 203 | 25.01
4672693 | Protective gloves u-chem 3300 Size 8, EN 388, EN ISO 347-1, blue, nitrile rubber, pack of 1 box á 10 pairs | 236 | 117.78
4672700 | Protection spectacles sportstyle 9193 colour: black/white, lenses: light brown, UV 400,5-1,4, supravision extreme | 200 | 24.97
4672715 | Measuring stirrer STARVISC 200-2.5 control | 487 | 11686.01
4672719 | Stand with weighing function Scale | 487 | 1194.31
4672743 | Dissolver stirrer S 25 KV 2802 high speed | 607 | 2999.48
4672774 | Dispersing element S 25 EC - C - 25 G - ST Ø 25 mm, for T 25 easy clean | 608 | 2134.47
4672775 | Dispersing element S 25 EC - C - 25 F Ø 25 mm, for T 25 easy clean | 608 | 2217.99
4672776 | Dispersing element S 25 EC - T - C - 25 G - ST Ø 25 mm, for T 25 easy clean, temperature sensor | 608 | 2474.51
4672777 | Dispersing element S 25 EC - T - C - 25 F Ø 25 mm, for T 25 easy clean, temperature sensor | 608 | 2561.61
4672783 | Stainless steel bath vessel IB R RO 15 pro for magn.stirrer RO 15 | 453 | 2573.54
4672811 | Automatic Desiccator AD-72PG 30-55%RH, 2 shelves, glass door 220-240 V, 40x55,5x41,5 cm | 1086 | 297.39
4674933 | Gloves Temp-Ice 700 size 7, nitrile, pair | 241 | 14.55
4674934 | Gloves Temp-Ice 700 size 9, nitrile, pair | 241 | 14.55
4674935 | Gloves Temp-Ice 700 size 10, nitrile, pair | 241 | 14.55
4674938 | Wall mount for Transferpette® S/S -8/12 for 1 instrument | 953 | 30.41
4674945 | ep Dualfilter T.I.P.S.® 0.1-5 mL, purple, PCR clean and sterile, pack of 120 (5 racks x 24 tips) | 997 | 153.82
4674952 | Tube Rack Adapt-a-Rack flexible, blue/yellow combo, for tubes 5-50ml, pack of 2 | 35 | 20.95
4674953 | Tube Rack Adapt-a-Rack flexible, pink/white combo, for tubes 5-50ml, pack of 2 | 35 | 20.95
4674982 | BEL-ART-Switch-grid rack frame | 39 | 39.99
4675028 | Water p.a., < 1 µS/cm, 5 L | 1451 | 23.51
4675029 | Water for Molecular Biology, 1 L Nuclease-free, DEPC-free, | 1300 | 44.27
4675044 | Protective gloves u-chem 3300 Size 9, EN 388, EN ISO 347-1, blue, nitrile rubber, pack of 1 box á 10 pairs | 236 | 117.78
4675045 | Protective gloves u-chem 3300 Size 11, EN 388, EN ISO 347-1, blue, nitrile rubber, pack of 1 box á 10 pairs | 236 | 117.78
4675220 | Hardening furnaces N 31/H/B400 with controller B 400 Tmax. 1280°C | 906 | 9472.45
4675222 | Universal tube furnace RT 30-200/15/B410 Tmax. 1100 °C, 1300 °C oder 1500 °C for horizontal- and vertical operation | 907 | 15851.33
4675298 | Compact stand | 1105 | 163.53
4675299 | Compact stand with tilt and stay function 30 degree tilt | 1105 | 211.29
4675300 | Muffle furnace L 1/12/R7 1200 °C | 905 | 2670.01
4675302 | Ultraviolet lamp BVL-215.L filter 295x76, single wavelength, tubing 2x15W, wavelength 365 nm | 1310 | 986.02
4675303 | 6 Watt tube 365 nm for UV transilluminator, long-wave | 1311 | 45.35
4675304 | 8 Watt tube 312 nm for UV transilluminators, mid-wave | 1311 | 97.18
4675306 | 6 Watt tube 254 nm for UV transilluminators, short-wave | 1311 | 48.58
4675307 | 8 Watt tube 254 nm for UV transilluminators, short-wave | 1311 | 48.58
4675308 | 8 Watt tube 365 nm for UV transilluminator, long-wave | 1311 | 45.35
4675309 | 15 Watt tube 254 nm, for UV transilluminators, short-wave | 1311 | 61.55
4675310 | 15 Watt tube 312 nm for UV transilluminators, mid-wave | 1311 | 113.37
4675311 | 15 Watt tube 365 nm for UV transilluminators, long-wave, black light | 1311 | 48.58
4675313 | Circulation cooler Minichiller 600w OLÉ -20...+40°C, water-cooled 230 V / 50/60 Hz | 822 | 6010.9
4675343 | Hose connection tubing K-260-1-M38x1.5 plastic, -60°+260°C, 100cm | 823 | 1067.89
4675344 | Hose connection tubing K-260-1,5-M38x1.5 plastic, -60°+260°C, 150cm | 823 | 1252.77
4675345 | Hose connection tubing K-260-3-M38x1.5 plastic, -60°+260°C, 300cm | 823 | 1815.23
4675372 | Compact system for 5000 ml extraction with extractor with stopcok and 10.000 ml round bottom flask | 1268 | 7035.94
4675378 | Serial heating unit Twisselmann extraction, 6 working places with flat bottom flask (FB) 250 ml | 1269 | 5679.21
4675384 | Serial heating unit Twisselmann extraction, 8 working places with flat bottom flask (FB) 250 ml | 1269 | 6763.23
4675390 | Colour standard platinum cobalt, 1l, 15 Hazen units | 1235 | 276.38
4675391 | Colour standard platinum cobalt, 1l, 30 Hazen units | 1235 | 491.28
4675392 | Colour standard gardner 6, 100ml | 1235 | 245.31
4675393 | Colour standard gardner 7, 100ml | 1235 | 191.12
4675394 | Colour standard gardner 8, 100ml | 1235 | 245.31
4675395 | Colour standard gardner 9, 100ml | 1235 | 191.12
4675396 | Colour standard gardner 10, 100ml | 1235 | 146.39
4675397 | Colour standard gardner 11, 100ml | 1235 | 191.12
4675398 | Colour standard gardner 12, 100ml | 1235 | 245.31
4675399 | Colour standard gardner 13, 100ml | 1235 | 326.35
4675400 | Colour standard gardner 14, 100ml | 1235 | 245.31
4675401 | Colour standard gardner 15, 100ml | 1235 | 191.12
4675402 | Colour standard gardner 16, 100ml | 1235 | 245.31
4675403 | Colour standard gardner 17, 100ml | 1235 | 191.12
4675404 | Colour standard gardner 18, 100ml | 1235 | 191.12
4675405 | Viscosity standard N10, 500ml | 429 | 311.19
4675406 | Viscosity standard N100, 500ml | 429 | 287.25
4675407 | Viscosity standard N250, 500ml | 429 | 311.19
4675408 | Viscosity standard N35, 500ml | 429 | 311.19
4675409 | Viscosity standard N75, 500ml | 429 | 170.97
4675410 | Viscosity standard S20, 500ml | 429 | 170.97
4675411 | Viscosity standard S200, 500ml | 429 | 170.97
4675414 | Viscosity standard S60, 500ml | 429 | 170.97
4675426 | Foldable box MINI, 3.1 L, hellgrau 238x161x100mm, PP | 52 | 3.6
4675450 | Test tubes 15 ml PS, cylindrical, 16 x 150 mm, pack of 850 | 695 | 125.68
4675452 | Tubes methyl bromide 0,1/a pack of 10 | 1214 | 221.52
4675469 | CryoTubes 1,8 ml, PP, clear with cap, internal thread, U-shaped, with writing area, sterile, pack of 2000 | 756 | 1047.32
4675470 | CryorTubes 1,0 ml, PP, clear with cap, internal thread, V-shaped, with wrtiting area, sterile, pack of 2000 | 756 | 1164.14
4675471 | CryoTubes 1,8 ml, PP, clear with cap, extrnal thread, U-shaped, with writing area, sterile, pack of 1800 | 756 | 962.77
4675472 | CryoTubes 1,0 ml, PP, clear with cap, external thread, V-shaped, with writing area, sterile, pack of 2000 | 756 | 1204
4675473 | CryoTubes 3,6 ml, PP, clear with cap, internal thread, U-shaped, with writing area, sterile, pack of 1600 | 756 | 1056.06
4675474 | CryoTubes 4,5 ml, PP, clear with cap, external thread, U-shaped, with writing area, sterile, pack of 1200 | 756 | 783.1
4675475 | CryoTubes 4,5 ml, PP, clear with cap, internal thread, U-shaped, with writing area, sterile, pack of 1200 | 756 | 811.47
4675476 | CryoTubes 1,8 ml, PP, clear with cap, internal thread, U-shaped, with writing area, sterile, pack of 1800 | 756 | 953.89
4675477 | CryoTubes 1,8 ml, PP, sterile with cap, internal thread, flat bottom, writing area, pack of 1800 | 756 | 979.19
4675478 | CryoTubes 1,8 ml, PP, clear with cap, external thread, U-shaped, sterile, pack of 1800 | 756 | 975.28
4675479 | CryoTubes 1,0 ml, PP, clear with cap, internal thread, V-shaped, writing area, sterile, pack of 2000 | 756 | 1145.39
4675480 | CryoTubes 3,6 ml, PP, clear with cap, internal thread, U-shaped, writing area, sterile, pack of 1600 | 756 | 1024.61
4675481 | CryoTubes 4,5 ml, PP, clear with cap, internal thread, U-shaped, writing area, sterile, pack of 1200 | 756 | 747.74
4675482 | Needles, 1 µl yellow, PS, sterile, pack of 4000 | 1369 | 470.89
4675483 | Inoculating loops, 1 µl PS, sterile, pack of 4000 | 1369 | 378.44
4675484 | Inoculating loops, 10 µl PS, sterile, pack of 4000 | 1369 | 372.67
4675485 | ChamberSlides, Lab-Tek 16 chambers, Glass, TC, sterile, pack of 96 | 1335 | 1285.08
4675486 | TC chamber slides, sterile, glass, 1 chamber, CC², with lid, pack of 96 | 1335 | 2492.75
4675487 | TC chamber slides,sterile,glass,8 wells pack of 96 | 1335 | 1194.78
4675488 | Chamber cover slips, Lab-Tek 4 chamber PC, glass, CC, lid sterile, pack of 96 | 1336 | 1435.11
4675489 | TC chamber slides,sterile,TPX,4 wells pack of 96 | 1335 | 1389.09
4675490 | TC chamber slides, sterile, glass, 8 chamber, CC², with lid, pack of 96 | 1335 | 2556.67
4675491 | TC chamber slides,sterile,glass,1 well pack of 96 | 1335 | 1199.9
4675492 | TC chamber slides,sterile,glass,21 well pack of 96 | 1335 | 1228.83
4675493 | Chamber cover slips, Lab-Tek II 2 chamber PC, glass, CC, lid sterile, pack of 96 | 1336 | 1938.77
4675494 | TC chamber slides, sterile, glass, 2 chambers, CC, with lid, pack of 96 | 1335 | 1266.37
4675495 | TC chamber slides, sterile, glass, 1 chamber, CC, with lid, pack of 96 | 1335 | 1268.11
4675496 | Chamber cover slips, Lab-Tek 2 chamber PC, glass, CC, lid sterile, pack of 96 | 1336 | 1426.62
4675497 | TC chamber slides,sterile,glass,4 wells pack of 96 | 1335 | 1182.81
4675498 | TC chamber slides, sterile, glass, 4 chamber, CC², with lid, pack of 96 | 1335 | 2560.86
4675499 | TC chamber slides, sterile, glass, 2 chamber, CC², with lid, pack of 96 | 1335 | 2573.64
4675500 | Chamber cover slips, Lab-Tek II 1 chamber PC, glass, CC, lid sterile, pack of 96 | 1336 | 1930.29
4675501 | Chamber cover slips, Lab-Tek II 4 chamber PC, glass, CC, lid sterile, pack of 96 | 1336 | 1943.06
4675502 | Chamber cover slips, Lab-Tek II 8 chamber PC, glass, CC, lid sterile, pack of 96 | 1336 | 1989.91
4675503 | TC chamber slides, sterile, glass, 8 chambers, CC, with lid, pack of 96 | 1335 | 1242.54
4675504 | TC chamber slides, sterile, glass, 2 chambers, CC, with lid, pack of 96 | 1335 | 1242.54
4675505 | Chamber cover slips, Lab-Tek 1 chamber PC, glass, CC, lid sterile, pack of 96 | 1336 | 1426.62
4675506 | TC chamber slides,sterile,TPX,2 wells pack of 96 | 1335 | 1411.28
4675507 | TC chamber slides,sterile,TPX,8 wells pack of 96 | 1335 | 1414.66
4675508 | Chamber cover slips, Lab-Tek 8 chamber PC, glass, CC, lid sterile, pack of 96 | 1336 | 1440.22
4675510 | Cryotubes, 1.0 ml, PP, Syst. 100 external thread, with stand foot, writ.area, sterile, pack of 500 | 755 | 449.58
4675511 | Cryotubes, 1.5 ml, PP, Syst. 100 external thread, with stand foot, writ.area, sterile, pack of 500 | 755 | 429.72
4675512 | Cryovials 1,2 ml, PP, clear external thread, with stand foot, with writ.area, sterile, pack of 500 | 755 | 277.16
4675513 | Cryortubes, 2,0 ml, PP, natural, with cap external thread, with stand foot, writ.area, sterile, pack of 500 | 755 | 279.86
4675514 | Cryovials,PP,with screw cap,cap. 5 ml,13.5 mm pack of 250 | 755 | 191.69
4675522 | Culture media bottles 30ml PETG sterilepack of 96 | 1347 | 260.55
4675523 | Culture media bottles 60ml PETG sterilepack of 96 | 1347 | 312
4675524 | Culture media bottles 125ml PETG sterilepack of 48 | 1347 | 274.63
4675525 | Cultura media bottles 250ml PETG sterilepack of 48 | 1347 | 306.58
4675526 | Culture media bottles 500ml pack of 12 PETG sterilepack of 24 | 1347 | 244.11
4675527 | Culture media bottles 1000ml pack of 12 PETG sterilepack of 24 | 1347 | 302.25
4675528 | Culture media bottles 2000ml PETG sterilepack of 12 | 1347 | 272.28
4675529 | InVitro Biotainer® bottle 500ml PETG, PP screw-cap with PE-insert, sterile, pack of 70 | 1347 | 460.42
4675530 | InVitro Biotainer® Bottle 125ml PETG, PP screw-cap with PE-insert, sterile, pack of 100 | 1347 | 536.25
4675531 | InVitro Biotainer® Bottle 5000ml PETG, PP screw-cap with PE insert, sterile, PE handle pack of 6 | 1347 | 354.8
4675532 | Bottle-Top Filter, PES, sterile, 150 ml, 0,2µm, 50mm Ø, GL45 pack of 12 | 1354 | 110.69
4675533 | Bottle-Top Filter, PES, sterile, 500 ml, 0,2µm, 75mm Ø, GL33 pack of 12 | 1354 | 140.94
4675534 | Bottle-Top Filter, PES, sterile, 500 ml, 0,45µm, 75mm Ø, GL33 pack of 12 | 1354 | 152.77
4675535 | Bottle-Top Filter, PES, sterile, 500 ml, 0,2µm, 75mm Ø, GL45 pack of 12 | 1354 | 138.78
4675536 | Bottle-Top Filter, PES, sterile, 500 ml, 0,45µm, 75mm Ø, GL45 pack of 12 | 1354 | 150.61
4675537 | Bottle-Top Filter, PES, sterile, 150 ml, 0,2µm, 50mm dia., GL33 pack of 12 | 1354 | 112.35
4675538 | Bottle-Top Filter, PES, sterile, 150 ml, 0,45µm, 50mm dia., GL33 pack of 12 | 1354 | 119.95
4675539 | Bottle-Top Filter, PES, sterile, 150 ml, 0,45µm, 50mm dia., GL45 pack of 12 | 1354 | 119.95
4675540 | Bottle-Top Filter, PES, sterile, 1000 ml, 0,2µm, 90mm dia., GL33 pack of 12 | 1354 | 256.21
4675541 | Bottle-Top Filter, PES, sterile, 1000 ml, 0,2µm, 90mm dia., GL45 pack of 12 | 1354 | 252.24
4675542 | Disposable filtration units,CN membrane cap. 115 ml,pore 0.45 µm pack of 72 | 1355 | 620.73
4675543 | Disposable filtration units,CN membrane cap. 150 ml,pore 0.2 µm pack of 12 | 1355 | 134.47
4675544 | Disposable filtration units,CN membrane cap. 150 ml,pore 0.45 µm pack of 12 | 1355 | 136.63
4675545 | Filter units, 150 ml, 0,8 µm, CN pack of 12 | 1355 | 136.63
4675546 | Disposable filtration units,CN membrane cap. 250 ml,pore 0.2 µm, pack of 12 | 1355 | 153.84
4675547 | Disposable filtration units,CN membrane cap. 250 ml,pore 0.45 µm pack of 12 | 1355 | 155.99
4675548 | Filter units, 250 ml, 0,8 µm, CN pack of 12 | 1355 | 155.99
4675549 | Disposable filtration units,CN membrane cap. 500 ml,pore 0.2 µm pack of 12 | 1355 | 248.51
4675550 | Disposable filtration units,CN membrane cap. 500 ml,pore 0.45 µm pack of 12 | 1355 | 251.74
4675551 | Filter units, 500 ml, 0,8 µm, CN pack of 12 | 1355 | 251.74
4675552 | Disposable filtration units,CN membrane cap. 1000 ml,pore 0.2 µm pack of 12 | 1355 | 290.96
4675553 | Disposable filtration units,CN membrane cap. 1000 ml,pore 0.45 µm pack of 12 | 1355 | 294.94
4675554 | Filter units, 1000 ml, 0,8 µm, CN pack of 12 | 1355 | 294.94
4675555 | Sterile filtration system 115 ml 0,45 µ, wide form, SFCA pack of 72 | 1355 | 646.68
4675556 | Sterile filtration system 115 ml 0,2 µ, wide form, SFCA pack of 72 | 1355 | 646.68
4675557 | Filtration bottle 150 ml, PS sterile pack of 24 | 1356 | 140.15
4675558 | Filtration bottle 250 ml, PS sterile pack of 24 | 1356 | 147.39
4675559 | Filtration bottle 500 ml, PS sterile pack of 12 | 1356 | 112.12
4675560 | Filtration bottle 1000 ml, PS sterile pack of 12 | 1356 | 147.39
4675561 | Bottle-Top-Filter, SFCA, sterile Ø 50mm/150ml/GL33/0.20µm pack of 12 | 1356 | 119.95
4675562 | Bottle-Top-Filter, SFCA, sterile Ø 50mm/150ml/GL33/0.20µm pack of 12 | 1356 | 119.95
4675563 | Bottle-Top-Filter, SFCA, sterile Ø 50mm/150ml/GL45/0.20µm pack of 12 | 1356 | 122.33
4675564 | Bottle-Top-Filter, SFCA, sterile Ø 50mm/150ml/GL45/0.45µm pack of 12 | 1356 | 119.95
4675565 | Bottle-Top-Filter, SFCA, sterile Ø 75mm/500ml/GL33/0.20µm pack of 12 | 1356 | 154.92
4675566 | Bottle-Top-Filter, SFCA, sterile Ø 75mm/500ml/GL33/0.45µm pack of 12 | 1356 | 152.77
4675567 | Bottle-Top-Filter, SFCA, sterile Ø 75mm/500ml/GL45/0.20µm pack of 12 | 1356 | 154.92
4675568 | Bottle-Top-Filter, SFCA, sterile Ø 75mm/500ml/GL45/0.45µm pack of 12 | 1356 | 154.92
4675569 | Bottle-Top-Filter, SFCA, sterile Ø 90mm/1000ml/GL33/0.20µm pack of 12 | 1356 | 251.74
4675570 | Bottle-Top-Filter, SFCA, sterile Ø 90mm/1000ml/GL45/0.20µm pack of 12 | 1356 | 251.74
4675571 | Filter units, 1 l, 0.2 µm, SFCA membrane, sterile pack of 12 | 1355 | 362.46
4675572 | Disposable filtration units 1000 ml, 0,45 µm, SFCA membrane, membrane dia. 90mm, sterilized pack of 12 | 1355 | 362.46
4675573 | Filter units, 500 ml, 0.2 µm, SFCA membrane, sterile pack of 12 | 1355 | 284.02
4675574 | Filter units, 500 ml, 0.45 µm, SFCA membrane, sterile pack of 12 | 1355 | 287.99
4675575 | Filter units, 150 ml, 0.2 µm, SFCA membrane, sterile pack of 12 | 1355 | 145.23
4675576 | Filter units, 150 ml, 0.45 µm, SFCA membrane, sterile pack of 12 | 1355 | 143.08
4675577 | Filter units, 250 ml, 0.2 µm, SFCA membrane, sterile pack of 12 | 1355 | 161.37
4675578 | Filter units, 250 ml, 0.45 µm, SFCA membrane, sterile pack of 12 | 1355 | 159.22
4675579 | Filter units, 500 ml, 0.2 µm, SFCA membrane, sterile pack of 12 | 1355 | 262.5
4675580 | Filter units, 500 ml, 0.45 µm, SFCA membrane, sterile pack of 12 | 1355 | 262.5
4675581 | Filter units, 1 l, 0.2 µm, SFCA membrane, sterile pack of 12 | 1355 | 310.82
4675582 | Disposable filtration units, 1000 ml, 0,45 µm, SFCA membrane, membrane dia. 75mm, sterilized pack of 12 | 1355 | 310.82
4675583 | Erlenmeyer flask 1000 ml PC, with baffles pack of 6 | 1372 | 227.8
4675584 | Erlenmeyer flask 2000 ml PC, with baffles pack of 4 | 1372 | 195.6
4675585 | Erlenmeyer flask 250 ml PC, with baffles pack of 12 | 1372 | 207.26
4675586 | Erlenmeyer flask 500 ml PC, with baffles pack of 12 | 1372 | 250.21
4675587 | InVitro Biotainer® bottle 125ml PC, light blue, PP screw-cup with silicone insert, sterile, pack of 50 | 1346 | 586.81
4675588 | InVitro Biotainer® bottle 1000ml PC, light blue, PP screw-cap with silicone insert, sterile, pack of 35 | 1346 | 693.58
4675589 | InVitro Biotainer® bottles 2000ml PC, light blue, PP screw-cap with silicone insert, sterile, pack of 20 | 1346 | 595.83
4675590 | InVitro Biotainer® bottle 5000ml PC, light blue, PP screw-cap with silicone isnert, sterile, PE handle pack of 6 | 1346 | 430.63
4675591 | InVitro Biotainer® bottle 5000ml PC, light blue, PP screw-cap with silicone insert, sterile pack of 6 | 1346 | 359.31
4675592 | InVitro Biotainer® bottle 10000ml PC, light blue, PP screw-cap with silicone insert, sterile, PE-handle pack of 2 | 1346 | 288.51
4675593 | InVitro Biotainer® Flasche 10000ml PC, light blue, PP screw-cap with silicone insert, sterile pack of 2 | 1346 | 185.82
4675594 | InVitro Biotainer® Bottle 20000ml PC, light blue, PP screw-cap with silicone insert, sterile pack of 3 | 1346 | 338.55
4675600 | Disposable filtration units,CN membrane cap. 115 ml, wide form, pore 0.2 µm pack of 72 | 1355 | 620.73
4675617 | Tissue Culture Flasks 25 ml, PS 12,5cm², treated, sterile, with cap, pack of 200 | 1333 | 129.68
4675618 | Tissue Culture Flasks 25 ml, PS 12,5cm², treated, sterile, with vent cap, pack of 200 | 1333 | 142.05
4675619 | Tissue Culture Flasks 50 ml, PS 25,0cm², treated, sterile, with cap, pack of 200 | 1333 | 135.72
4675620 | Tissue Culture Flasks 50 ml, PS 25,0cm², treated, sterile, with vent cap, pack of 200 | 1333 | 151.59
4675621 | Tissue Culture Flasks 250 ml, PS 75,0cm², treated, sterile, with cap, pack of 100 | 1333 | 142.05
4675624 | Tissue Culture Flasks 600 ml, PS 182,0cm², treated, sterile, with vent cap, pack of 40 | 1333 | 125.16
4675625 | BEL-ART-Sampling scoop, PS sterile, red, cap. approx. 125 ml pack of 100 | 549 | 306.94
4675626 | BEL-ART-Sampling scoop, PS sterile, white, cap.approx. 60 ml pack of 100 | 549 | 228.85
4675627 | BEL-ART-Sampling scoop, PS sterile, white, cap.approx. 125 ml pack of 100 | 549 | 269.03
4675628 | BEL-ART-Sampling scoop, PS sterile, white, cap.approx. 250 ml pack of 100 | 549 | 364.72
4675629 | BEL-ART-Sampling scoop, PS sterile, red, cap.approx. 60 ml pack of 100 | 549 | 278.06
4675630 | BEL-ART-Sampling scoop, PS sterile, red, cap.approx. 250 ml pack of 100 | 549 | 413.47
4675631 | BEL-ART-Sampling spoons, PS sterile, white, cap. approx. 1,23 ml pack of 200 | 549 | 375.56
4675632 | BEL-ART-Sampling spoons, PS sterile, white, cap. approx. 2,46 ml pack of 200 | 549 | 390
4675633 | BEL-ART-Sampling spoons, PS sterile, white, cap. approx. 4,93 ml pack of 200 | 549 | 350.28
4675634 | BEL-ART-Sampling spoons, PS sterile, white, cap. approx. 14,79 ml pack of 200 | 549 | 346.67
4676121 | Labnet Mini Microcentrifuge, Blue lid, 100-240V | 665 | 230.68
4676147 | High Performance Refrigerated Benchtop Centrifuge 230V | 672 | 10934.66
4676163 | Platform with 6 x 1 000mL flask clamps | 881 | 656.47
4676164 | Platform with 20 x 125mL flask clamps | 881 | 829.89
4676165 | Platform with 4 x 2000mL flask clamps | 881 | 563.64
4676166 | Platform with 12 x 250mL flask clamps | 881 | 805.11
4676167 | Platform with 30 x 50mL flask clamps | 881 | 879.44
4676168 | Platform with 8 x 500mL flask clamps | 881 | 736.98
4676169 | Rack holder, fits I-5330 platform holds K568 test tube rack | 881 | 76.14
4676170 | Rack holder, fits I-5330 platform holds K568 test tube rack | 881 | 76.14
4676171 | Flat platform with rubber mat | 881 | 391.06
4676172 | Incubator stacking adapter | 879 | 249.53
4676174 | Ascent® Opti fume hood SPD-4B1 4ft/1.2m, 6 mm/0.2" acrylic back panel Hinged front panel, 220-240 VAC, 50 Hz | 284 | 4574.39
4676195 | Biological Safety Cabinet Airstream® AC2-2S8 ClassII S-Series, stainless steel side wall 2ft/0.6m, 230 VAC, 50/60 Hz | 1357 | 8633.35
4676196 | Biological Safety Cabinet Airstream® AC2-3S8 ClassII S-Series, stainless steel side wall 3ft/0.9m, 230 VAC, 50/60 Hz | 1357 | 9991.86
4676197 | Biological Safety Cabinet Airstream® AC2-4S8 ClassII S-Series, stainless steel side wall 4ft/1.2m, 230 VAC, 50/60 Hz | 1357 | 9991.86
4676198 | Biological Safety Cabinet Airstream® AC2-5S8 ClassII S-Series, stainless steel side wall 5ft/1.5m, 230 VAC, 50/60 Hz | 1357 | 13588.79
4676199 | Biological Safety Cabinet Airstream® AC2-6S8 ClassII S-Series, stainless steel side wall 6ft/1.8m, 230 VAC, 50/60 Hz | 1357 | 13588.79
4676202 | Biological Safety Cabinet Airstream® AC2-3E8-TU Plus ClassII E-Series, glass side wall 3ft/0.9m, 220-240 VAC, 50/60 Hz | 1358 | 11324.6
4676203 | Biological Safety Cabinet Airstream® AC2-3S8-TU Plus ClassII E-Series, stainless steel side 3ft/0.9m, 220-240 VAC, 50/60 Hz | 1358 | 12070.13
4676244 | Digital force gauge FL 5 Max 5 N; d=0.002 N | 437 | 547.7
4676245 | Digital force gauge FL 10 Max 10 N; d=0.005 N | 437 | 547.7
4676246 | Digital force gauge FL 20 Max 25 N; d=0,01 N | 437 | 547.7
4676247 | Digital force gauge FL 100 Max 100 N; d=0,05 N | 437 | 547.7
4676248 | Digital force gauge FL 200 Max 250 N; d=0,1 N | 437 | 547.7
4676249 | Digital force gauge FL 500 Max 500 N; d=0,2 N | 437 | 547.7
4676250 | Digital force gauge FL 1K Max 1 kN; d=0,5 N | 437 | 624.57
4676252 | Sound level meter - Class II 14 dB - 136 dB, d= 0,1 dB | 421 | 1040.56
4676253 | Digital Torque Meter Max 1 Nm; d=0.2 mNm | 439 | 1837.39
4676254 | Digital Torque Meter Max 5 Nm; d=0,001 Nm | 439 | 1837.39
4676255 | Leeb hardness tester, Max 960, Min 170, d=1 | 439 | 1331.17
4676256 | Leeb hardness tester, Max 960, Min 170, d=1 | 439 | 1424.92
4676265 | GC Capillary Column HT8-PCB 0.25 mm ID x 60 m | 1489 | 1616.43
4676266 | GC Capillary Column BP5MS 0.25 mm ID x 30 m Film Thickness 0,25 µm | 1489 | 821.22
4676267 | Big Trap gas filter 1/8" - Universal | 1487 | 528.54
4676268 | Gas filter - Carrier gas | 1487 | 364.76
4676269 | Gas filter kit - Carrier gas 1/8" (1 gas filter, c | 1487 | 580.65
4676270 | Gas filter - Moisture | 1487 | 279.81
4676271 | Gas filter - Oxygen | 1487 | 282.25
4678019 | Volumetric flask 5 ml, clear, coated Glass, class A, NS 10/19, PP stopper pack of 2, blue scale, batch certified | 918 | 30.54
4678020 | Volumetric flask 10 ml, clear, coated Glass, class A, NS 10/19, PP stopper pack of 2, blue scale, batch certified | 918 | 32.56
4678021 | Volumetric flask 20 ml, clear, coated Glass, class A, NS 10/19, PP stopper pack of 2, blue scale, batch certified | 918 | 36.49
4678022 | Volumetric flask 25 ml, clear, coated Glass, class A, NS 10/19, PP stopper pack of 2, blue scale, batch certified | 918 | 39
4678023 | Volumetric flask 25 ml, clear, coated Glass, class A, NS 12/21, PP stopper pack of 2, blue scale, batch certified | 918 | 40.21
4678024 | Volumetric flask 50 ml, clear, coated Glass, class A, NS 12/21, PP stopper pack of 2, blue scale, batch certified | 918 | 50.79
4678025 | Volumetric flask 50 ml, clear, coated Glass, class A, NS 14/23, PP stopper pack of 2, blue scale, batch certified | 918 | 51.14
4678026 | Volumetric flask 100 ml, clear, coated Glass, class A, NS 12/21, PP stopper pack of 2, blue scale, batch certified | 918 | 59.86
4678027 | Volumetric flask 100 ml, clear, coated Glass, class A, NS 14/23, PP stopper pack of 2, blue scale, batch certified | 918 | 67.81
4678028 | Volumetric flask 150 ml, clear, coated Glass, class A, NS 14/23, PP stopper pack of 2, blue scale, batch certified | 918 | 76.36
4678029 | Volumetric flask 200 ml, clear, coated Glass, class A, NS 14/23, PP stopper pack of 2, blue scale, batch certified | 918 | 89.75
4678030 | Volumetric flask 250 ml, clear, coated Glass, class A, NS 14/23, PP stopper pack of 2, blue scale, batch certified | 918 | 94.06
4678031 | Volumetric flask 300 ml, clear, coated Glass, class A, NS 14/23, PP stopper pack of 2, blue scale, batch certified | 918 | 103.09
4678032 | Volumetric flask 400 ml, clear, coated Glass, class A, NS 19/26, PP stopper pack of 2, blue scale, batch certified | 918 | 110.61
4678033 | Volumetric flask 500 ml, clear, coated Glass, class A, NS 19/26, PP stopper pack of 2, blue scale, batch certified | 918 | 114.88
4678034 | Volumetric flask 1000 ml, clear, coated Glass, class A, NS 24/29, PP stopper pack of 2, blue scale, batch certified | 918 | 185.15
4678035 | Volumetric flask 2000 ml, clear, coated Glass, class A, NS 29/32, PP stopper pack of 2, blue scale, batch certified | 918 | 262.03
4678036 | Volumetric flask 5 ml, clear, trapezoidal Glass, class A, NS 07/16, PE-stopper pack of 2, blue scale, batch identification | 917 | 21.57
4678037 | Volumetric flask 50 ml, clear, trapezoidal Glass, class A, NS 12/21, PE-stopper pack of 2, blue scale, batch identification | 917 | 24.51
4678042 | Water sample bottle 125 ml pack of 180 | 564 | 176.05
4678043 | Water sample bottle 250 ml pack of 180 | 564 | 184.84
4678044 | Water sample bottle 1000 ml pack of 180 | 564 | 184.84
4678045 | Forcep for cover glass, straight, 105mm stainless steel | 135 | 4.89
4678046 | Powder funnel Ø65 mm, PP pack of 10 | 101 | 26.78
4678047 | Powder funnel Ø100 mm, PP pack of 10 | 101 | 29.35
4678048 | Powder funnel Ø 120 mm, PP oack of 10 | 101 | 31.96
4678049 | Powder funnel Ø150 mm, PP pack of 10 | 101 | 39.08
4678051 | Volumetric flask 1 ml, clear, trapezoidal Glass, class A, NS 07/16, PE-stopper | 917 | 21.57
4678052 | Volumetric flask 2 ml, clear, trapezoidal Glass, class A, NS 07/16, PE-stopper pack of 2, blue scale, batch identification | 917 | 21.57
4678053 | Volumetric flask 3 ml, clear, trapezoidal Glass, class A, NS 07/16, PE-stopper pack of 2, blue scale, batch identification | 917 | 21.57
4678054 | Volumetric flask 4 ml, clear, trapezoidal Glass, class A, NS 07/16, PE-stopper pack of 2, blue scale, batch identification | 917 | 21.57
4678055 | Volumetric flask 10 ml, clear, trapezoidal Glass, class A, NS 10/19, PE-stopper pack of 2, blue scale, batch identification | 917 | 20.95
4678056 | Volumetric flask 20 ml, clear, trapezoidal Glass, class A, NS 10/19, PE-stopper pack of 2, blue scale, batch identification | 917 | 19.46
4678057 | Volumetric flask 25 ml, clear, trapezoidal Glass, class A, NS 10/19, PE-stopper pack of 2, blue scale, batch identification | 917 | 19.88
4678058 | Round bottom flask 50 ml, clear, glass pack of 10 | 21 | 48.37
4678059 | Round bottom flask 100 ml, clear, glass pack of 10 | 21 | 50.96
4678060 | Round bottom flask 250 ml, clear, glass pack of 10 | 21 | 76.66
4678061 | Round bottom flask 500 ml, clear, glass pack of 10 | 21 | 133.67
4678062 | Round bottom flask 1000 ml, clear, glass pack of 10 | 21 | 238.24
4678064 | Flat bottom flask 50 ml, clear, glass pack of 10 | 21 | 48.37
4678065 | Flat bottom flask 100 ml, clear, glass pack of 10 | 21 | 50.96
4678066 | Flat bottom flask 250 ml, clear, glass pack of 10 | 21 | 75.8
4678067 | Flat bottom flask 500 ml, clear, glass pack of 10 | 21 | 134.1
4678068 | Flat bottom flask 1000 ml, clear, glass pack of 10 | 21 | 238.24
4678069 | Flat bottom flask 2000 ml, clear, glass pack of 6 | 21 | 214.06
4678084 | CelCulture® Incubator CCL-170B-8-HHS, 170 L IR sensor, CO2 control, ULPA filter 180°C High Heat Sterilization | 875 | 9264.75
4678085 | CelCulture® Incubator CCL-240B-8-HHS, 240 L IR sensor, CO2 control, ULPA filter 180°C High Heat Sterilization | 875 | 12802.77
4678086 | CelCulture® Incubator CCL-170T-8-HHS, 170 L IR sensor, CO2 & O2 control, ULPA filter 180°C High Heat Sterilization | 875 | 10378.43
4678087 | CelCulture® Incubator CCL-240T-8-HHS, 240 L IR sensor, CO2 & O2 control, ULPA filter 180°C High Heat Sterilization | 875 | 14323.27
4678088 | CelCulture® Incubator CCL-170B-8-NF-HHS, 170 L IR sensor, CO2 control, no ULPA filter 180°C High Heat Sterilization | 875 | 9264.75
4678089 | CelCulture® Incubator CCL-240B-8-NF-HHS, 240 L IR sensor, CO2 control, no ULPA filter 180°C High Heat Sterilization | 875 | 12802.77
4678090 | CelCulture® Incubator CCL-170T-8-NF-HHS, 170 L IR sensor, CO2-&O2 control, no ULPA filter 180°C High Heat Sterilization | 875 | 10378.43
4678091 | CelCulture® Incubator CCL-240T-8-NF-HHS, 240 L IR sensor, CO2-&O2 control, no ULPA filter 180°C High Heat Sterilization | 875 | 14323.27
4678102 | Macro Cell Type 1 Rectangular Open top non-sealing PTFE cover | 1150 | 50.12
4678103 | Macro Cell Type 1 Rectangular Open top non-sealing PTFE cover | 1150 | 128.75
4678104 | Macro Cell Type 1 Rectangular Open top non-sealing PTFE cover | 1150 | 69.83
4678105 | Macro Cell Type 1 Rectangular Open top non-sealing PTFE cover | 1150 | 136.82
4678106 | Macro Cell Type 1 Rectangular Open top non-sealing PTFE cover | 1150 | 171.48
4678107 | Macro Cell Type 1 Rectangular Open top non-sealing PTFE cover | 1150 | 171.48
4678108 | Macro Cell Type 1 Rectangular Open top non-sealing PTFE cover | 1150 | 158.36
4678109 | Macro Cell Type 1 Rectangular Open top non-sealing PTFE cover | 1150 | 113.06
4678110 | Macro Cell Type 1 Rectangular Open top non-sealing PTFE cover | 1150 | 196.66
4678111 | Macro Cell Type 1 Rectangular Open top non-sealing PTFE cover | 1150 | 244.49
4678112 | Macro Cell Type 1 Rectangular Open top non-sealing PTFE cover | 1150 | 261.77
4678113 | Macro Cell Type 1 Rectangular Open top non-sealing PTFE cover | 1150 | 424.04
4678114 | Macro Cell Type 3 Rectangular Open top non-sealing PTFE cover | 1150 | 226.14
4678115 | Semi-Micro Cell Type 9 Rectangular nominal volume to <50% | 1150 | 181.59
4678116 | Macro Cell Type 21 Rectangular liquid-tight PTFE s | 1150 | 246.15
4678117 | Macro Cell Type 21 Rectangular liquid-tight PTFE s | 1150 | 246.15
4678118 | Macro Cell Type 21 Rectangular liquid-tight PTFE s | 1150 | 220.54
4678119 | Macro Cell Type 21 Rectangular liquid-tight PTFE s | 1150 | 209.79
4678120 | Macro Cell Type 21 Rectangular liquid-tight PTFE s | 1150 | 258
4678121 | Macro Cell Type 21 Rectangular liquid-tight PTFE s | 1150 | 339.03
4678122 | Macro Cell Type 21 Rectangular liquid-tight PTFE s | 1150 | 400.4
4678123 | Macro Cell Type 21 Rectangular liquid-tight PTFE s | 1150 | 688.95
4678124 | Macro Cell Type 21/MS Rectangular well for magnet location | 1150 | 308.44
4678125 | Macro Cell Type 23 Rectangular liquid-tight PTFE s | 1150 | 270.11
4678126 | Complete system BD600 GLP for 6 measruing points | 1258 | 4329.08
4678130 | ep Dualfilter T.I.P.S.® 10x96 Tips 50-1000 µl, 76mm, blue, sterile, pack of 960 | 997 | 280.01
4678134 | Gas cylinder cabinet type G-ULTIMATE-90 2050x600x615 (HxWxD), with hinged door with F90 glass cut-out | 293 | 6263.08
4678137 | Precision Hydrogen SL 100ml manual water fill, black | 1484 | 7598.31
4678138 | Precision Hydrogen SL 100ml manual water fill, white | 1484 | 7598.31
4678139 | Precision Hydrogen SL 100ml auto water fill, black | 1484 | 8003.85
4678140 | Precision Hydrogen SL 100ml auto water fill, white | 1484 | 8003.85
4678143 | Precision Hydrogen SL 200ml manual water fill, black | 1484 | 8524.92
4678144 | Precision Hydrogen SL 200ml manual water fill, white | 1484 | 8524.92
4678145 | Precision Hydrogen SL 200ml auto water fill, black | 1484 | 8818.63
4678146 | Precision Hydrogen SL 200ml auto water fill, white | 1484 | 8818.63
4678159 | Wash-bottle 250 ml *PE* blue, pack of 5 | 91 | 29.69
4678160 | Wash-bottle 250 ml *PE* green, pack of 5 | 91 | 29.69
4678161 | Wash-bottle 250 ml *PE* yellow, pack of 5 | 91 | 29.69
4678162 | Wash-bottle 250 ml *PE* red, pack of 5 | 91 | 29.69
4678163 | Wash bottle 1000ml, blue PE-LD/PP pack of 5 | 91 | 45.68
4678164 | Wash bottle 1000ml, yellow PE-LD/PP pack of 5 | 91 | 45.68
4678165 | Wash bottle 1000ml, green PE-LD/PP pack of 5 | 91 | 45.68
4678166 | Wash bottle 1000ml, red PE-LD/PP pack of 5 | 91 | 45.68
4678195 | Magnetic stirrer w.hotplate MULTI-HS 6 Digital 100-1000 rpm, temp. up to 120°C, 240x66x550mm, 6 beakers 400ml, 230V, 50/60Hz | 473 | 1848.23
4678196 | Magnetic stirrer w.hotplate MULTI-HS 15 Digital 100-1000 rpm, temp. up to 120°C, 240x66x550mm, 15 beakers 250ml, 230V, 50/60Hz | 473 | 2931.47
4678197 | Measuring scoops 500 ml, PP white, 315 mm length pack of 6 | 138 | 34.46
4678198 | Measuring scoops, 250 ml, PP white, 260 mm length pack of 6 | 138 | 29.19
4678202 | Laboratory marker Edding 8015F black, 0.75 mm line width pack of 10 | 172 | 37.79
4678204 | Measuring device SD 335 Multi, Set 1 for pH/Con | 346 | 1832.26
4678205 | Measuring device SD 335 Multi, Set 2 for pH/DO | 346 | 1832.26
4678206 | Measuring device SD 335 Multi, Set 3 for pH/Con/DO | 346 | 2358.06
4678215 | Measuring device SD 305 pH/ORP, Set 1 with pH/T.-electrode type 231 | 306 | 964.66
4678216 | Measuring device SD 305 pH/ORP Set 2 with pH-electrodes type 226, temp. probe Pt1000 | 306 | 964.66
4678217 | Measuring device SD 305 pH/ORP Set 3 with ORP-electrodes type 242, temp. probe Pt1000 | 306 | 964.66
4678221 | SD 315 Oxi (Set 1) Oxygen 0 - 70 mg/l O2 (2 m cable) | 340 | 1322.93
4678222 | SD 315 Oxi (Set 2) Oxygen 0 - 70 mg/l O2 (10 m cable) | 340 | 1354.78
4678226 | Measuring device SD 325 Con Set-1 with conductivity electrode LC 12 | 332 | 1159.71
4678227 | Measuring device SD 325 Con Set-2 with conductivity electrode LC 16 | 332 | 1290.59
4678228 | Measuring device SD 325 Con Set-3 with conductivity electrode LC 10 | 332 | 1290.59
4678237 | Photometer MD 110 COD with Bluetooth | 1239 | 760.04
4678240 | Tablet reagent (OTZ) MD 200 Chlorine, chlorine dioxide, pH, acid capacity KS4.3 | 1240 | 816.03
4678317 | Vacuum drying oven VD023-230V-EU | 862 | 10002.96
4678318 | Vacuum drying oven VD056-230V-EU | 862 | 11893.61
4678319 | Vacuum drying oven VD115-230V-EU | 862 | 15673.65
4678320 | Vacuum drying oven VDL023-230V-EU | 862 | 18356.87
4678321 | Vacuum drying oven VDL056-230V-EU | 862 | 19943.28
4678322 | Vacuum drying oven VDL115-230V-EU | 862 | 25584.56
4678370 | Stepper 416 repeating stepper | 1005 | 332.42
4678371 | LLG-Petri dishes, 60mm, PS with triple vents, sterile, pack of 1080 | 874 | 145.92
4678390 | LLG-Screw-caps, 13 mm closure PP, black, closed, Butyl red/ PTFE grey, pack of 100 | 1444 | 29.41
4678391 | LLG-Screw caps 15 mm, black PP, closed, Butyl red/PTFE grey 1.6 mm, pack of 100 | 1444 | 32.57
4678395 | LLG-Screw caps 24 mm, PP, white mounted, closed, Butyl red/PTFE grey pack of 100 | 1450 | 55.89
4678396 | LLG-Fine thread bottles 20 ml brown glass, round bottom, 75,5 x 22,5 mm, pack of 100 | 1446 | 63.62
4678447 | Code C Mercury Filter 440mm x 520mm x 65mm | 286 | 403.65
4678448 | Code D Sulphur Filter 440mm x 520mm x 65mm | 286 | 403.65
4678449 | Code E Halogen Filter 440mm x 520mm x 65mm | 286 | 403.65
4678450 | Code F Aldehyde Filter 440mm x 520mm x 65mm | 286 | 643.5
4678451 | Code H Chloroform/Ethers Filter 440mm x 520mm x 65mm | 286 | 592.46
4678452 | Code C Mercury Filter 595mm x 520mm x 65mm | 286 | 728.31
4678453 | Code D Sulphur Filter 595mm x 520mm x 65mm | 286 | 613.21
4678454 | Code G Ammonia/Amines Filter 595mm x 520mm x 65mm | 286 | 911.33
4678455 | Code H Chloroform/Ethers Filter 595mm x 520mm x 65mm | 286 | 867.94
4678456 | Code B Acid Filter 745mm x 520mm x 65mm | 286 | 1066.06
4678457 | Code C Mercury Filter 745mm x 520mm x 65mm | 286 | 915.11
4678458 | Code E Halogen Filter 745mm x 520mm x 65mm | 286 | 828.31
4678459 | Code F Aldehyde Filter 745mm x 520mm x 65mm | 286 | 828.31
4678460 | Code G Ammonia/Amines Filter 745mm x 520mm x 65mm | 286 | 1117.36
4678461 | Code H Chloroform/Ethers Filter 745mm x 520mm x 65mm | 286 | 1117.36
4678462 | Code B Acid Filter 440mm x 520mm x 65mm | 286 | 534.3
4678463 | Code C Mercury Filter 440mm x 520mm x 65mm | 286 | 432.9
4678464 | Code D Sulphur Filter 440mm x 520mm x 65mm | 286 | 432.9
4678465 | Code E Halogen Filter 440mm x 520mm x 65mm | 286 | 418.87
4678466 | Code F Aldehyde Filter 440mm x 520mm x 65mm | 286 | 666.05
4678467 | Code G Ammonia/Amines Filter 440mm x 520mm x 65mm | 286 | 635.86
4678468 | Code H Chloroform/Ether Filter 440mm x 520mm x 65mm | 286 | 635.86
4678469 | Code C Mercury Secondary Backup Filter 655mm x 546mm x 40mm | 286 | 730.2
4678470 | Code D Sulphur Secondary Backup Filter 655mm x 546mm x 40mm | 286 | 613.21
4678471 | Code E Halogen Secondary Backup Filter 655mm x 546mm x 40mm | 286 | 613.21
4678472 | Code F Aldehyde Secondary Backup Filter 655mm x 546mm x 40mm | 286 | 613.21
4678473 | Code H Chloroform/Ethers Secondary Backup Filter 655mm x 546mm x 40mm | 286 | 867.94
4678474 | Code A Standard Secondary Backup Filter 900mm x 546mm x 40mm | 286 | 845.3
4678475 | Code C Mercury Secondary Backup Filter 900mm x 546mm x 40mm | 286 | 1039.64
4678476 | Code D Sulphur Secondary Backup Filter 900mm x 546mm x 40mm | 286 | 845.3
4678477 | Code E Halogen Secondary Backup Filter 900mm x 546mm x 40mm | 286 | 845.3
4678478 | Code G Ammonia/Amines Secondary Backup Filter 900mm x 546mm x 40mm | 286 | 1295.93
4678479 | Code H Chloroform/Ethers Secondary Backup Filter 900mm x 546mm x 40mm | 286 | 1295.93
4678480 | Code B Acid Secondary Backup Filter 1205mm x 546mm x 40mm | 286 | 1664.08
4678481 | Code C Mercury Secondary Backup Filter 1205mm x 546mm x 40mm | 286 | 1424.78
4678482 | Code D Sulphur Secondary Backup Filter 1205mm x 546mm x 40mm | 286 | 1191
4678483 | Code E Halogen Secondary Backup Filter 1205mm x 546mm x 40mm | 286 | 1191
4678484 | Code F Aldehyde Secondary Backup Filter 1205mm x 546mm x 40mm | 286 | 1191
4678485 | Code G Ammonia/Amines Secondary Backup Filter 1205mm x 546mm x 40mm | 286 | 1785.57
4678486 | Code H Chloroform/Ethers Secondary Backup Filter 1205mm x 546mm x 40mm | 286 | 1785.57
4678487 | Code A Standard Secondary Backup Filter 748mm x 546mm x 40mm | 286 | 1183.04
4678488 | Code B Acid Secondary Backup Filter 748mm x 546mm x 40mm | 286 | 1532.1
4678489 | Code C Mercury Secondary Backup Filter 748mm x 546mm x 40mm | 286 | 1309.45
4678490 | Code D Sulphur Secondary Backup Filter 748mm x 546mm x 40mm | 286 | 1183.04
4678491 | Code E Halogen Secondary Backup Filter 748mm x 546mm x 40mm | 286 | 1183.04
4678492 | Code F Aldehyde Secondary Backup Filter 748mm x 546mm x 40mm | 286 | 1183.04
4678493 | Code H Chloroform/Ethers Secondary Backup Filter 748mm x 546mm x 40mm | 286 | 1601.5
4678532 | Cone cut stopper NS 7/16 4-Kant, internal hohl, PP with seal rings, pack of 10 | 649 | 12.87
4678533 | Cone cut stoppers NS 10/19, square, internal hohl, PP with seal rings pack of 10 | 649 | 12.87
4678534 | Cone cut stoppers NS 12/21, square, internal hohl, PP with seal rings pack of 10 | 649 | 13.91
4678535 | Cone cut stoppers NS 14/23, square, internal hohl, PP with seal rings pack of 10 | 649 | 14.42
4678536 | Cone cut stoppers NS 19/26 square, internal concave, PP wit seal rings pack of 10 | 649 | 16.73
4678537 | Cone cut stoppers NS 24/29 square, internal concave, PP with seal rings pack of 10 | 649 | 18.02
4678538 | Cone cut stoppers NS 29/32, square, internal concave, PP with seal rings pack of 10 | 649 | 24.97
4678539 | Cone cut stopper NS 34/35 8-point, internal concave, LDPE with seal rings, pack of 10 | 649 | 32.44
4678540 | Cone cut stopper NS 45/40 8-point, internal concave, LDPE with seal rings, pack of 10 | 649 | 32.18
4678541 | Stopper, PE, NS 7/16 octagon pack of 10 | 649 | 3.89
4678542 | Stopper, PE, NS 10/19 octagon pack of 10 | 649 | 5.64
4678543 | Stopper, PE, NS 12/21 octagon pack of 10 | 649 | 6.28
4678544 | Stopper, PE, NS 14/23 octagon pack of 10 | 649 | 6.54
4678545 | Stopper, PE, NS 24/29 octagon pack of 10 | 649 | 8.7
4678546 | Stopper, PE, NS 29/32 octagon pack of 10 | 649 | 12.36
4678547 | Stopper, PE, NS 45/40 octagon pack of 10 | 649 | 24.41
4678548 | Stopper, PE, NS 19/26 octagon pack of 10 | 649 | 8.31
4678549 | Stopper, PE, NS 60/46 octagon pack of 10 | 649 | 27.19
4678550 | Conical stoppers NS 10/19 PE, blue, Ø 8,1 mm pack of 10 | 649 | 15.44
4678551 | Conical stoppers NS 12/21 PE, green, Ø 10,4 mm pack of 10 | 649 | 15.44
4678552 | Conical stoppers NS 17/23 PE, brown, Ø 12,2 mm pack of 10 | 649 | 15.44
4678553 | Conical stoppers NS 19/26 PE, yellow, Ø 16,4 mm pack of 10 | 649 | 18.54
4678554 | Conical stoppers NS 24/29 PE, red, Ø 21,1 mm pack of 10 | 649 | 24.71
4678555 | Conical stoppers NS 29/32 PE, black, Ø 25,8 mm pack of 10 | 649 | 28.06
4678556 | Conical stoppers NS 34/35 PE, white, Ø 30,9 mm pack of 10 | 649 | 31.31
4678557 | Conical stoppers NS 7/16 PE, violet, Ø 5,9 mm pack of 10 | 649 | 15.44
4678564 | Hexagonal stopper NS 34/35 borosilicate glass, clear pack of 10 | 649 | 69.96
4678565 | Hexagonal concave stopper NS 10/19 amber glass, pack of 10 | 649 | 56.8
4678566 | Hexagonal stopper NS 12/21 amber glass, pack of 10 | 649 | 58.95
4678567 | Hexagonal concave stopper NS 14/23 amber glass, pack of 10 | 649 | 59.6
4678568 | Hexagonal stopper NS 19/26 amber glass, pack of 10 | 649 | 70.83
4678569 | Hexagonal stopper NS 24/29 amber glass, pack of 10 | 649 | 121.36
4678570 | Hexagonal stopper NS 29/32 amber glass, pack of 10 | 649 | 161.74
4678571 | Hexagonal stopper NS 34/35 amber glass, pack of 10 | 649 | 200.1
4678572 | Hollow Stoppers, Hexagonal Plate, Pointed Bottom , NS 45/40 pack of 10 | 650 | 170.76
4678573 | Hollow Stoppers, Hexagonal Plate, Pointed Bottom , NS 10/19 pack of 10 | 650 | 23.69
4678574 | Hollow Stoppers, Hexagonal Plate, Pointed Bottom , NS 12/21 pack of 10 | 650 | 24.2
4678575 | Hollow Stoppers, Hexagonal Plate, Pointed Bottom , NS 14/23 pack of 10 | 650 | 24.97
4678576 | Hollow Stoppers, Hexagonal Plate, Pointed Bottom , NS 19/26 pack of 10 | 650 | 34.24
4678577 | Hollow Stoppers, Hexagonal Plate, Pointed Bottom , NS 29/32 pack of 10 | 650 | 42.54
4678578 | Hollow Stoppers, Hexagonal Plate, Pointed Bottom , NS 24/29 pack of 10 | 650 | 33.26
4678579 | Hollow Stoppers, Hexagonal Plate, Pointed Bottom , NS 7/16 pack of 10 | 650 | 34.98
4678580 | Hollow Stoppers, Hexagonal Plate, Pointed Bottom , NS 34/35 pack of 10 | 650 | 114.67
4678581 | Glass stopper NS 12/21 octagonal, boro 3.3, solid pack of 10 | 650 | 125.03
4678582 | Glass stopper NS 14/23 octagonal, boro 3.3, solid pack of 10 | 650 | 112.72
4678583 | Glass stopper NS 19/26 octagonal, boro 3.3, solid pack of 10 | 650 | 141.42
4678584 | Glass stopper NS 24/29 octagonal, boro 3.3, solid pack of 10 | 650 | 143.17
4678585 | Glass stopper NS 29/32 octagonal, boro 3.3, semi-hollow pack of 10 | 650 | 186.02
4678586 | Glass stopper NS 34/35 octagonal, boro 3.3, semi-hollow pack of 10 | 650 | 255.85
4678588 | Test tube rack, detachable, PP for 55 tubes with dia. 18mm, blue | 36 | 9.53
4678589 | Crucible tong - approx. 250 mm chromated steel, pack of 10 | 144 | 87.68
4678596 | KECK-clips for conical joints POM, green, for NS 10 pack of 10 | 650 | 48.81
4678597 | KECK-clips for conical joints POM, purple, for NS 12 pack of 10 | 650 | 60.25
4678598 | KECK-clips for conical joints POM, yellow, for NS 14 pack of 10 | 650 | 39.95
4678599 | KECK-clips for conical joints POM, blue, for NS 19 pack of 10 | 650 | 41.03
4678600 | KECK-clips for conical joints POM, green, for NS 24 pack of 10 | 650 | 43.83
4678601 | KECK-clips for conical joints POM, red, for NS 29 pack of 10 | 650 | 46
4678602 | KECK-clips for conical joints POM, orange, for NS 34 pack of 10 | 650 | 66.3
4678603 | KECK-clips for conical joints POM, yellow, for NS 40 pack of 10 | 650 | 90.92
4678604 | KECK-clips for conical joints POM, brown, for NS 45 pack of 10 | 650 | 58.95
4678605 | KECK-clips for spherical joints POM, purple, for S 13 pack of 10 | 650 | 83.35
4678606 | KECK-clips for spherical joints POM, blue, for S 19 pack of 10 | 650 | 85.94
4678607 | KECK-clips for spherical joints POM, red, for S 29 pack of 10 | 650 | 90.69
4678608 | KECK-clips for spherical joints POM, orange, for S35 pack of 10 | 650 | 93.5
4678609 | Wire clips,chrome-nickel steel, for NS 24/29 pack of 10 | 651 | 53.99
4678611 | Wire clips,chrome-nickel steel, for NS 14/23 pack of 10 | 651 | 44.48
4678613 | Wire clips,chrome-nickel steel, for NS 12/21 pack of 10 | 651 | 44.48
4678614 | Wire clips,chrome-nickel steel, for NS 29/32 pack of 10 | 651 | 53.99
4678615 | Wire clips,chrome-nickel steel, for NS 19/26 pack of 10 | 651 | 44.48
4678663 | Transfer membranes, 0,45µm supported nitrocellulose, 300mm x 3m, pack of 1 roll | 1323 | 298.35
4678664 | Transfer membranes, 0,45µm supported nitrocellulose, 200mm x 20cm, pack of 5 | 1323 | 142.72
4678665 | Transfer membranes, 0,22µm supported nitrocellulose, 300mm x 3m, pack of 1 roll | 1323 | 340.09
4678667 | Transfer membranes, 0,45µm PVDF, 300mm x 3m, pack of 1 roll | 1323 | 319.22
4678668 | Transfer membranes, 0,22µm supported nitrocellulose, 200mm x 20cm, pack of 5 | 1323 | 153.43
4678669 | Transfer membranes, 0,22µm pure nitrocellulose, 200mm x 20cm, pack of 5 | 1323 | 160.57
4678670 | Transfer membranes, 0,22µm PVDF, 300mm x 3m, pack of 1 roll | 1323 | 319.22
4678671 | Transfer membranes, 0,45µm supported nitrocellulose, 200mm x 20cm, pack of 25 | 1323 | 432.61
4678673 | Transfer membranes, 0,22µm PVDF, 200mm x 20cm, pack of 5 | 1323 | 160.57
4678674 | Transfer membranes, 0,22µm pure nitrocellulose, 200mm x 20cm, pack of 25 | 1323 | 471.38
4678675 | Transfer membranes, 0,22µm pure nitrocellulose, 300mm x 3m, pack of 1 roll | 1323 | 325.19
4678676 | Transfer membranes, 0,45µm pure nitrocellulose, UN 3270, 4.1, II, (E) 300mm x 3m, pack of 1 roll | 1323 | 298.35
4678677 | Transfer membranes, 0,45µm pure nitrocellulose, 200mm x 20cm, pack of 5 | 1323 | 146.31
4678678 | Transfer membranes, 0,45µm pure nitrocellulose, 200mm x 20cm, pack of 25 | 1323 | 432.61
4678694 | HPLC Starter Kit 3, V2.0: 4x SafetyCap III 8x blind plug, 12x fitting 1,6/2,3/3,2 mm, OD, 4x air valve | 1480 | 383.57
6005795 | Combustion dishes, rectangular 55x40x15mm porcelain | 114 | 19.78
6005993 | Crucible lid Ø 28 mm, porcelain suitable to crucible Ø 20 mm DIN 12904 | 112 | 10.3
6006036 | Evaporating basins 85mm Ø porcelain | 106 | 20.98
6018346 | Bottles for titrators, Duran, NS 29/32 | 1028 | 109.03
6018347 | Bottles for titrators, Duran, NS 29/32, 2000 ml | 1028 | 136.19
6027813 | Aluminium foil, 100m x 60 cm, 30 µm | 188 | 136.98
6035609 | Spare cartridge for SG-15000 with 3/4" threated connector | 1281 | 2995.83
6049748 | Centrifuge tubes 50ml, PP conical, 30x115mm, sterile, blue grad., in bag, pack of 300 | 693 | 210.09
6050057 | Counting chamber acc. to Fuchs-Rosenthal, CE double ruling, bright-line | 1114 | 109.14
6050096 | Plastipak Disposable syringes 10 ml PP, with luer-lok nozzle, with two-piece plunger, concentric, sterile, pack of 100 | 1461 | 33.56
6050099 | Plastipak Disposable syringes 50/60 ml PP, with luer-lok nozzle, with two-piece plunger, concentric, sterile, pack of 60 | 1461 | 51.69
6050132 | LLG-Safety net SN 60 from PE: for ø: 30-60 mm, green, roll of 5 mtr. | 66 | 30.21
6050133 | LLG-Safety net SN 100 from PE: for ø: 50-100 mm, red, roll of 5 mtr. | 66 | 33.97
6050151 | Multiplates, 4 well, PS, Nunclon, treated, flat bottom, with cover, sterile, pack of 120 | 1337 | 287.99
6050155 | Diffusion sampler ORSA 5 pack of 5 | 1213 | 187.78
6050160 | Microliter syringe 7105 KH 5 µl (24/70/3) | 1457 | 211.97
6050224 | Microliter syringe 701 ASN 10 µl (23s/43/AS), pack of 6 | 1458 | 526.65
6050553 | Test tubes hydrogen sulfide pack of 10 CH 29101 100/a | 1215 | 129.98
6050554 | Test tubes carbon dioxide 5/a pack of 10 | 1214 | 164.31
6050562 | Screw cap tube 250 ml, PP, white LaboPlast ®, 69x78 mm diameter with screw cap | 45 | 2.17
6050595 |  | 1107 | 12.03
6050757 | Test tubes water vapour 0.1, pack of 10 | 1215 | 142.3
6050803 | Tubing, silicone, 8,00x4,00 mm hardness 60 shore A | 147 | 17.97
6050827 | Volumetric pipette 10 ml, class AS AR-clear soda glass, brown graduated, conformity-certified | 929 | 10.02
6050958 | Syringe 5µl, 5R-GP | 1491 | 174.05
6050962 | Syringe SK-10F-AG-0.63 10 µl, pack of 6 | 1493 | 360.98
6051013 |  | 119 | 11.48
6051286 | Tubing, silicone 5.00 x 2.50mm hardness 60 shore A | 147 | 5.31
6051306 | Finnpipette Digital 1 channel with variable volume 2000-10000 µl | 965 | 317.42
6051320 | Tubing, silicone 13.00 x 3.00mm hardness 60 shore A | 147 | 18.31
6051403 | LLG-Snap cap N 18, LDPE, transparent, closed top pack of 100 | 1445 | 5.1
6051516 | Tygon® pump tubing LMT-55 i.d. 0.89 mm, orange/orange, standard, 3 rider, pack of 12 | 1047 | 80.74
6051579 | Ultra-micro-cuvette 10 x 2 mm 15 mm ZH, quartz glass SUPRASIL® with PE-stopper 011.103 | 1155 | 652.31
6051629 | Lance "Milky", V4A Steep depth 385 mm, total length 480 mm AD approx. 28 mm, according to DIN 10327 | 545 | 257.96
6051794 |  | 1319 | 530.3
6051806 | Test tube cleaner, red rubber (NR) spade shape | 29 | 1.57
6051845 | Half-micro-Flow-through cuvette 176.000-QS 10mm thickness, 15mm centre height quartz glass SUPRASIL® | 1156 | 615.28
6051958 | Air-cooler rod LS 12 | 1252 | 258.19
6051961 | Thermal M bath fluid 5 liters (+40...+170 °C) | 828 | 358.85
6052018 | Whirl-Pak® homogenizer bags 130x190 mm w/o writing field, PE, sterile, capacity 390 ml, filling volume 260ml, pack of 500 | 560 | 137.04
6052085 | Petri dishes 145x20mm PS, non-sterile, with vents, pack of 120 | 1365 | 92.33
6052153 | Discardit II Disposable syringes 2 ml PP/PE, 2-parts, concentric, OE-sterilized, pack of 100 | 1461 | 6.39
6052157 | Discardit II Disposable syringes 20 ml PP/PE, 2-parts, eccentric, OE-sterilized, pack of 80 | 1461 | 12.15
6052441 | Tygon® pump tubing LMT-55 i.d. 0.51 mm, orange/yellow, standard, 3 rider, pack of 12 | 1047 | 80.74
6052442 | Tygon® pump tubing LMT-55 i.d. 0.64 mm, orange/white, standard, 3 rider, pack of 12 | 1047 | 80.74
6052443 | Tygon® pump tubing LMT-55 i.d. 0.76 mm, black/black, standard, 3 rider, pack of 12 | 1047 | 80.74
6052445 | Tygon® pump tubing LMT-55 i.d. 1.42 mm, yellow/yellow, standard, 3 rider, pack of 12 | 1047 | 80.74
6052446 | Tygon® pump tubing LMT-55 i.d. 1.75 mm, blue/green, standard, 3 rider, pack of 12 | 1047 | 80.74
6052447 | Tygon® pump tubing LMT-55 i.d. 1.85 mm, green/green, standard, 3 rider, pack of 12 | 1047 | 80.74
6052449 | Tygon® pump tubing LMT-55 i.d. 2.54 mm, purble/orange, standard, 3 rider, pack of 12 | 1047 | 80.74
6052487 | Tubing, silicone 8.00 x 3.50mm hardness 60 shore A | 147 | 13.85
6052519 | Cooling bin KW 12/N, for 12 tubes | 1252 | 728.59
6052545 | Silicone tubing 7x3 mm hardness 60 shore A | 147 | 11.64
6052587 | Hose clips 6,0 - 6,5mm POM, pack of 10 | 164 | 6.75
6052588 | Hose clips 9,0-10,0mm POM, pack of 10 | 164 | 7.08
6052589 | Hose clips 10,0-11,0mm POM, pack of 10 | 164 | 7.08
6052590 | Hose clips 11,0-12,0mm POM, pack of 10 | 164 | 7.08
6052591 | Hose clips 12,0-14,0mm POM, pack of 10 | 164 | 7.08
6052592 | Hose clips 13,0-15,0mm POM, pack of 10 | 164 | 7.08
6052593 | Hose clips 15,0-17,0mm POM, pack of 10 | 164 | 7.08
6052594 | Hose clips 17,0-19,0mm POM, pack of 10 | 164 | 7.08
6052595 | Hose clips 18,0-20,0mm POM, pack of 10 | 164 | 8.83
6052596 | Hose clips 20,0-22,0mm POM, pack of 10 | 164 | 8.83
6052598 | Hose clips 23,0-25,0mm POM, pack of 10 | 164 | 8.83
6052630 | Test tubes hydrogen sulfide 1/c pack of 10 | 1215 | 126.32
6052763 | Macro-cuvette 110-QX, 10mm thickness quartz glass SUPRASIL® 300, 3500 µl with PTFE-stopper | 1154 | 284.87
6052959 | Volumetric pipette 1 ml, class AS AR-clear soda glass, brown graduated, conformity-certified | 929 | 6
6053055 | Macro-cuvette 100-QX, 5mm thickness quartz glass SUPRASIL® 300, 1750 µl with cover of PTFE | 1154 | 222.66
6053239 | Micro spatulas, 130mm length #3011 | 118 | 3.17
6053253 |  | 179 | 55.13
6053289 | Sterican needles, 0.60 x 60 mm blue, G 23, sterile, pack of 100 | 1462 | 10.25
6053291 | Haemacytometer cover glasses, 20 x 26 mm, thickness 0.4 mm, pack of 10 | 1118 | 18.67
6053348 | Vacuum tubing, rubber 8x6mm hardness 45 shore A | 146 | 15.19
6053546 |  | 1108 | 41.48
6053602 | Finntips FT 5 ml 1000-5000 µl, 5 racks of 54 | 994 | 112.59
6053660 | Dewar flask with handle G9 C, 1l | 771 | 259.92
6053755 | Microlitre syringe 1705 RNR (22S/51/3) 50 µl | 1456 | 163.81
6054195 | Vacuum tubings, rubber, 12.00 x 5.00 mm, natural rubber (NR), red, hardness 45 shore A | 146 | 23.64
6054343 | Volumetric pipette 50 ml, class AS AR-clear soda glass, brown graduated, conformity-certified | 929 | 16.99
6054526 | Rubber tubing 15x3mm hardness 45 shore A | 146 | 10.51
6054581 | Flow examinier for air with 10 tubes, blower ball and rubber caps | 1212 | 167.24
6054631 | Weight F1, 5kg, stainless steel | 380 | 392.26
6054634 | Weight F1, 50g, stainless steel | 380 | 55.82
6054664 | Tubes, 50 ml, PP, 30x115 mm pack of 300, sterile | 693 | 290.92
6054710 | Tubing, silicone 14.00 x 3.00mm hardness 60 shore A | 147 | 19.33
6054776 | Tubing, silicone 6.00 x 1.00mm hardness 60 shore A | 147 | 2.6
6054780 |  | 1251 | 4040.35
6054809 | Stailess steel tweezer 250 mm with silicone-coated tips for weights 500g to 2kg, for E1 to F1 | 381 | 33.26
6055100 | Polysine slides pack of 72 | 1116 | 27.96
6055115 | Dipping flow cup with 2 mm brass flow nozzle "Original FRIKMAR" | 432 | 104.37
6055199 | Abbe refractometer, digital 1.3000 - 1.7000 nD :0.0002 nD,0-95% Brix | 1133 | 6636.43
6055335 | Microliter syringe 750 NR (22/51/3) 500 µl | 1455 | 181.37
6055461 | Screw cap tube 1000 ml, PP, white LaboPlast ®, 102x129 mm diameter with screw cap | 45 | 5.8
6055472 | Volumetric pipette 100 ml, class AS AR-clear soda glass, brown graduated, conformity-certified | 929 | 23.94
6055476 | Bunsen burner for natural gas, with gas valve, air regulation, pilot flame inside, DIN version | 141 | 61.37
6055561 |  | 1252 | 2406.54
6055754 |  | 446 | 11.8
6056159 | Tubing, silicone 18.00 x 3.00mm hardness 60 shore A | 147 | 20.75
6056160 | Tubing, silicone 16.00 x 2.50mm hardness 60 shore A | 147 | 17.94
6056307 | Finnpipette Digital 1 channel with variable volume 10-100 µl | 965 | 317.42
6056364 | Beaker 100 ml, 18/10 steel with rim, spout and handle | 16 | 119.91
6056365 | Beaker 250 ml, 18/10 steel with rim, spout and handle | 16 | 123.21
6056366 | Beaker 500 ml, 18/10 steel with rim, spout and handle | 16 | 145.6
6056389 | Weight F1, 2kg, stainless steel | 380 | 243.3
6056390 | Weight F1, 200g, stainless steel | 380 | 78.39
6056393 | Weight F1, 20g, stainless steel knob | 380 | 49.88
6056436 | Tygon® pump tubing LMT-55 i.d. 2.06 mm, purble/purble, standard, 3 rider, pack of 12 | 1047 | 80.74
6056446 | Muffle furnaces L 15/11/B410 temperature max 1100°C | 904 | 5672.39
6056477 | Dipping flow cup with 3 mm brass flow nozzle "Original FRIKMAR" | 432 | 104.37
6056774 | Tubes, ammonia 0,25/a, 0,25-3 ppm pack of 10 | 1214 | 148.17
6056820 | Volumetric pipette 3 ml, class AS, 2 marks AR-clear soda glass, brown graduated, conformity-certified | 929 | 11.45
6056856 | Round-bottom Flasks, Two-neck, Side Neck Angled, C. Neck NS 29/32 Side Neck NS 29/32 | 621 | 138.83
6056875 | Tygon® pump tubing LMT-55 i.d. 0.13 mm, orange/black, standard, 3 rider, pack of 12 | 1047 | 80.74
6056876 | Tygon® pump tubing LMT-55 i.d. 3.17 mm, black/white, standard, 3 rider, pack of 12 | 1047 | 80.74
6056922 | Dipping flow cup with 6 mm brass flow nozzle "Original FRIKMAR" | 432 | 104.37
6056925 | Tubing, silicone 0.50 x 0.40mm hardness 60 shore A | 147 | 0.85
6056947 | Finntips FT300, 5-300 µl pack of 960 | 992 | 109.22
6057011 | Finntips FT 300, 5-300 µl, pack of 1000 | 992 | 84.61
6057100 | Volumetric pipette 15 ml, class AS AR-clear soda glass, brown graduated, conformity-certified | 929 | 12.33
6057101 | Volumetric pipette 30 ml, class AS AR-clear soda glass, brown graduated, conformity-certified | 929 | 15.57
6057293 | Double-ended spatula 18/10 230mm | 116 | 3.92
6057366 | Quartz glass crucible 38 ml 45x36 mm, medium form | 113 | 29.12
6057808 |  | 432 | 244.48
6057941 | Kjeldahl-Flasks, Socket NS 29/32 Cap. ml 500 | 619 | 80.59
6057943 | Test solution DPD 1 15 ml flask UN 2796, 8, II, (E) | 1244 | 17.77
6057944 | Test solution DPD 3 flask 15 ml, red | 1244 | 17.77
6058068 | Buffer solution DPD 1 blue, flask 15ml | 1244 | 17.77
6058191 | Graduated pipette 10:0.1 ml, 360 mm length class AS, main point ring graduation, graduated to top, amber graduated | 933 | 6.54
6058370 | Dipping flow cup with 5 mm brass flow nozzle "Original FRIKMAR" | 432 | 104.37
6058619 | Tubes ozone 10/a, 20 - 300 ppm, pack of 10 | 1214 | 149.64
6058898 | Microliter syringe 1710 N (22s/51/3) 100 µl | 1456 | 150.17
6059206 | Tubing, silicone 15.00 x 3.00mm hardness 60 shore A | 147 | 17.54
6059364 | Graduated pipette 0.5:0.01 ml, 360 mm length class AS, main point ring graduation, graduated to top, amber graduated | 933 | 6.54
6059475 |  | 446 | 10.15
6059697 | Flow-through cuvette 5mm, 15mm centre height, quartz glass SUPRASIL®, with 2 screw connections M 6 x 1 and FEP-tubes, 195 µl | 1156 | 775.69
6059699 | Graduated pipette 2:0.02 ml, 360 mm length class AS, main point ring graduation, graduated to top, amber graduated | 933 | 5.58
6059700 | Quartz sand 0.3-0.9 mm, (2500 gram) | 1476 | 238.52
6059732 | Dewar vessel type G 10 C, 1.5 ltr., blue coated protective aluminium casing, 345x77 mm, cylindrical, with handle | 771 | 266.88
6059800 | Graduated pipette 5:0.1 ml, 360 mm length class AS, main point ring graduation, graduated to top, amber graduated | 933 | 6.44
6059874 | Polarimeter P 1000-LED | 1136 | 1630.81
6059899 | Microlitre syringes 701RN VE=6, 10µl | 1455 | 606.52
6059920 | Quartz glass crucible 24 ml 35x44 mm, tall form | 113 | 26.75
6059957 | Tripod Stand 160 x 230 mm high zinc plated steel | 144 | 27.65
6060303 |  | 118 | 3.37
6060304 |  | 118 | 3.17
6060305 |  | 118 | 2.76
6060324 | Microspoon 150 mm, 18/10 steel Type 1 Spoon shape | 117 | 6.46
6060366 | Support rods, 500 x 12 mm, without thread, 18/10 steel | 179 | 22.6
6060382 | Aluminium foil 100m x 30cm 30 µm thick, refill-roll | 188 | 74
6060786 | Reaction vessel RG 1 NS 29, 100ml scale mark | 1252 | 77.74
6060787 | Reaction vessel RG 2 NS 29, 100ml scale mark, with vessel adapters | 1252 | 120.24
6060788 | COD air cooler LK 1 NS 29, 660 mm | 1252 | 62.88
6060789 | HCL absorber, HCL 29 H41-2, 2 X NS 29 | 1253 | 176.73
6070007 | Clamps 0-80mm die-cast zinc | 185 | 21.37
6070009 |  | 1024 | 95.44
6070033 | Stopcocks, Straight Bore with PTFE Plug , NS 12,5 Bore mm 2,5 | 655 | 31.56
6070044 | Condenser clamp, range 50-100mm aneealed cast iron chromium plated | 185 | 46.56
6070046 | Columns to Vigreux with Removable Glass Jacket, Eff.L. mm 200 Socket/Cone NS 14/23 | 628 | 139.45
6070072 | Automatic burettes, Dr. Schilling 50:0,10ml, blue graduation fast flow burettes | 1024 | 104.94
6070079 | Nickel crucibles, 99.5 %, 50 ml, type 2, 1.0 mm thick, without lid | 115 | 95.43
6070095 | Sterican® disposable needles, size 17, Pravaz, 0.55 x 25 mm, gauge 24, violet, pack of 100 | 1462 | 5.15
6070119 | neodisher® Alka 300, 12 kg canister caustic alkali liquid, n.o.s. UN 1719, 8, II | 1171 | 146.93
6070153 |  | 750 | 5.35
6070155 |  | 185 | 25.2
6070187 |  | 1213 | 380.52
6070203 | Microliter syringe 1705 N (22s/51/3) 50 µl | 1456 | 157.96
6070276 | Universal tray KM mini for KM2 without spring clamps | 510 | 258.88
6070277 | Clamping strips KM | 510 | 68.86
6070318 | Nickel crucibles, 99.5 %, 130 ml, type 2, 1.0 mm thick, without lid | 115 | 130.06
6070401 | Water jet pump, nickel plated brass, 1/2", no-return valve, threaded adapter | 1060 | 95.77
6070411 |  | 770 | 866.49
6070440 | Pipet tips 1-200 µl colorless, pack of 1000 | 983 | 15.53
6070485 |  | 118 | 3.37
6070510 | Pycnometer Heads with Wide-Neck Bottle with Conical Shoulder, Cap. ml 1000 | 428 | 143.52
6070518 | Tubing, silicone 1.50 x 1.25mm hardness 60 shore A | 147 | 2.6
6070535 | Crucibles, nickel 30ml 40x40mm without lid | 115 | 64.81
6070542 | Cones, Full Length, NS 5/20 | 654 | 24.59
6070548 |  | 771 | 338.74
6070565 | Face protection visor Clearways CV84 A acetate shield, clear, for CB14 and CB20 | 205 | 19.69
6070616 |  | 1108 | 27.86
6070661 | Quartz glass crucible 120 ml 60x75 mm, tall form | 113 | 65.65
6070692 |  | 771 | 291.69
6070786 | Aluminium foil 100mx30cm thickness 0,03mm dispenserbox | 188 | 78.67
6070787 | Aluminium foil 100m x 45cm 30 µm thick, dispenser box | 188 | 114.15
6070797 | Micro double-ended spatula 150x3 mm, 18/10 steel | 118 | 3.37
6071718 | Silicone vacuum tubing 3,00 x 3,00mm hardness 60 shore A | 147 | 7.55
6071748 | Volumetric pipette 10 ml, class AS, 2 marks AR-clear soda glass, brown graduated, conformity-certified | 929 | 13.52
6071758 | Sterican® disposable needles, size 20, Pravaz, 0.40 x 20 mm, gauge 27, grey, pack of 100 | 1462 | 5.15
6071767 | Stainless steel thermo plate for VO 29 | 863 | 732.54
6071787 |  | 750 | 3.09
6071788 |  | 750 | 4.32
6071789 |  | 750 | 1.65
6071792 | Dimroth Condensers, Socket/Cone NS 14/23 Jacket L.mm 250 | 635 | 169.88
6071808 | PTFE-tubing GA 19 x 300 mm | 1058 | 93.59
6071809 | PTFE-tubing GA 22 x 300 1xHUB | 1058 | 93.59
6071810 | PTFE-tubing GA 30 x 300 mm | 1058 | 93.59
6071880 |  | 1483 | 26.49
6071888 | bosshead, 16mm T-screws stainless steel | 182 | 39.97
6072019 | Stand base 300x150x6 mm steel, varnished, thread M10, 1 adjustable foot | 177 | 47.38
6072053 |  | 183 | 104.93
6072077 | Iodine Determination Flasks , Cap. ml 100 Socket NS 29/32 | 624 | 27.06
6072130 |  | 118 | 3.56
6072150 | Cones with angle drip NS 19/26 | 654 | 12.95
6072172 | Dropping Funnels, Cylindrical, with Pressure Equalizing Tube , Cap. ml 25 Socket/Cone NS 14/23 | 634 | 76.64
6072181 | FoodScoop 500ml stainless steel | 139 | 85.45
6072219 |  | 115 | 60.06
6072288 | Round-bottom Flasks, Two-neck, Side Neck Angled, C. Neck NS 29/32 Side Neck NS 14/23 | 621 | 138.72
6072292 | Bottles 20l | 58 | 164.8
6072332 | Measuring tube with tap, 10ml: 1/101 ml, Zero Zero point at the tap, Core + sleeve NS 29/32 | 640 | 152.09
6072528 | Microlitre syringe SK-5F-AG-0.63 5 µl, firm needle, length 42mm pack of 6 | 1493 | 514.56
6072553 | Filter-Disc, 30 mm, Por. 2, Thickness apx. 3,5 mm | 747 | 6.36
6072558 | Round-bottom Flasks, Three-neck, Side Necks Parallel, C. Neck NS 29/32 Side Neck NS 29/32 | 621 | 342.43
6072630 | Double-ended spatulas 500mm, 18/8 steel | 119 | 14.47
6072631 |  | 118 | 2.76
6072639 | Liquid-Sampler Nr. 5326-1 | 553 | 288.11
6072687 | Measuring jugs 500 ml, type 1 conical, graduated, 18/8 steel with handle | 18 | 35.61
6072791 | Macro-cuvette 110-QX, 5mm thickness quartz glass SUPRASIL® 300, 1750 µl with PTFE-stopper | 1154 | 271.9
6072828 | Microlitre syringes 701 ASN pack of 6 (26s/43/AS) 10 µl | 1458 | 531.54
6072878 | Disposable Culture tube 160x15.5x0.8 mm soda-lime-glass, pack of 250 | 1374 | 52.06
6072920 | Cones with Cone Tip, NS 12/21 | 654 | 6.36
6072965 | Separating Funnels, Gilson , Cap. ml 250 Socket NS 29/32 Cap. | 640 | 128.36
6072986 | Filter paper circles MN GF-3, 70 mm pack of 100 | 718 | 90.27
6072997 | Separating Funnels, Gilson , Cap. ml 500 Socket NS 29/32 Cap. 500 | 640 | 148.8
6073051 | GD/X 25 Syringe Filter, nonsterile, 0.2 µm, 25 mm PTFE filtration medium, pack of 150 | 733 | 605.43
6073068 | Cones with Cone Tip and Special Tube Dimensions, NS 60/46 O.D. mm 50x380 | 654 | 62.6
6073104 | Extraction Tube Mojonnier with spheric ball | 1276 | 88.97
6073106 | Stray-light-cuvette 540.111-QS quartz glass SUPRASIL®, 75x10 / 74x8 mm, 2800 µl PTFE-stopper, outer cylinder fire-polished | 1155 | 250.19
6073113 | Separating Funnels, Gilson , Cap. ml 100 Socket NS 19/26 | 640 | 123.06
6073163 | Pyknometer 50 ml acc. to Gay-Lussac BLAUBRAND w. DAkkS certificate justated, Boro 3.3 | 427 | 202.88
6073183 | Columns to Vigreux with Fixed Vacuum Jacket, Eff.L. mm 300 Socket/Cone NS 29/32 | 628 | 252.81
6073246 | Reduction and Expansion Adapters with Ground Joint, Socket NS 29/32 Cone NS 24/29 | 645 | 27.55
6073253 | Gefäße, klein, mit Gas (Gaspatronen), Gemisch UN 2037, 2, 5F, (D) | 141 | 129.46
6073260 | Separating Funnels, Gilson , Cap. ml 50 Socket NS 19/26 Cap.ml 20000 | 640 | 114.86
6073298 |  | 1275 | 29.89
6073310 | Kjeldahl-Flasks, Socket NS 29/32 Cap. ml 250 | 619 | 75.23
6073375 |  | 119 | 8.21
6073469 | Threated bottle 100 ml, amber glass ethylene-acrylate coating thread GL 32, screw cap PP, temp. 80°C | 78 | 21.31
6073481 | Nitrogen Round-bottom Flasks (Schlenk-Flasks), Socket NS 29/32 Cap. ml 250 Cap. ml 4000 | 623 | 97.05
6073489 | Gas Washbottles to Drechsel with Screw Connections, Cap. ml 500 Thread GL 45 | 643 | 77.46
6073505 | Safety washing bottle 500 ml narrow neck, PE-LD, GL 25, heptane, with VENT CAP screw connection | 94 | 12.95
6073555 | LLG-Snap ring cap N 11, PE, transparent, center hole, PTFE red/Silicone white/PTFE red, Hardness: 45° shore A, Thickness: 1.0 mm, pack of 100pcs | 1442 | 40.94
6073833 | LLG-Snap Ring Vial N 11,1,5ml, O.D.: 11.6mm, outer height: 32 mm, clear, flat bottom, wide opening, pack of 100 | 1441 | 12.8
6074044 | Stand base 315 x 200 mm steel, powder coated, M10 bore hole, 8mm thick, with welded feet | 178 | 87.84
6074178 |  | 446 | 8.44
6074754 | Conductivity Standard 50 Microsiemens/cm 25°C, 500 ml | 339 | 174.57
6075034 | Tubing, silicone 10.00 x 3.00mm hardness 60 shore A - supplied per meter - | 147 | 11.44
6075473 | Turbidity Std Non Ratio 0.1 NTU 100ml | 1265 | 122.77
6075746 | Centrifuge tubes 16x107 mm 10 ml, PMP, graduated 0,1 ml, concial, pack of 50 | 695 | 53.75
6075807 | Dewar vessel, type SCH 31 CAL bowl form, 200mm, aluminium coat | 769 | 784.25
6075814 | Interchangable block QB50 for 4 tubes, 29 x 50 (diam x depth) | 893 | 217.67
6075820 | LLG-Grid divider 10x10 H=30mm, from cardboard, for Cryobox 133 x 133 mm | 758 | 1.59
6075892 |  | 118 | 3.45
6075894 | Micro spatula 185x50mm | 118 | 3.45
6075946 | Vacuum tubings, rubber, 5.00 x 4.00 mm, natural rubber (NR), red, hardness 45 shore A | 146 | 10.04
6075999 | Aluminium foil, 100m x 50cm, 30 µm | 188 | 121.88
6076057 | Wall container type 1 for 1 eye-wash bottles BARIKOS KS | 253 | 44.77
6076115 | Sterican needles, 0,70x30 mm pack of 100, black, G 22, sterile | 1462 | 5.15
6076152 | Thread adapter set complete consisting of: # 0600-0010, -0020, -0150 und -0001 | 1039 | 33.69
6076184 | Aluminium foil 150m x 30cm 15 µm thick, refill-roll | 188 | 55.32
6076204 | Burette clamp, aluminium, with bosshead, d=0-13mm | 186 | 75.8
6076221 | Sterican® disposable needles, size 2, Pravaz, 0.80 x 40 mm, gauge 21, green, pack of 100 | 1462 | 5.15
6076243 | Test tube cleaner, transparent silicon (VMQ) spade shape | 29 | 2.19
6076250 | Aluminium foil 150mX30cm thickness 0,015mm in dispenser box | 188 | 59.1
6076279 | Microspoon spatula, 180 mm 18/10 steel, type 1 spoon shape | 117 | 6
6076309 | Ring with bosshead, O.D.:70mm ring of steel with malleable bosshead, powder coated | 180 | 38.08
6076351 | Aluminium foil 10mx45cm thickness 0,03 mm | 188 | 15.47
6076356 | Bottle holder for 6 bottles max. Bottle diameter 95 mm 310x210x305 mm | 49 | 24.13
6076362 | Flow test tube UN 3260, 8, II, (E) pack of 10 | 1212 | 101.21
6076365 |  | 1214 | 132.4
6076374 | U-shaped stirrer shafts 450x8mm OD 60x40mm, PTFE, stainelss steel cone | 496 | 271.36
6076375 | U-shaped stirrer shafts 450x8mm OD 80x50mm, PTFE, stainelss steel cone | 496 | 250.38
6076504 | Mortar 1000 ml, 160 mm dia. stainless steel 18/10 without pestle | 566 | 90.05
6076513 | Silicone tubing, 7,00x4,00 mm hardness 60 shore A | 147 | 18.46
6076521 | Tubing, silicone 8.00 x 3.00mm hardness 60 shore A | 147 | 12.85
6076525 | Double bosshead 16.5 mm, type 1 anglge 90°, aluminium | 180 | 15.37
6076532 | Stand.ground joint stirr.bearing NS 29/32 8 mm dia., GL 25, PTFE | 633 | 65.86
6076543 | Micro spatula 18/8 steel, 150x4mm | 118 | 3.34
6076560 |  | 771 | 285.93
6076598 | Support clamps 120mmØ, 18/10 | 183 | 79.9
6076621 | Support rods, 500x12 mm with M10 thread, 18/8 steel | 179 | 24.33
6076641 | Micro-cuvette 108.002B-QS, 10mm thickness quartz glass SUPRASIL®, 500 µl with cover of PTFE | 1153 | 471.04
6076691 | Microspoon spatula, 150 mm 18/10 steel, type 1 spoon shape | 117 | 6.46
6076692 | Nickel crucibles, 99.5 %, 15 ml, type 1, 0.5 mm thick, without lid | 115 | 57.96
6076793 | Biological test dish 245x245x25mm PS, 500 cm², standard height, sterile, with lid, pack of 16 | 1365 | 224.94
6076831 | Rubber tube, 4,00 x 2,00mm, red hardness 45 shore A | 146 | 2.4
6076836 | Retort stand base 250x160 mm, steel powdercoated, M 10 thread, thickness 8 mm, rubber feet | 178 | 30.36
6076838 |  | 118 | 2.76
6076887 | Mini Eye Shower "Eyes Fresh" | 255 | 225.86
6076890 |  | 1319 | 385.67
6076892 |  | 184 | 13.8
6076893 |  | 184 | 14.85
6076896 | Finntips 100 0.5-100 µl, sterile 10 racks of 96 | 994 | 204.21
6076904 |  | 116 | 2.76
6076940 | Nickel crucibles, 99.5 %, 70 ml, type 1, 0.5 mm thick, without lid | 115 | 77.03
6076955 | Tubing, silicone 11.00 x 2.00mm hardness 60 shore A | 147 | 10.58
6076997 | Dewar vessel type G 13 C 2,0 ltr. blue coated alu housing, 340x90 mm, cylinder shape with handle | 771 | 305.65
6077179 |  | 118 | 3.58
6077201 | Tygon® pump tubing LMT-55 i.d. 1.09 mm, white/red, standard, 3 rider, pack of 12 | 1047 | 80.74
6077239 | Vacuum tubings, rubber, 7.00 x 4.00 mm, natural rubber (NR), red, hardness 45 shore A | 146 | 9.76
6077279 | Micro Spatula 210mm, 18/8 steel | 118 | 3.69
6077329 | Test tubes, natural gas UN 3260, 8, II, (E) pack of 5 | 1214 | 122.27
6077361 | Volumetric pipette 8 ml, class AS AR-clear soda glass, brown graduated, conformity-certified | 929 | 13
6077366 | Volumetric pipette 40 ml, class AS AR-clear soda glass, brown graduated, conformity-certified | 929 | 18.61
6077369 | Stand base 250x160x6 mm steel, varnished, thread M10, 1 adjustable foot | 177 | 44.09
6077377 | Silicone tubing, 6,00x3,00 mm hardness 60 shore A | 147 | 8.65
6077387 | Micoliter syringe 1750 RNR (22/51/3) 500 µl | 1456 | 167.7
6077390 | Tubing, silicone 10.00 x 2.50mm hardness 60 shore A | 147 | 9.96
6077398 | Test tubes nitrose gases 2/a, pack of 10 | 1214 | 122.27
6077399 | Tubes hydrogen sulphide 0.2/b, 0.2 - 6 ppm, pack of 10 | 1215 | 140.91
6077412 | Beaker 1000 ml, 18/10 steel with rim, spout and handle | 16 | 166.71
6077415 |  | 751 | 22.4
6077417 |  | 751 | 13.91
6077445 | Tubing, silicone 10.00 x 1.50mm hardness 60 shore A | 147 | 6.56
6077451 | Silicone tubing 8x18mm vacuum hardness 60 shore A | 147 | 20.49
6077452 | Silicone vacuum tubing 10,00 x 5,00mm hardness 60 shore A | 147 | 25.19
6077556 | Spoon spatula 185x5mm | 116 | 3.17
6077624 | Tubing, silicone 0.80 x 0.40mm hardness 60 shore A | 147 | 1
6077689 | Microspoon spatula, 150 mm 18/10 steel, type 2 scoop shape | 117 | 5.61
6077690 | Tubing, silicone 2.00 x 1.50mm hardness 60 shore A | 147 | 2.29
6077692 | Tubing, silicone 2.00 x 0.40mm hardness 60 shore A | 147 | 0.77
6077706 | Stand base 210x130x6 mm steel, varnished, thread M10, 1 adjustable foot | 177 | 44.13
6077737 | Nickel crucibles, 99.5 %, 50 ml, type 1, 0.5 mm thick, without lid | 115 | 69.73
6077738 | Round-bottom Flasks with Conical Joint, Cap. ml 3000 Socket NS 29/32 | 618 | 171.6
6077745 |  | 185 | 19.65
6077767 |  | 118 | 3.37
6077825 |  | 118 | 3.17
6077875 | LLG-Cryobox 136x136x50mm blue, special, w/o grid, | 757 | 3.4
6077876 | LLG-Cryobox 136x136x50mm yellow, special, w/o grid, | 757 | 3.4
6077882 |  | 751 | 7.31
6077925 |  | 116 | 3.58
6078107 | Melting point capillaries 100 mm pack of 100, one end sealed | 446 | 11.38
6078136 | Crucible tongs, 220 mm, 18/8 steel, double bent | 143 | 13.19
6078144 |  | 751 | 8.78
6078145 |  | 751 | 16.71
6078159 | Measuring cylinder 5 ml, class B, tall form, short line graduation, Borosilicate glass, amber graduated | 912 | 13.56
6078162 |  | 1483 | 29.51
6078174 | Connection adapter Male 1.5mm | 1058 | 64.37
6078175 | Tygon® pump tubing LMT-55 i.d. 1.02 mm, white/white, standard, 3 rider, pack of 12 | 1047 | 80.74
6078182 | Sterican® disposable needles, size 18, 0.45 x 25 mm, gauge 26, brown, pack of 100 | 1462 | 5.15
6078202 |  | 750 | 2.47
6078270 |  | 116 | 3.58
6078279 | Tubes oil 10/a-P 0.1-1 mg/qm, measuring period 25 min. UN 3260, 8, III, (E), pack of 10 | 1216 | 173.11
6078290 | Double-ended spatulas 18/8 250mm, spoon shape | 118 | 3.58
6078358 | Tubing, silicone 10.00 x 4.00mm hardness 60 shore A | 147 | 19.52
6078395 |  | 115 | 122.51
6078413 | Tubing, silicone 25.00 x 4.00mm hardness 60 shore A | 147 | 44.38
6078446 | Screw cap tube 600 ml, PP, white LaboPlast ®, 90x114 mm diameter with screw cap | 45 | 2.4
6078473 | Rubber vacuum tubing 10,00 x 8,00mm, red hardness 45 shore A | 146 | 41.04
6078500 | Haematocrit capillaries, 60 µl, for single use, NA-heparinized pack of 10 x 100 | 947 | 32.39
6078584 | Tubing, silicone 7.00 x 1.00mm hardness 60 shore A | 147 | 3.34
6078655 |  | 184 | 23.41
6078678 | Vacuum tubings, rubber, 10.00 x 3.00 mm, natural rubber (NR), red, hardness 45 shore A | 146 | 12.18
6078740 |  | 771 | 247.59
6078779 | Macro-cuvette 100-QX, 50mm thickness quartz glass SUPRASIL® 300, 17500 µl with cover of PTFE | 1154 | 312.76
6078858 | Buchner funnels 40mm porcelain | 749 | 57.81
6079073 | Columns to Vigreux with Removable Glass Jacket, Eff.L. mm 300 Socket/Cone NS 14/23 | 628 | 149.6
6079079 | LLG-Grid divider 4x4 H=65mm, from cardboard, for Cryobox 133 x 133 mm | 758 | 3.19
6079121 |  | 750 | 1.52
6079139 | Needle Adpter Male LUER/RN | 1058 | 79.94
6079278 | Test tubes Mercaptan 0.5/a Pack of 10 | 1214 | 171.64
6079307 | Double bosshead turnable 16,5 mm, with thumb screw angle 0-360°, annealed cast iron chromium plated | 180 | 27.6
6079309 | Bosshead 16.5 mm, type 4 angle 90°, aluminium | 180 | 27.06
6079397 | Volumetric pipette 2.5 ml, class AS AR-clear soda glass, brown graduated, conformity-certified | 929 | 10.53
6079436 | Pycnometer head NS 60/37 wide-neck bottle with conical shoulder | 428 | 107.63
6079458 | Round-bottom flask 1000 ml Four-neck, C. neck NS 29/32 side neck NS 29/32, DURAN® | 622 | 144.18
6079464 | Quartz glass crucible 50 ml 45x56 mm, tall form | 113 | 43.95
6079513 | LLG-Safety net SN 200 from PE: for ø: 90-200 mm, yellow, roll of 5 mtr. | 66 | 45.5
6079517 |  | 943 | 125.77
6079530 | Glass tank 300x220x240mm fine ground rim | 1122 | 85.77
6079568 | Pestle 140 mm, 28/24 stainless steel 18/10 | 566 | 113.52
6079648 | Stopcocks, Straight Bore with Solid Glass Plug , NS 14,5 Bore mm 2,5 | 655 | 24.61
6079677 | LLG-Grid divider 5x5 H=65mm, from cardboard, for Cryobox 136 x 136 mm | 757 | 3.11
6079701 | Spare spray head K3 white/white for spray bottle 1000 ml 9.223 160 | 96 | 4.02
6079772 | Chain-clamp universal, range 50-160mm steel electroplated | 186 | 48.19
6079829 | Vacuum tubings, rubber, 6.00 x 4.00 mm, natural rubber (NR), red, hardness 45 shore A | 146 | 10.32
6079832 | Reduction and Expansion Adapters with Ground Joint, Socket NS 34/35 Cone NS 29/32 | 645 | 46.08
6080098 | Dipping flow cups TA, aluminum with fixed nozzle 6 mm, DIN 53211 | 432 | 216.33
6080130 | LLG-Cryobox 136x136x50mm white, special, w/o grid, | 757 | 2.53
6080156 | Half-micro-Flow-through cuvette 176.000-QS 50mm thickness, 15mm centre height quartz glass SUPRASIL® | 1156 | 1243.81
6080286 | Chemical scoop 2.00 L 370 mm, 18/10 steel | 138 | 43.86
6080498 | Pipette for tissue culture 1:0.1ml claer glass, amber graduation, 230 mm, with mouth piece for cotton plug | 1345 | 8.81
6080511 | Cuvettes for magnetic stirrers Half-micro, quartz, 10x4mm thickness # 119004FQS | 1155 | 621.67
6080523 | Pipette for tissue culture 5:0.1ml claer glass, amber graduation, 230 mm, with mouth piece for cotton plug | 1345 | 8.88
6080611 | Diffusion sampler ORSA 25 pack of 25 | 1213 | 637.81
6080718 |  | 1319 | 236.68
6080870 | Sterican neddles, 0,90x40 mm pack of 100, yellow, size 1 | 1462 | 5.15
6080908 | Finntips FT 10-micro 0.2-10 µl, pack of 1000 | 991 | 93.29
6080932 | Adapters with NS-Stopcock, Straight, Cone NS 24/29 | 646 | 52.52
6081021 | LLG-Cryobox 136x136x50mm green, special, w/o grid, | 757 | 3.4
6081022 | LLG-Cryobox 136x136x50mm red, special, w/o grid | 757 | 3.4
6081209 | Graduated pipette 5:0.05 ml, 360 mm length class AS, main point ring graduation, graduated to top, amber graduated | 933 | 6.44
6081229 | Measuring tablets DPD Nr. 3 pack of 500 | 1243 | 106.46
6081232 | Omnifix® disposable syringes 5 ml Luer-Lock , 3-pieces sterile, pack of 100 | 1462 | 38.85
6081355 | Activated charcoal tubes type G, pack of 200 | 1213 | 1116.37
6081419 | Tygon® pump tubing LMT-55 i.d. 0.25 mm, orange/blue, standard, 3 rider, pack of 12 | 1047 | 80.74
6081420 | Tygon® pump tubing LMT-55 i.d. 0.38 mm, orange/green, standard, 3 rider, pack of 12 | 1047 | 80.74
6081424 | Tygon® pump tubing LMT-55 i.d. 1.14 mm, red/red, standard, 3 rider, pack of 12 | 1047 | 80.74
6081483 | Micro-cuvette 108.002F-QS, 10x2mm thickness quartz glass SUPRASIL®, 500 µl with cover of PTFE | 1155 | 485.08
6081520 | Tygon® pump tubing LMT-55 i.d. 2.79 mm, purble/white, standard, 3 rider, pack of 12 | 1047 | 80.74
6081539 |  | 1385 | 47.94
6081654 | LLG-Cryobox 133x133x50mm red, special, w/o grid | 758 | 4.02
6081670 | Support rods 1250 mm, without thread, Ø 12 mm, steel, galvanised | 179 | 31.39
6081736 | Splash guard, safety while handling pathogenic material | 1385 | 75.1
6081798 | Volumetric pipette 5 ml, class AS AR-clear soda glass, brown graduated, conformity-certified | 929 | 8.88
6081879 | LLG-Grid divider 9x9 H=30mm, from cardboard, for Cryobox 133 x 133 mm | 758 | 1.55
6082435 | DPD tablets "Phenolred" pack of 500 | 1244 | 106.46
6082633 | Finntips FT 250 univeral 0,5-250 µl, 10 racks of 96 | 991 | 108.44
6082701 | LLG-Cryobox 133x133x50mm white, special, w/o grid | 758 | 2.91
6082974 | Cartridgeburner air regulation, needle valve incl. 400 ml cartridge | 141 | 66.44
6082990 | Gas Washbottle 100 ml acc. Drechsel with filter disc, Por. 0 | 644 | 100.58
6083078 |  | 771 | 234.9
6083393 | Omnifix® disposable syringes 20 ml Luer-Lock , 3-pieces sterile, pack of 100 | 1462 | 96.68
6083415 | Viton tubing, 12,00x2,00 mm hardness 75 shore A | 149 | 78.31
6083463 | Drum hand pump, stainless steel, PTFE immersion depth 360 mm, diam. 32 mm | 1038 | 327.15
6083519 | LLG-Cryobox 136x136x130mm white, special, w/o grid, | 757 | 5.71
6083814 | Luer connection 1/4" -28 UNF | 1058 | 46.8
6083925 | Finnpipette Digital 1 channel with variable volume 0.5-10 µl | 965 | 317.42
6083932 | Microliter syringe 1702 N (22s/51/3) 25 µl | 1457 | 157.96
6083942 |  | 116 | 3.37
6084029 | Volumetric pipette 20 ml, class AS AR-clear soda glass, brown graduated, conformity-certified | 929 | 12.51
6084072 | Volumetric pipette 25 ml, class AS AR-clear soda glass, brown graduated, conformity-certified | 929 | 12.87
6084147 | HT Laboratory Screw Joint GL 14 Ø 8,0 mm, SW 17, PPS | 157 | 45.37
6084197 | Tripod stand, side length 145 mm | 178 | 87.29
6084306 |  | 1462 | 31.01
6084320 | CryoStor holder 6x Aluminium, pack of 50 | 768 | 91.89
6084360 | Finnpipette Digital 1 channel with variable volume 0.5-10 µl micro point | 965 | 317.42
6084361 | Finnpipette Digital 1 channel with variable volume 2-20 µl | 965 | 317.42
6084365 | Finnpipette Digital 1 channel with variable volume 100-1000 µl | 965 | 317.42
6084496 | Dipping flow cup with 8 mm brass flow nozzle "Original FRIKMAR" | 432 | 104.37
6084538 | LLG-Cryobox 133x133x50mm green, special, w/o grid | 758 | 4.02
6084681 | Finntips FT 10-micro 0.2-10 µl, 10 racks of 96 | 991 | 120.89
6084722 | Micro-cuvette 108.002-QS, 10mm thickness quartz glass SUPRASIL®, 500 µl with cover of PTFE | 1153 | 269.68
6084976 | Finntips FT 300 5-300 µl, sterile pack of 10x96 | 992 | 124.41
6085021 | Cotton wool staff, WA 1-I, 150x2,2 mm pack of 2000 | 1368 | 16.05
6085144 | Cotton wool staff WA 1 D, 150x2,2 mm one-sided, pack of 1000 | 1368 | 22.66
6085184 | Reaction tube 0.5 ml, natural PP, with lid, pack of 1000 | 1406 | 25.06
6085289 | Finntips 1000 100-1000 µl, sterile 10 racks of 96 | 994 | 235.9
6085341 | Tubing, silicone 20.00 x 3.00mm hardness 60 shore A | 147 | 25.39
6085475 | Silylation reagent MSTFA pack of 5x10 ml UN 3316, 9, II, (E) | 1490 | 551.55
6085753 | Omnifix syringes 10 ml, sterile pack of 100, luer-lock, 3-pieces | 1462 | 44.2
6085775 | Beaker 5000 ml, 18/10 steel with rim, spout and handle | 16 | 313.94
6085794 | Tubes hydrogen sulfide 0,2/a 0.2-5 ppm pack of 10 | 1215 | 140.91
6085852 | Finntips FT 1000 pack of 1000, 100-1000µl | 993 | 85
6085914 | Triangles 100 mm | 145 | 13.65
6085976 | Plastic film 200x0,10 mm tubular, transparent in rolls of 250 m | 192 | 115.83
6086178 | Universal jar 25 ml w. screw-cap, irradiance-sterilized, pack of 50 | 562 | 41.56
6086375 | Macro-cuvette 100-QX, 10mm thickness quartz glass SUPRASIL® 300, 3500 µl with cover of PTFE | 1154 | 197.75
6086397 | Silicone vacuum tubing 4,00 x 4,00mm hardness 60 shore A | 147 | 13.42
6086921 | Borosilicate glass cell W600/B/33 path length 33 mm | 1147 | 175.21
6086994 | Finger protectpot size 3 (M) latex rolled, powderfree pack of 100 | 1524 | 3.79
6086996 | Finger protector size 4 (L) latex rolled, powderfree pack of 100 | 1524 | 3.79
6087044 | Lowering cable V2A/PTFE, 10m | 558 | 75.3
6087538 | Stand.ground joint stirr.bearing NS 29/32 6 mm dia., GL 18, PTFE | 633 | 67.63
6087581 | Mortar 750 ml, 140 mm dia. stainless steel 18/10 without pestle | 566 | 75.94
6087623 | Filter-Crucible, 30 ml, Por. 0 | 745 | 19.93
6087703 |  | 1216 | 140.91
6088058 | Stand.ground joint stirr.bearing NS 29/32 10 mm dia., GL 25, PTFE | 633 | 62.54
6088059 | Stirrer bearings, NS 29/32, GL 25, Ø 10 mm, glass-PTFE | 633 | 132.56
6088125 | Macro-cuvette 100-QS, 100mm thickness quartz glass SUPRASIL®, 35000 µl with cover of PTFE | 1154 | 508.06
6088162 |  | 1214 | 152.57
6088165 | Test tubes carbon dioxide, 0.1%/a, pack of 10 | 1214 | 121.47
6088166 | Test tubes hydrogen sulfide 0,2%/a pack of 10 | 1215 | 148.17
6088604 |  | 432 | 278.56
6088605 |  | 432 | 278.56
6088853 | Flex clamps, with rotatable bosshead 0 - 40 mm, three-finger | 185 | 47.92
6089284 | Table clamp, annealed cast iron | 179 | 81.06
6089578 | Attest Biological indicators (damp), pack of 100 | 1206 | 319.64
6089587 | Syringe 10F-AG-0.63 10 µl | 1493 | 80.85
6089601 | Finntips FT 1000 Wide 100-1000 µl, 10 racks of 96 | 994 | 157.27
6089893 | Reaction Vessels, Cylindrical, with Thermostatic Jacket, LF 150 Cap. 3 | 630 | 1207.08
6089900 | Capillary column BXP5 30 m x 0,25 mm ID gauge 0,25 µm | 1489 | 850.66
6089903 | Cooling bin KW 24/N, for 2 insert frames E 12/BV | 1252 | 942.01
6090066 | Tubing, silicone 1.00 x 1.50mm hardness 60 shore A | 147 | 2.57
6090190 | Reagent tablets DPD No.1, rapid, pack of 500 | 1243 | 106.46
6090191 | Reagent tablets DPD No.3, rapid, pack of 500 | 1243 | 106.46
6090258 | Microliter syringe 1702 RNR (22s/51/3) 25 µl | 1456 | 154.06
6090309 | Dewar flask GS 21C 4000ml with handle | 771 | 483.11
6090340 | Pipette for tissue culture 2:0.1ml claer glass, amber graduation, 230 mm, with mouth piece for cotton plug | 1345 | 8.81
6090366 | Touch N Tuff® size M (7½-8) nitrile gloves, 240 mm, powder-free, light blue, pack of 100 | 225 | 28.94
6090419 | LLG-Grid divider 6x6 H=30mm, from cardboard, for Cryobox 136 x 136 mm | 757 | 1.81
6090497 | Gastight barrel connector R2? steel fine outer thread | 1038 | 214.98
6090788 | Touch N Tuff® size S (6½-7) nitrile gloves, 240 mm, powder-free, light blue, pack of 100 | 225 | 28.94
6090815 | Microlitre syringe 701 ASN (26s/43/AS) 10 µl | 1458 | 120.91
6090990 | Bunsen burner for natural gas with air regulation, arm path, just ticking over, adjustable | 142 | 61.84
6091055 | Whirl-Pak® sample bags 75x125 mm, w/o writing field, PE, sterile, capacity 60 ml, pack of 500 | 560 | 93.63
6091193 | Connection adapter Female 1.5mm | 1058 | 60.46
6091204 | Red marten-hair brush size 2, hair length 7 mm | 1183 | 4.94
6091294 | Plastic film 300x0,20 mm tubular, transparent in rolls of 25 m | 192 | 43.31
6091369 | Orion-Ionenselective electrode fluoride BNC type 9609 BNC | 324 | 1073.95
6091529 | Flow cups DE 10, aluminium 3 mm flow nozzle, DIN 53211 | 432 | 247.44
6091843 |  | 562 | 233.45
6091887 | Touch N Tuff® size L (8½-9) nitrile gloves, 240 mm, powder-free, light blue, pack of 100 | 225 | 28.94
6092721 | Volumetric pipette 2 ml, class AS AR-clear soda glass, brown graduated, conformity-certified | 929 | 7.39
6092728 | Finntips FT 250 univeral 0,5-250 µl, pack of 1000 | 991 | 83.96
6092769 |  | 904 | 4564.5
6092988 | Reaction tubes, 2 ml pack of 1000, Safe-Lock PCR clean | 1410 | 112.44
6092997 | Liquid sampler 100ml | 553 | 317.76
6093022 | High speed centrifuge tubes 30ml without rim, O.D.: 24mm, length 106mm, pack of 6 | 688 | 187.31
6093232 | Spare keys, for one-way valves solid, bore 4 mm, tap 4 NS/14.5, with safety device | 655 | 17.07
6093247 | LLG-Insert 0,1ml for wide opening, O.D.:5.7 mm, outer height: 29 mm, clear, with assembled spring pack of 100pcs | 1437 | 65.24
6093260 | Optical glass cell W680/OG/33 path length 33 mm | 1147 | 149.69
6093322 | Optical glass cell W600/OG/33 path length 33 mm | 1147 | 135.07
6093621 | ALUGRAM sheets CEL 300 size: 20 x 20 cm, Pack of 25 | 1497 | 232.77
6093728 | Multipurpose beakers 120 ml, PP with red screw lid, graduated, sterilized, pack of 250 | 47 | 117.21
6100525 | 10 Litre Thermal M bath fluid, +50...+170 °C | 828 | 694.45
6100527 | Thermal H bath fluid l 10 liters (+20...+250 °C) | 828 | 904.1
6100528 | Thermal H bath fluid 5 liters (+20...+250 °C) | 828 | 467.19
6100529 | Thermal HY bath fluid 10 liters (-80...+55 °C) | 828 | 1074.44
6100530 | Thermal HY bath fluid 5 liters (-80...+55 °C) | 828 | 555.21
6100531 | Thermal H5S bath fluid 10 liters (-50...+105 °C) | 828 | 1112.15
6100532 | Thermal H5S bath fluid 5 liters (-50...+105 °C) | 828 | 569.98
6100533 | Thermal H20S bath fluid 10 liters (0...+220 °C) | 828 | 1150.5
6100534 | Temperature liquid Thermal H 20S 5l, 0...220°C | 828 | 589.63
6200206 | Blower ball for flow test tubes | 1212 | 63.31
6200208 | Screw-type filter, gas filter 84 AX (AX) Protection class: AX | 213 | 27.88
6200263 | Manually operated reel w/o cab | 558 | 128.42
6200316 | Breath protection full mask 6700M series 6000, size M *** export control *** | 212 | 220.01
6200370 | Ultrasonic bath RK 31 H cap. 0.9 ltrs, with heating | 1185 | 466.41
6200383 | Test tubes carbon dioxide pack of 10, 0,5%/A | 1214 | 118.64
6200394 | Sampler Tubus length 40cm, Dia. 40mm, V4A | 545 | 172.71
6200419 | Sterican needles, 0,80x120 mm pack of 100, green, G 21, sterile | 1462 | 30.12
6200432 | Measuring cylinder 10 ml, class B tall form, short line graduation, Borosilicate glass, amber graduated | 912 | 12.39
6200433 | Measuring cylinder 25 ml, class B tall form, short line graduation, Borosilicate glass, amber graduated | 912 | 12.54
6200434 | Measuring cylinder 250 ml, class B tall form, short line graduation, Borosilicate glass, amber graduated | 912 | 23.28
6200438 | Spectra/Por® Biotech CE, 24 mm Dialysis-membrane, MWCO 500-1000, pack of 10 mtr. | 1329 | 734.05
6200447 | Erlenmeyer-Flasks with Conical Joint, Cap. ml 10 Socket NS 14/23 | 624 | 12.85
6200448 | Graduated pipette 20:0.1 ml, 360 mm length class AS, main point ring graduation, graduated to top, amber graduated | 933 | 12.1
6200496 | Measuring cylinder 1000 ml, class A Duran®, ring graduation, amber graduated, conformity certified, | 911 | 55.93
6200515 | Microliter syringe 1001 CD 1 µl (23/5) | 1458 | 351.5
6200538 | Aluminium containers 930 ml, square, 228 x 176 x 28 mm, pack of 100 | 189 | 120.06
6200595 | Plastic film 200x0,15 mm tubular, transparent in rolls of 25 m | 192 | 30.77
6200639 | Haematocrit capillaries, 75 µl, for single use, non-heparinized, pack of 10 x 100 | 947 | 31.93
6200654 | Moist cleaning tissues silicone free, single packed pack of 100 pcs. in one cardboard box | 204 | 16.09
6200675 | Round-bottom Flasks with Conical Joint, Cap. ml 100 Socket NS 19/26 | 618 | 14.55
6200677 | Erlenmeyer-Flasks with Conical Joint, Cap. ml 250 Socket NS 24/29 | 624 | 29.56
6200760 |  | 179 | 45.05
6200782 | Catching flask 2000 ml PUR-coated | 663 | 193.81
6200838 | Tubing clamps pack of 12 | 162 | 39
6200882 | Tubing, silicone 2.50 x 0.40mm hardness 60 shore A | 147 | 1.29
6200910 | Tripod Stand 120 x 250 mm high zinc plated steel | 144 | 26.7
6200955 | Volumetric pipette 0.5 ml, class AS AR-clear soda glass, brown graduated, conformity-certified | 929 | 6.16
6200957 | Haematocrit capillaries, 60 µl, for single use, non-heparinized, pack of 10 x 100 | 947 | 31.93
6200970 | Crucible. pure nickel, 130 ml 8107 | 115 | 93.2
6200977 | Tough-Tags® 33x13mm transparent, polyester, pack of 1000 pcs./roll | 170 | 70.51
6201004 | Freezer labels 38,1x21,2mm white, on A4 sheets, pack of 25 sheets of 65 labels | 168 | 17.61
6201005 | Freezer labels 66,0x33,8mm white, on A4 sheets, pack of 25 sheets of 24 labels | 168 | 17.61
6201020 | Support rods,18/8 steel,12 mm o.d.,with thread | 179 | 46.6
6201023 | Respiratory protection screwing filter 86 NOSt (NO P3 R D) Protection class: NO P3 R D | 213 | 90.72
6201027 | Imhoff cone rack 300x220x450 mm | 1261 | 125.61
6201034 | LLG-Test tubes 70 x 8 mm soda-glass, with beaded rim | 24 | 28.43
6201068 | Ring w/o bosshead, O.D.: 130mm steel powder coated | 180 | 31.64
6201071 | LLG-Grid divider 6x6 H=65mm, from cardboard, for Cryobox 136 x 136 mm | 757 | 3.09
6201089 | Microliter syringe 1002 CTC HD 2,5 ml, (23/5) | 1458 | 363.88
6201104 | Measuring cylinder 50 ml, class A Duran®, ring graduation, amber graduated, conformity certified, | 911 | 15.01
6201199 | Round-bottom Flasks, 5 ml, NS 14/23, DURAN® | 618 | 13.75
6201247 | Stammopur DR 8, 2l-bottle desinfectant, liquid, corrosive, n.o.s. UN 1903, 8, III, (E) | 1193 | 124.77
6201255 | Thermofluid SilOil M60.115.05, 5 Ltr | 828 | 609.29
6201285 | Plastic screw-cap for alu bottle | 85 | 0.9
6201298 | Round-bottom Flasks, Two-neck, Side Neck Angled, C. Neck NS 29/32 Side Neck NS 29/32 | 621 | 255.73
6201347 | Filter-Disc, 30 mm, Por. 3, Thickness apx. 3,5 mm | 747 | 6.36
6201453 |  | 562 | 218.39
6201503 |  | 1319 | 491.56
6201514 | F96-MicroWell plates, white, PS, without lid, not treated, non-sterile, pack of 180 | 1339 | 518.92
6201520 |  | 922 | 16.63
6201570 | Magnetic stirrer Hei-Mix S-UK 230 V / 50 Hz with UK plug | 449 | 319.41
6201608 | Minisart® RC 25, 25 mm pore size 0,45 µm, pack of 200 ***custom made product*** | 735 | 403
6201611 | Frames for Immuno Module ABS, pack of 60 | 1319 | 108.56
6201618 | Muffle furnace L 3/12/B410, 1200 °C | 905 | 4409.4
6201643 | Thermofluid MinOil P20.190.40, 5 l | 828 | 325
6201657 | Sterileware® Sampling Spatula PS, sterile, pack of 100 | 549 | 243.53
6201659 | Reagent tablets DPD No.1, high calcium, pack of 100 | 1243 | 28.4
6201670 | Thermofluid SilOil P20.275.50, 5 ltr | 828 | 609.29
6201839 | Screw-Caps with Aperture for Screwthread Tubes , GL 18 | 647 | 3.11
6201892 | Auto-Star desiccator with magnetic lock, PMMA 310 x 375 x 525 mm | 1088 | 2011.16
6201927 | Minisart® high flow, 28 mm PESU-membrane 0.22 µm, sterile pack of 50 | 734 | 156.8
6201960 | Minisart® high flow, 28 mm PES, 0.45 µm, bulk, pack of 500 | 734 | 830.2
6202021 | Universal bosshead 13 mm, aluminium with thumb screw, angle 180+90° | 182 | 20.21
6202135 | Pre-filters, glass fibre pack of 500, 47mm | 716 | 327.28
6202172 | Thermofliud M 90.055.03 SilOil, 10 l | 828 | 2390.48
6202190 | POLYGRAM sheets, SIL G, 20 x 20 cm, pack of 25 | 1495 | 208.12
6202305 | Grinding mill A 11 basic S 2 with UK plug | 577 | 3411.1
6202371 | Culture tube 50x6 mm pack of 1000 | 1374 | 82.81
6202376 | Capillary column Solgel-Wax 30 m x 0,53 mm ID, Film thickness 0,5 µm | 1489 | 1020.5
6202380 | Adapters with NS-Stopcock, Straight, Cone NS 19/26 | 646 | 50.43
6202382 | Half mask body, size S, Series 6000 | 211 | 36.52
6202386 | Cones with Cone Tip, NS 40/38 | 654 | 23.66
6202416 | Chromatographic Columns with Frit, PTFE- or Valve Stopcock, Beaded Rim, Length mm 400 Column D.mm 20 | 1475 | 100.39
6202417 | Chromatographic Columns with Frit, PTFE- or Valve Stopcock, Beaded Rim, Length mm 600 Column D.mm 30 | 1475 | 122.77
6202418 | Chromatographic Columns with Frit, PTFE- or Valve Stopcock, Beaded Rim, Length mm 800 Column D.mm 40 | 1475 | 153.74
6202427 |  | 1243 | 116.29
6202446 | Sockets, NS 40/38 | 654 | 22.89
6202459 |  | 629 | 109.9
6202530 |  | 42 | 6.05
6202544 | DPD tablets "Phenolred" pack of 250 | 1244 | 61.97
6202636 | Rubber stoppers, large, without hole, 30 x 17.5 / 22 mm | 1276 | 4.4
6202638 | Rubber stoppers, conical, 35 x 11 / 16 mm, for milk | 1276 | 2.73
6202667 | Rubber stopper | 743 | 89.88
6202713 | Pipette 5:0.1 ml, 360 mm class AS, conformity certified, amber graduated, with dated batch identification | 933 | 6.44
6202714 | Pipette 10:0.1 ml, 360 mm class AS, conformity certified, amber graduated, with dated batch identification | 933 | 6.54
6202748 | Sterican® disposable needles, size 16, Pravaz, 0.60 x 25 mm, gauge 23, blue, pack of 100 | 1462 | 5.15
6202804 | Three-neck round flask 50ml MN NS 19/26 + 2 angular SN NS 14/23 | 622 | 32.81
6202850 | CHROMABOND Columns SiOH volume: 70 ml, content of sorbent: 10000 mg material: PP, with PE-filterelements pack of 10 | 1463 | 241.22
6202868 | Graduated pipette 2:0.1 ml, 360 mm length class AS, main point ring graduation, graduated to top, amber graduated | 933 | 5.71
6202988 | Round-bottom flask 4000 ml Four-neck, C. neck NS 29/32 side neck NS 29/32, DURAN® | 622 | 303.94
6203014 | Round-bottom Flasks, Three-neck, Side Necks Angled, C. Neck NS 29/32 Side Neck NS 29/32 Cap. ml 3000 | 622 | 253.92
6203214 | Sensor calibration set for BSB/BOD sensor (no dan. goods) | 1258 | 108.83
6203226 | Copper test tablets No. 1 pack of 100 | 1244 | 102.69
6203235 | Acura 810 pipettors 1,0ml + 0,1ml | 956 | 293.39
6203256 | Cheese butyrometer 0-5-40% | 1275 | 54.89
6203263 | Round-bottom flask 2000 ml Four-neck, C. neck NS 29/32 side neck NS 29/32, DURAN® | 622 | 188.95
6203284 | Test tablets, Alka (-M) pack of 100 | 1244 | 57.01
6203285 | Test solution DPD 3 100ml flask | 1244 | 72.56
6203327 | Filter paper circles MN GF-3, 110 mm pack of 100 | 718 | 172.07
6203350 | Microlitersyringe 5F-AG-0.47 5 µl | 1493 | 110.57
6203402 | Pasteur-Plast pipets 10 ml 300 mm, non-sterile, single apcked, pack of 100 | 936 | 44.01
6203415 | Distilling Links with Liebig Condenser and Vacuum Receiver Adapter , Cone NS 14/23 Jacket L. mm 160 | 625 | 145.19
6203416 | Distilling Links with Liebig Condenser and Vacuum Receiver Adapter , Cone NS 29/32 Jacket L. mm 250 | 625 | 159.22
6203535 | Sil oil P 20.275.50 10 litre | 828 | 1087.55
6203538 | Cones, Full Length, NS 29/42 | 654 | 12.64
6203543 | Test tubes hydorgen sulfide 2%/a pack of 10 | 1215 | 176.05
6203549 | Incubator BF 400 with forced convection, 400 l 230 V, 50/60Hz | 867 | 7285.89
6203560 | Weighing scoops 120mm aluminium | 381 | 10.09
6203561 | Buffer solution pH 6.00 500 ml | 325 | 33.29
6203569 | Round-bottom Flasks, Three-neck, Side Necks Parallel, C. Neck NS 29/32 Side Neck NS 29/32 | 621 | 230.42
6203571 | Round-bottom Flasks, Three-neck, Side Necks Parallel, C. Neck NS 29/32 Side Neck NS 19/26 | 621 | 150.34
6203572 | Round-bottom Flasks, Three-neck, Side Necks Parallel, C. Neck NS 29/32 Side Neck NS 19/26 | 621 | 107.97
6203600 |  | 1275 | 48.03
6203803 | VARIO chlorine Free DPD 10 ml pack of 100 | 1244 | 30.88
6203851 | Optifit-Pipette tips 100-5000 µl non sterile, pack of 1000 | 991 | 181.91
6203870 | Beaker 2000 ml, 18/10-steel with rim and handle | 16 | 190.61
6203889 | Filter-Crucible for DFE, 30 ml, Por. 3 | 745 | 29.76
6203948 | Screw-Caps with Aperture for Screwthread Tubes , GL 25 | 647 | 3.86
6203961 | Chromatographic Columns with Frit, PTFE- or Valve Stopcock, Length mm 400 Column D.mm 20 | 1475 | 125.85
6203996 | Filter paper circles MN GF-3, 90 mm pack of 100 | 718 | 132.85
6204040 | Syringes 5 F, 5µl | 1491 | 77.61
6204073 | Rapid test tablets DPD 3 pack of 100 | 1243 | 27.96
6204103 | Microlitre syringes SK-5F-AG-63/47 5 µl, pack of 6 | 1493 | 504.64
6204108 | VARIO AM vial test reagent set HR UN 2680, 8, II, (E) pack of 50 | 1244 | 137.16
6204134 | Test tube rack, yellow, PP for 24 tubes, holes Ø 30mm 112 x 300 x 85 mm | 40 | 17.81
6204184 | Finntips FT 300, 5-300 µl, 10 racks of 192 | 992 | 180.74
6204189 | Reagent tablets DPD-Glycine R 217 C, pack of 100 | 1244 | 42.11
6204264 | Pasteur-Plast pipets mini 1 ml 138 mm, graduated, pack of 500 | 936 | 27.42
6204303 | Separating Funnels, Gilson , Cap. ml 100 Socket NS 19/26 Cap.ml 3000 | 640 | 102.85
6204304 | Scintillations vials Macro HDPE, 26.5 x 58.5 mm, with cap, pack of 1000 | 43 | 163.13
6204321 | Round-bottom Flasks, Three-neck, Side Necks Angled, C. Neck NS 24/29 Side Neck NS 19/26 Cap. 100 ml | 622 | 61.31
6204322 | Round-bottom Flasks, Three-neck, Side Necks Angled, C. Neck NS 24/29 Side Neck NS 19/26 Cap. ml 100 | 622 | 78.5
6204362 | Dimroth Condensers, Socket/Cone NS 45/40 Jacket L.mm 400 | 635 | 260.34
6204393 | Antistatic star desiccator | 1089 | 2479.19
6204398 | Alkali solution ISA/K 1 x 250 ml | 328 | 210.86
6204472 |  | 1008 | 259.81
6204477 | tablet reagents cyanuric acid pack of 100 | 1244 | 28.72
6204492 | Sampler Tubus length 80cm, Dia. 40mm, V4A | 545 | 225.04
6204504 | Volumetric beaker 2000 ml, type 1 conical, grad., 18/10-steel, with handle | 18 | 53.88
6204535 | GD/X 25 Syringe Filter, nonsterile, 0.45 µm, 25 mm PTFE filtration medium, pack of 150 | 733 | 605.43
6204551 | BagMixer 400 P 50 - 400 ml volume 390 x 260 x 290mm | 615 | 2670.9
6204562 | Dimroth Condensers with Cone, Cone NS 29/32 Extractor ml 30 | 642 | 127.91
6204624 | Microliter syringe 7002KH 2 µl (25/70/2) | 1457 | 222.56
6204651 | Optifit-Pipette tips 50-1200 µl Standard, 71.5 mm, tips ID: H, non sterile, pack of 10x96 | 990 | 121.67
6204737 | Stirring rod 250 mm, PVC 7.15 mm diam. | 126 | 4.02
6204775 | Electrodes CI 800, DIN, incl. accessories, 1 m DIN cable | 323 | 1536.52
6204794 | Blade, PTFE, 70 x 24 x 3 mm, | 632 | 26.26
6204795 | Security Screw, PTFE, | 632 | 23.19
6204811 | Cryo-Color-Code pink,PS pack of 500 | 756 | 31.9
6204819 | Round-bottom Flasks, Two-neck, Side Neck Angled, C. Neck NS 29/32 Side Neck NS 29/32 | 621 | 53.15
6204827 | Filter-Crucible for DFE, 30 ml, Por. 1 | 745 | 29.76
6204852 | Round-bottom Flasks, Three-neck, Side Necks Angled, C. Neck NS 29/32 Side Neck NS 19/26 Cap. ml 100 | 622 | 66.96
6204854 | PTFE-tubing GA 18 1 Hub, 50 cm length | 1058 | 93.59
6204855 | PTFE-tubing GA 17 1 Hub, 50 cm length | 1058 | 83.85
6204856 | PTFE-tubing GA 16 1 Hub, 50 cm length | 1058 | 93.59
6204870 | Spectra/Por® Weighted closures 55 mm orange, pack of 10 | 1331 | 199.54
6204878 | Centrifuge tubes 17x101 mm 16 ml, PP, cylindrical pack of 500 | 695 | 121.28
6204890 | Allihn Condensers, Cone NS 29/32 Extractor ml 30 | 642 | 115.3
6204936 | universal test tube rack for 60 tubes, diam 16mm, PP 105 x 246 x 72 mm, red | 40 | 14.01
6204944 |  | 323 | 1594.65
6204945 | Electrolyte solution ELY/BE/503/N 250 ml | 328 | 210.86
6204955 | Microliter syringe 5F-PE-GT-0.63 5 µl, gas tight | 1494 | 155.25
6204980 | capillary column BXP5 12 m x 0,32 mm ID gauge 0,25 µm | 1489 | 580.31
6204985 | VARIO AM vial test reagent set LR UN 3316, 9, II, (E) pack of 50 | 1244 | 137.16
6205017 | Chromatographic Columns with Frit, PTFE- or Valve Stopcock, Beaded Rim, Length mm 200 Column D.mm 15 | 1475 | 97.06
6205063 | Tray for suitable foodstuffs and general laboratory use, ABS white, 300 x 409 x 21 mm | 108 | 21.96
6205076 | Microlitre syringe SK-5F-AG-0.47 5 µl, pack of 6 | 1493 | 520.22
6205100 | Capillary column BPX70 60 m x 0,32 mm ID gauge 0,25 µm | 1488 | 1452.41
6205109 | universal test tube rack for 60 tubes, diam 16mm, PP 105 x 246 x 72 mm, white | 40 | 12.62
6205110 | universal test tube rack for 40 tubes, diam 20mm, PP 105 x 246 x 72 mm, grey | 40 | 14.01
6205128 | Bottles 10 ml, PETG, Serum Vials, pack of 100 | 84 | 252.32
6205165 | Dosys classic 173, 0.1 - 1 ml self-filling syringe, valve integrated | 1008 | 150.22
6205169 | Centrifuge tube 40x119 mm 110 ml, PP, cylindrical pack of 25 | 695 | 61.11
6205218 | Premium-screw cap, GL 45 TpCh260 | 1231 | 25.56
6205237 | Capillary column BPX70 10 m x 0,10 mm ID gauge 0,2 µm | 1488 | 477.03
6205238 | Capillary column BPX70 50 m x 0,32 mm ID gauge 0,25 µm | 1488 | 1461.79
6205239 | Capillary column BPX70 60 m x 0,22 mm ID gauge 0,25 µm | 1488 | 1579.31
6205269 | Test tablets, phenol red pack of 250 | 1244 | 61.97
6205318 | Capillary column HT 8 25mx0,22mm | 1489 | 941.91
6205327 | Waterproof TN 100 Infra-Red Turbidimeter (NTU) with calibration kit and carrying case | 1264 | 888.48
6205365 | Pooltester chlor/pH AF 105 | 1235 | 36.73
6205372 | CHROMABOND columns XTR volume: 30 ml, content of sorbent: 4500 mg Kieselgur, pack of 30 | 1464 | 148.81
6205412 | Conductiivty solution 500ml, 5000 µS/cm | 339 | 174.57
6205413 | Conductivity solution 500ml, 100.000µS/cm | 339 | 189.81
6205415 | Conductivity solution 500ml, 500µS/cm | 339 | 174.57
6205429 | Acura® manual 835 Fix, macro pipette 5 ml | 955 | 241.62
6205430 | Acura® manual 835 Fix, macro pipette 10 ml | 955 | 241.62
6205458 | Quick picker PP 30 cm | 543 | 186.58
6205471 |  | 1489 | 580.41
6205483 | universal test tube rack for 90 tubes, diam 13mm, PP 105 x 246 x 64 mm, white | 40 | 14.52
6205512 | Powder Flasks, Cap. ml 500 Socket NS 29/32 | 662 | 140.75
6205532 | capillary column BPX5 30 m x 0,32 mm ID gauge 0,25 µm | 1489 | 896.22
6205559 | Pyknometer PR 5 50ml made of stainless steel | 428 | 504.69
6205584 |  | 118 | 3.81
6205674 | Centrifuge tube 30x104 mm 48 ml, PP, cylindrical pack of 25 | 695 | 48.74
6205692 | Powder Flasks, Cap. ml 2000 Socket NS 29/32 | 662 | 212.66
6205694 | Round-bottom Flasks, Three-neck, Side Necks Parallel, C. Neck NS 24/29 Side Neck NS 19/26 | 621 | 61.31
6205722 | Finger protector size 5 (XL) latex rolled, powderfree pack of 100 | 1524 | 3.79
6205732 | CD/DVD/BD marker pen 8400 red, 1mm line width | 173 | 4.43
6205734 | Addition stopwatches, 1/10 sec. 15 min, black ABS-housing | 417 | 145.7
6205791 | tablet reagents cyanuric acid pack of 250 | 1244 | 62.73
6205839 | Centrifuge tubes 24x93 mm 31 ml, PP, cylindrical pack of 50 | 695 | 86.64
6205840 | Photometer MD 200 5 in 1 CL CL/pH/CYS/TA/CaH, no dan. goods incl. accessories in case | 1240 | 813.41
6205852 | Grade QM-A Quartz Filter, circle, 90 mm, pack of 100 | 719 | 658.95
6205860 | Finger protector size 2 (S) latex rolled, powderfree pack of 100 | 1524 | 3.79
6205866 | Measuring Tube with Stopcock, 10:0,1 ml, Zero Point above the Stopcock, | 640 | 137.76
6205965 | Powder Flasks, Cap. ml 100 Socket NS 29/32 | 662 | 96.46
6205966 | Powder Flasks, Cap. ml 250 Socket NS 29/32 | 662 | 119.03
6205982 | Dipping flow cup with 4 mm V2A flow nozzle "Original FRIKMAR" | 432 | 107.39
6205984 | capillary column BPX5 50 m x 0,32 mm ID gauge 0,5 µm | 1489 | 1607.91
6205990 | syringe 5F-S-0.63 5 µl | 1494 | 158.56
6206011 | Calibration standard 100mmol/l Sodium 100mmol/l Potassium | 1148 | 139.72
6206032 | test tube hydrogen fluoride 0,5/A, pack of 10 | 1214 | 145.23
6206034 | cover for deepweel plates universal, transparent pack of 60 | 1320 | 214.08
6206041 | Potassium iodide starch paper MN 616 T pack of 200 | 1237 | 34.98
6206049 | Liner PE 4 mm ID FOCUS, pack of 5 | 1492 | 345.56
6206050 | Liner PE 4 mm ID STRAIGHT pack of 5 | 1492 | 270.91
6206124 | Syringe 1710 N CTC (26s/51/AS) 100 µl | 1458 | 257.88
6206129 | LLG-Grid divider 6x6 H=65mm, from cardboard, for Cryobox 133 x 133 mm | 758 | 3.19
6206139 | Round-bottom Flasks, Two-neck, Side Neck Angled, C. Neck NS 24/29 Side Neck NS 19/26 | 621 | 56.8
6206152 | Tray for suitable foodstuffs and general laboratory use, ABS white, 254 x 254 x 21 mm | 108 | 11.81
6206171 | Thermal G bath fluid 10 liters (-30...+80 °C) no dan. goods | 828 | 333.13
6206195 | Powder Flasks, Cap. ml 1000 Socket NS 29/32 | 662 | 151.81
6206201 | Dosys classic 163 0,3-2 ml valve integrated | 1008 | 150.22
6206203 | Phosphatesmo MI 10x95 mm pack of 50 | 1237 | 51.69
6206206 | universal test tube rack for 40 tubes, diam 20mm, PP 105 x 246 x 72 mm, blue | 40 | 14.01
6206234 | CHROMABOND columns SB 6 ml pack of 30, 1000mg, PP with PE-filterelement | 1465 | 307.67
6206247 | Optifit-Pipette tips 100-5000µl pack of 50 | 990 | 24.56
6206298 | Exhaust filter FO for R8 / 9 / 16, outlet DN 25 KF | 1079 | 552.32
6206305 | universal test tube rack for 60 tubes, diam 16mm, PP 105 x 246 x 72 mm, yellow | 40 | 12.62
6206309 | round filter 389, 185 mm pack of 100 | 715 | 105.7
6206320 | MBP RNase Away® spray bottle 1000 ml Sodium hydroxide solution UN 1824, 8, III, (E) | 1165 | 81.24
6206347 | universal test tube rack for 60 tubes, diam 16mm, PP 105 x 246 x 72 mm, blue | 40 | 12.62
6206348 | Floor stand BS 2, 1500 mm length with angle foot, side length 600 mm rod Ø 34 mm | 491 | 951.97
6206379 | 1 channel pipette 100-1000 µl mLINE | 961 | 429
6206393 | Cryotubes 2.0 ml, PP, natural, external thread, w/o stand foot, writ.area, sterile, pack of 1000 | 755 | 370.99
6206402 | 48 well multi plates, CC cover, sterile, pack of 85 | 1337 | 319.58
6206417 | tube PTFE GA 28 x 300 1xHUB | 1058 | 93.59
6206439 | universal test tube rack for 90 tubes, diam 13mm, PP 105 x 246 x 64 mm, yellow | 40 | 14.52
6206502 | Syringe SK-10F-AG-47 10 µl, pack of 6 | 1493 | 356.6
6206516 | Chemical oxygen demand reagent COD calibration standard 200mg/l solution 500 ml | 1253 | 143.1
6206517 | Chemical oxygen demand reagent COD calibration standard 600mg/l solution 500 ml | 1253 | 143.1
6206518 | Chemical oxygen demand reagent COD calibration standard 1300mg/l solution 500 ml | 1253 | 143.1
6206521 | Optifit-Pipette tips 50-1200 µl Standard, 90 mm, tips ID: Z, non sterile, pack of 10x96 | 990 | 134.75
6206524 | Nitrogen Round-bottom Flasks (Schlenk-Flasks), Socket NS 14/23 Cap. ml 250 Cap. ml 1000 | 623 | 99.07
6206570 | Aluminium no.1 Reagent tablets pack of 100 | 1244 | 48.16
6206587 | Flow-through cuvette 170.700-QS 0.2 mm thickness, 124 µl | 1156 | 1022.72
6206594 | LLG-Thermometer, general purpose, -20...+110:1°C, stemform, red filling, capillaries white backed, | 385 | 12.54
6206674 | Microscope slide storage boxes,for 100 slides 76 x 26 mm | 1120 | 22.37
6206675 | Measuring cylinder 2000 ml, class A Duran®, ring graduation, amber graduated, conformity certified, | 911 | 104.52
6206693 | Buffer solution pH 6.80 500 ml | 325 | 33.29
6206703 | Minisart® high flow, 28 mm PES, 0.45 µm, bulk, sterile pack of 50 | 734 | 156.8
6206710 | 100-Well hinged storage box, PP natural for microtubes and cryogenic vials | 36 | 13.06
6206738 | Buffer solution pH 3.00 500 ml | 325 | 33.29
6206755 | Stirring rod 350 mm, PVC 7.15 mm diam. | 126 | 4.56
6206833 | Capillary column BPX70 120 m x 0,25 mm ID gauge 0,25 µm | 1488 | 2129.6
6206850 | LABOPORT® Diphragm vaccum pump N 816.1.2 KT.18 30l/min. with motor IP20 230V / 50Hz | 1062 | 981.15
6206861 | Muffle furnaces L 24/11/B410 with controller 230 volt | 904 | 7533.65
6206884 | Finntips FT 1000 100-1000 µl, sterile 10 racks of 96 | 993 | 133.8
6206902 | Peroxtesmo MI, 15 x 15 mm pack of 100 sheets | 1237 | 41.59
6206907 | Technical buffer solution pH 4.01 25°C, 500 ml | 327 | 29.41
6206960 | Finntips FT 1000 Wide 100-1000 µl, pack of 400 | 994 | 45.61
6207025 | CD/DVD/BD marker pen 8400 blue, 1mm line width | 173 | 4.43
6207027 | Column 30m x 0,25mm ID HT-8 0,25 µm | 1489 | 941.91
6207050 | Blockheater, 2 blocks, digital Dual Control, 130°C, 235 x 280 x 115 mm | 894 | 2049.61
6207066 | Melting point determination tube 80 mm, both ends open, outside diam 1,35 mm, pack of 100 | 446 | 8.57
6207107 | Insert tub complete KW 10-0 for RK 510/H, plastic inside 242 x 182 x 136 mm | 1189 | 599.39
6207113 | Screw-Caps for Screwthread Tubes , GL 45 | 646 | 13.49
6207119 | Optical glass cell W600/OG/50 path length 50 mm | 1147 | 153.32
6207120 | Optical glass cell W600/OG/10 path length 10 mm | 1147 | 98.56
6207149 | Minisart® NY 25, 25 mm 0.45 µm, pack of 500 | 735 | 863.74
6207164 | 48 Well muldi dish with lid untreated, sterile, pack of 75 | 1336 | 296.11
6207171 | Thermometer without probe TFX 410-1 | 398 | 353.89
6207173 | Tissue embedding cassette, white UNI type, POM, 28x40x6.8 mm pack of 500 | 1398 | 63.77
6207176 | Dimroth Condensers with Cone, Cone NS 34/35 Extractor ml 70 | 642 | 140.84
6207191 | universal test tube rack for 24 tubes, diam 30mm, PP 112 x 300 x 85 mm, white | 40 | 16.04
6207196 | Melting point determination tube 75 mm, both ends open, outside diam 1,35 mm, pack of 100 | 446 | 8.52
6207217 | Thermal H10 bath fluid 5 liters (-20...+180 °C) | 828 | 569.98
6207280 | Test tubes 10 ml with rim, PP, cylindrical, 16 x 100 mm, pack of 2000 | 695 | 106.46
6210059 | Clear tips 1.1 ml, PP sterile, (dia. 4 mm, length 190 mm) pack of 40x25 | 956 | 87.76
6210064 | Silicone tube 7 x 17 mm hardness 60 shore A | 147 | 23.28
6210081 | Test tubes hydrogen sulfide pack of 10 2/A | 1215 | 132.4
6210121 | U-shaped stirrer shafts 1000x16mm OD 150x120mm, PTFE, stainelss steel cone | 496 | 547.67
6210129 | Conductiivty Standard 50,000 Microsiemens/cm 25°C, 500 ml | 339 | 174.57
6210135 | Spare piston for Acura® 841/846 micro pipette 10 - 50 µl green, pack of 5 | 980 | 82.56
6210150 | Capillary tubes 100 - 200 µl for Acura® 841/846 red, pack of 100 | 980 | 124.69
6210151 | Flame Photometer Standard Potassium 1,000ppm 500 ml | 1149 | 147.31
6210152 | Flame Photometer Standard Sodium 1,000ppm 500 ml | 1149 | 147.11
6210153 | Flame Photometer Standard Calcium 1,000ppm 500 ml | 1149 | 147.11
6210154 | Flame Photometer Standard Barium 3,000ppm 500 ml | 1149 | 147.11
6210168 | Distilling Receivers to Bernauer, Socket NS 14/23 without flasks | 627 | 114.19
6222013 | Microliter syringe 801 RN 10 µl, without needle | 1456 | 238.45
6222104 | Cones, Full Length, NS 10/30 | 654 | 10.63
6222130 | Cell scraper Nunclon, sterile, length 230 mm pack of 50 | 1342 | 261.71
6222284 | Thermal H10 bath fluid 10 liters (-20...+180 °C) incl. drain cock | 828 | 1112.15
6222339 | Measuring cylinder 500 ml, class A Duran®, ring graduation, amber graduated, conformity certified, | 911 | 33.47
6222402 | Nickel crucibles, 99.5 %, 270 ml, type 2, 1.0 mm thick, without lid | 115 | 172.25
6222441 | F96-MicroWell plates, transparent, PS, without lid, straight bar, without barcode, not treated, non-sterile, pack of 180 | 1339 | 317.42
6222534 | Dimroth Condensers, Socket/Cone NS 14/23 Jacket L.mm 160 | 635 | 117.39
6222672 | Cell culture flasks EasYFlask 275 ml, not treated, filter cap, sterile, pack of 100 | 876 | 271.1
6222677 | Lowering cable, plastic, 25 m | 558 | 45.69
6222688 | Stainless steel grid for model size 1040x600 (for good air circulation) | 867 | 304.6
6222763 |  | 1319 | 530.3
6222767 | Pocket Tester pHTestr 30 waterproof, with ATC and Temperature Readout, ±0.01 pH resolution | 302 | 186.72
6222805 | Immuno Module, transparent C12, PolySorp, pack of 60 | 1319 | 447.87
6222839 | Filter paper circles MN 85/70, 110 mm pack of 100 | 718 | 61.22
6222865 | Calibration standard KS 5 µS 5 µS/cm, shelf life 1 year, NIST traceable, accuracy ±2% | 339 | 406.97
6222868 | Stopcocks, Straight Bore with PTFE Plug , NS 18,8 Bore mm 6 | 655 | 63.94
6222876 |  | 316 | 449.26
6222886 | Screw cap tube 90 ml, PP, white LaboPlast ®, 53x50 mm diameter with screw cap | 45 | 1.21
6222951 | Measuring cylinder 25 ml, h.F., PMP (TPX) class A+, blue graduation, DAkkS calibrated incl. certificate | 915 | 125.91
6222953 | Multiplates 24 Well, Nunclon, PS, untreated, flat, with cover, sterile, pack of 75 | 1336 | 261.81
6223010 |  | 316 | 489.57
6223017 | Pocket tester pHTestr 10 waterproof | 302 | 162.33
6223031 |  | 316 | 377.55
6223033 | Combination elcetrode 2-12 pH Sensolyt SEA | 316 | 495.71
6223056 |  | 1319 | 555.75
6223093 | SteriBag sample bags 1650 ml, 178x305 mm with write-on panel, sterile, pack of 250 | 559 | 251.18
6223094 | SteriBag sample bags 1650 ml, 178x305 mm without write-on panel, sterile, pack of 250 | 559 | 213.54
6223101 | Portable turbidimeter Turb® 430 IR incl. calibration standard kit (0.02-10-1000 NTU) | 1264 | 2606.94
6223119 | Spatola, flat end, 150 mm double spatule, glass fibre filled nylon | 124 | 1.62
6223125 | Sealing film for PCR- micro plates 96 well, aluminium, pack of 100 | 1297 | 168.18
6223165 |  | 432 | 277.07
6223204 | Pyknometer PR 10, 100 ml made of stainless steel incl. manufacturer certificate | 428 | 503.31
6223211 |  | 25 | 34.01
6223248 |  | 1320 | 187.19
6223256 |  | 1024 | 94.37
6223283 | Stirrer Guides with GL Male Thread, Cone NS 45/40 Thread GL 25 | 633 | 99.07
6223295 | Gas wash bottle 250 ml acc. Drechsel w./o. filter plate, NS 29/32 | 644 | 46.28
6223310 | block heater BTD Fixed block digital, ambient + 5°C to 100°C | 893 | 932.06
6223318 | Magnifiers x3 | 1393 | 173.91
6223345 | Cleaning brush for zone sampler 400 mm lenght, dia. 25 mm | 544 | 75.36
6223409 |  | 905 | 5306.79
6223427 | Dropping Funnels, Cylindrical, with Pressure Equalizing Tube , Cap. ml 50 Socket/Cone NS 29/32 Cap. ml 25 | 634 | 82.93
6223438 | Lowering cable, plastic, 50 m | 558 | 88
6223462 | Spectra/Por® Dialyse tube Clips PP, up to 35 mm flat width, blue autoclavable, pack of 10 | 1331 | 177.81
6223552 | Liner AG 4 mm ID FOC Pack of 5 | 1491 | 266.43
6223553 | Liner AG 4 mm ID TAPFOC Pack of 5 | 1491 | 318.88
6223554 | Liner AG 2.3 mm ID FOC Pack of 5 | 1491 | 290.62
6223574 | Chromatographic Columns with Frit, PTFE- or Valve Stopcock, Length mm 200 Column D.mm 15 | 1475 | 127.71
6223971 | Multiplates 4 Well, PS, untreated, flat, with cover, sterile, pack of 120 | 1336 | 291.6
6224032 | Screw-type filters,gas filter 66 AB (AB2) Protection class: A2-B2 | 213 | 20.24
6224033 | Screw-type filter, gas filter 84 ABEK (ABEK2) Protection class: A2-B2-E2-K2 | 213 | 29.38
6224111 |  | 735 | 173.69
6224123 | Test tubes 5 ml, PS type RIA, 11 x 70 mm, pack of 1000 | 695 | 35.81
6224148 | Gloves Ultranitril 492 size 6 - 6.5, nitrile, length 32 cm, pair | 234 | 5.87
6224191 | Alublock 24 x 1.5 ml tubes with thermostate hole, | 890 | 131.78
6224194 | Reaction Vessels, Cylindrical, with Thermostatic Jacket and Withdrawal Valve , LF 150 Cap. 5 | 631 | 1818.33
6224207 | Dosys premium 164, 1 - 10 ml | 1008 | 304.11
6224223 |  | 1297 | 124.83
6224227 | Finntips 10-micro 0.2-10 µl, sterile 10 racks of 96 | 994 | 225.33
6224228 | Finntips 10 (univ.) 0.5-10 µl, sterile 10 racks of 96 | 994 | 204.21
6224229 | Finntips 200 0.5-200 µl, sterile 10 racks of 96 | 994 | 204.21
6224230 | Finntips 5 ml 500-5000 µl, sterile 5 racks of 54 | 994 | 215.94
6224231 | Finntips FT 10-micro 0.2-10 µl, sterile 10 racks of 96 | 991 | 136.14
6224234 | Finntips Flex 300 5-300 µl, 10 racks of 96 | 992 | 117.91
6224236 | Finntips FT 1000 Extended 100-1000 µl, 5 racks of 96 | 993 | 116.22
6224244 | Finnpipette Digital 1 channel with variable volume 0.2-2 µl micro point | 965 | 317.42
6224287 | BagMixer® 400 W 50-400 ml volumes 390 x 260 x 290 mm | 615 | 3508.91
6224318 | Gas washing bottle 1000 ml without head, NS 29/32, without base borosilicate glass 3.3 | 79 | 45.31
6224347 | Optifit-Pipette tips 50-1200 µl Standard, 71.5 mm, tips ID: H, non sterile, pack of 10x96 | 990 | 102.62
6224367 | Workstation Dispensing Bin für pipettetips, two bins 150x177x368 mm | 1000 | 128.01
6224368 | Workstation Dispensing Bin für pipettetips, three bins 217x170x217 mm | 1000 | 132.52
6224373 |  | 1022 | 62.84
6224397 | Allihn condenser, cone NS 45/40 extractor 100-250 ml | 642 | 135.94
6224417 | TLC precoated plates SIL G-200 size: 20x20 cm pack of 12 | 1495 | 362.74
6224460 | universal test tube rack for 90 tubes, diam 13mm, PP 105 x 246 x 64 mm, blue | 40 | 14.52
6224461 | universal test tube rack for 40 tubes, diam 20mm, PP 105 x 246 x 72 mm, yellow | 40 | 14.01
6224842 | CHROMABOND columns Florisil volume: 6 ml, content of sorbent: 1000 ml PP, with PE-filterelements pack of 30 | 1464 | 194.04
6224850 | CHROMABOND columns EASY volume: 6 ml, content of sorbent: 500 mg, PP, pack of 30 | 1466 | 345.22
6224886 | Pear-shape Flasks, Single-neck, Cap. ml 100 Socket NS 19/26 | 620 | 27.31
6224893 | Natural macro tips 5 ml racks 2x50, pack of 100 | 989 | 72.17
6224896 | Thermometer & Probe TFX 410-1 + TPX440 NL 120mm, Ø. 3mm, acuate handle, 1,5m PTFE cable, pluggable | 398 | 515.67
6224904 | Milk Butyrometer 0-8% F slick neck, 510 m-8 ISO standard, 510m-8 | 1275 | 29.48
6224905 |  | 1275 | 35.31
6224906 | Rubber stopper double conical Ø 12/14x36 mm | 1276 | 4.4
6224912 | Acrylic Pipettor Station 3-Place | 968 | 72
6224916 | Spare spray head K3 white/white for spray bottle 250 ml 9.223 152 | 96 | 4.56
6224951 | Tray for suitable foodstuffs and general laboratory use, ABS white, 300 x 409 x 42 mm | 108 | 21.96
6224952 | Tray for suitable foodstuffs and general laboratory use, ABS white, 252 x 353 x 21 mm | 108 | 14.73
6224985 |  | 941 | 70.57
6224986 | Tray for suitable foodstuffs and general laboratory use, ABS white, 151 x 201 x 41 mm | 108 | 8.94
6225054 | Tray for suitable foodstuffs and general laboratory use, ABS white, 151 x 303 x 42 mm | 108 | 10.38
6225055 | Tray for suitable foodstuffs and general laboratory use, ABS white, 253 x 353 x 41 mm | 108 | 16.43
6225059 | Conductivity solution 1.3 µS/cm 250ml | 339 | 189.81
6225112 | Stainless steel thermo plate for VO 101 | 863 | 994.25
6225141 | Tray for suitable foodstuffs and general laboratory use, ABS white, 151 x 303 x 21 mm | 108 | 9.76
6225150 | Patch-cord-combination L 1 N | 319 | 67.72
6225158 | R 200 Clamp | 610 | 68.78
6225161 | Buffer solution pH 9.00 500 ml (no dan. goods) | 325 | 29.97
6225180 | CHROMABOND columns XTR volume: 70 ml, content of sorbent: 14,5 g Kieselgur, pack of 30 | 1464 | 283.11
6225217 | Optifit pipet tips 5 - 350 µl standard, 54 mm, tips ID: D, non sterile, pack of 10x96 | 990 | 102.75
6225223 | CHROMABOND Columns SiOH volume: 1 ml, content of sorbent: 100 mg material: PP, with PE-filterelements pack of 100 | 1463 | 252.78
6225246 | GD/X 13 Syringe Filter, nonsterile, 0.2 µm, 13 mm cellulose acetate filtration medium, pack of 150 | 733 | 592.66
6225263 | Thermofluid SilOil M60.115.05, 10 Ltr | 828 | 1087.55
6225278 | Double bosshead 20.0 mm, type 1 angle 90°, malleable cast iron | 180 | 19.98
6225298 | Filter unit series MF75 PES, 90 mm, 500 ml, 0,2 µm | 1354 | 27.27
6225455 |  | 863 | 462.58
6225466 |  | 1119 | 11.97
6225474 | Electrodes Br 800, DIN, ion selective | 323 | 1580.91
6225477 | Dispersing element S 10 N-10 G for T 10 basic | 604 | 1858.87
6225481 | Optifit pipet tips 0,1 - 10 µl Standard, 31,5 mm, tips ID: A, non sterile, pack of 1000 | 991 | 55.32
6225506 | Safety washing bottle 500 ml wide neck, PE-LD, GL 45, methylene chloride with VENT CAP screw connection | 94 | 14.11
6225507 | Safety washing bottle 500 ml wide neck, PE-LD, GL 45, dimethylformamide with VENT CAP screw connection | 94 | 14.11
6225537 | capillary column BPX5 25 m x 0,32 mm ID gauge 0,25 µm | 1489 | 865.37
6225557 | Spiral-condensers, Socket/Cone NS 29/32 Jacket L.mm 400 | 636 | 169.98
6225566 | 10m X 50um/220um Tubing | 1490 | 180.78
6225579 | makro Cuvettes 4 ml, UV in styrofoam-rack, pack of 100 | 1158 | 49.49
6225614 | Dispersing element S 10 N-8 G for T 10 basic | 604 | 1858.87
6225682 | Lid,nickel,diam.60 mm | 115 | 59.81
6225698 | Capillary tubes 5 - 25 µl for Acura® 841/846 white, pack of 200 | 980 | 124.69
6225714 | tube rack, for 100 tubes PP, 109,5 x 263 x 45 mm, blue | 37 | 14.52
6225773 | Desiccator Ø 300 mm plastic knob lid and porcelain plate, boro 3.3 | 1081 | 400.96
6225791 | Wall support WS 1000 mm length, support length Ø 34 mm, wall distance ca. 200 mm | 491 | 745.58
6225803 | Silicone half mask body size S serie 7500 | 211 | 66.81
6225841 | Precision balance PES 2200-2M 2200 g / 0.01 g, calibratable, pan size 200 x 200 mm | 361 | 1028.14
6225859 | Chromatographic Columns with Frit, PTFE- or Valve Stopcock, Length mm 100 Column D.mm 10 | 1475 | 97.61
6225909 | Volumetric pipette 15 ml, class AS, 2 marks AR-clear soda glass, brown graduated, conformity-certified | 929 | 16.53
6225923 | Test tubes 3 ml PP, coagulometer, 11.5 x 55 mm, pack of 1000 | 695 | 31.39
6225931 | Lab-Jack MAXI, 160 x 130 mm 18/10 stainless steel, with adjusting wheel, (+ 30% more hight) 75-400 mm | 177 | 239.97
6225937 | Viscosity cup Type TAR, stainless steel, with fixed nozzle, orifice 6 mm | 432 | 347.41
6225943 | Capillary column Solgel-Wax 30 m x 0,25 mm ID, Film thickness 0,25 µm | 1489 | 865.37
6225967 |  | 1390 | 2244.26
6225974 | Rnozzle away spray bottle 250 ml | 1165 | 42.45
6225989 | Round-bottom Flasks, Two-neck, Side Neck Angled, C. Neck NS 29/32 Side Neck NS 19/26 | 621 | 62.93
6225990 | Dimroth Condensers, Socket/Cone NS 29/32 Jacket L.mm 400 | 635 | 160.57
6226081 | Powder micro-spatula 150x7 mm stainless steel, very flexible | 118 | 6.44
6226124 | Storage solution 1 l | 328 | 62.1
6226179 | tube rack, for 100 tubes white | 37 | 14.52
6226185 | Test tubes 10 ml with rim, PS, cylindrical, 16 x 99.3 mm, pack of 2000 | 695 | 138.79
6226218 | capillary column BPX5 30 m x 0,22 mm ID gauge 0,25 µm | 1489 | 941.91
6226261 | Multiple distributor with stopcocks 2x GL 14, PTFE/PPS | 158 | 190.4
6226262 | Multiple Distributor for Bottles GL 45, 2 x GL 25, PTFE/PPS | 158 | 184.75
6226301 | Screw coupling for pipes (OD 8 mm) | 768 | 194.8
6226302 | Screw adapter | 768 | 40.81
6226307 | Milk butyrometer 0-9% F | 1275 | 31.56
6226328 | Screw cap HPLC, GL 45 PP, 4 Port assembled | 1477 | 49.34
6226329 | Replacement-Set for HPLC Screw cap | 1477 | 37.79
6226331 | Filter paper circles MN 85/70, 150 mm pack of 100 | 718 | 99.96
6226332 | Filter paper circles MN 85/70, 240 mm pack of 100 | 718 | 192.31
6226427 | Syringe 10F-AG-0.63/0.47 10 µl | 1493 | 80.85
6226445 |  | 323 | 1607.32
6226450 | Muffle furnaces L 9/12/B410 1200°C | 905 | 6115.55
6226452 | CHROMABOND columns EASY volume: 3 ml, content of sorbent: 200 mg material: PP, pack of 30 | 1466 | 184.65
6226470 | Test Tubes, Round Bottom with NS, Socket NS 24/29 | 27 | 19.82
6226546 | capillary column BPX5 30 m x 0,25 mm ID gauge 1,00 µm | 1489 | 828.63
6226552 |  | 1319 | 379.35
6226570 | Hardening furnaces N 11/HR/B400 with controller B 400 Tmax. 1280°C | 906 | 6591.94
6226571 | Hardening furnaces N 7/H/B400 with controller B 400 Tmax. 1280°C | 906 | 5417.57
6226643 | Columns to Vigreux with Fixed Vacuum Jacket, Eff.L. mm 600 Socket/Cone NS 29/32 | 628 | 247.61
6226725 | Extension cord AX 110 1 m silicon, Lemosa 4-Pol, Gr. 1, for TFX 430 | 398 | 224.56
6226757 | Iodine Determination Flasks , Cap. ml 500 Socket NS 29/32 | 624 | 30.51
6226798 | CHROMABOND Columns C18 volume: 1 ml, content of sorbent: 100 mg PP, with PE-filterelements pack of 100 | 1463 | 291.78
6226802 | Aluminium dish 251 ml, rectangular 128x103mm top, 93x67mm bottom, 34mm high, pack of 100 | 189 | 32.34
6226809 | Optifit-Pipette tips 10-1000 µl Pack 10x96 | 990 | 102.75
6226824 | Dipping flow cups DE 10, DIN 53211 with fixed nozzle 4 mm, stainless steel | 432 | 451.35
6226833 | Optifit-Pipette tips 10-1000 µl refill pack 10x96 | 990 | 93.55
6226853 | Tissue embedding cassette, pink UNI type, POM, 28x40x6.8 mm pack of 500 | 1398 | 63.77
6226915 | Set for pressure compensation 4 Port screw cap | 1477 | 40.02
6226934 | Desiccator with tubus, Ø 150 mm stopcock 24/29, porcelain plate boro 3.3 | 1081 | 289.96
6226935 | Desiccator with tubus, Ø 200 mm stopcock 24/29, porcelain plate boro 3.3 | 1081 | 300.43
6226936 | Desiccator with tubus, Ø 250 mm stopcock 24/29, porcelain plate boro 3.3 | 1081 | 382.13
6226943 | Beaker 5000 ml, 18/10 Stahl with rim and handle | 16 | 286.4
6227063 | Tygon Pump tubins LMT-55, 1.75mm standard, blue-green, pack of 12 | 1047 | 57.38
6227083 | Manufix® Examination gloves, size XL (9-10) Sensitive, Latex, unpowdered, non sterile, pack of 90 | 219 | 11.07
6227097 | Respiratory protection screwing filter 86 AXSt (AX P3 R D) Protection class: AX P3 R D | 213 | 38.26
6227120 |  | 741 | 534.44
6227149 | LLG-Mortar 70ml, Porcelaine inside rough, 63x41mm. 211A/1/0 | 565 | 10.25
6227150 | LLG-Pestle 54mm, rough Ø 14mm, 213A/0 | 565 | 5.12
6227192 | Capillary column Solgel-Wax 30 m x 0,32 mm ID, Film thickness 0,5 µm | 1489 | 896.22
6227200 | Hardening furnaces N 11/H/B400 with controller B 400 Tmax. 1280°C | 906 | 5683.47
6227289 | LLG-Mortar 110ml, porcelaine inside glaced, 83x50mm, 211B/2 | 565 | 15.53
6227292 | LLG-Pestle 175mm, glazed Ø 42 mm, 213B/4 DIN | 565 | 13
6227373 | Capillary column BPX70 25 m x 0,32 mm ID gauge 0,25 µm | 1488 | 828.63
6227431 | Flat Bottom Flasks with Conical Joint, Cap. ml 500 Socket NS 19/26 | 623 | 52.89
6227443 | Desiccator with tubus, Ø 300 mm stopcock 24/29, porcelain plate boro 3.3 | 1081 | 501.94
6227450 | Silylation reagent MSTFA pack of 6x50 ml UN 3316, 9, II, (E) | 1490 | 2773.98
6227451 | Disposable Ground Sleeves, PTFE, NS 14/23 | 652 | 4.15
6227452 | Disposable Ground Sleeves, PTFE, NS 29/32 | 652 | 8.94
6227536 | Adapter, nature, for stopcocks R 1/2" | 57 | 1.36
6227717 | Stirrer motor RW 20 digital S 2 speed range 60-2000 rpm w/o accessories | 486 | 1800.41
6227761 | Microplate-thermo-shaker PHMP-4 for 4 x 96- or 384-well plates incl.EU-/UK-plug | 540 | 2292.46
6227768 | LLG-Cap N 20, PE, for crimp neck vials with flat DIN crimp neck N 20, transparent, center hole, pack of 100pcs | 1449 | 11.2
6227780 | Screw cap GL 45, PP 2 port GL 14 | 1477 | 42.8
6227781 | Screw cap GL 14 for hose connection | 1477 | 7.33
6227782 | Insert for screw cap GL 14, 6,0 mm | 1477 | 24.48
6227799 | Rnozzle away spraying flask 475 ml | 1165 | 49.28
6227810 | Tray for suitable foodstuffs and general laboratory use, ABS white, 252 x 352 x 81 mm | 108 | 23.25
6227811 | Tray for suitable foodstuffs and general laboratory use, ABS white, 299 x 408 x 81 mm | 108 | 23.94
6227832 | Coil Condensers (double walled), Socket/Cone NS 29/32 Jacket L. mm 250 | 636 | 146.88
6227849 | Cryo-Protecting APRON® size CA 48, width/length 610 x 1220 mm | 248 | 333.54
6227887 | SafetySpace-Filter tips 0.5 - 20 µl sterile, pack of 10x96 | 990 | 213.6
6227892 | Test tubes 5 ml PS, cylindrical, 12 x 75 mm, pack of 1000 | 695 | 31.83
6227917 | TLC precoated plates SIL G-25 size: 10x20 cm pack of 50 | 1495 | 274.27
6227948 | ALUGRAM sheets SIL G/UV254 thickness: 0.2 mm, size: 5 x 7,5 cm pack of 20 | 1495 | 41.27
6228020 | neodisher® mediclean forte, 5 l canister | 1170 | 65.34
6228023 | Set for pressure compensation 2 and 3 Port screw cap | 1477 | 40.02
6228053 | SafetySpace-Filter-tips 50 - 1200 µl sterile, pack of 10x96 | 990 | 246.46
6228059 | Buffer Solution pH 2.00 ± 0.02 @ 20°C, 500 ml | 325 | 33.29
6228108 | Flexible light guide, 1-arm M-PVC coated, PURAVIS, Ø 5 mm / length 1000 mm | 1113 | 242.84
6228160 | Gas Washbottle 250 ml acc. Drechsel with filter disc, Por. 0 | 644 | 104.69
6228225 | Liner SH17A 3.4mm ID Tapfocus pack of 5 | 1491 | 402.62
6228232 | all purpose clamp with adaptable angle incl. adapter | 555 | 71.24
6228233 | F96-MicroWell plates, black, PS, without lid, not treated, non-sterile, pack of 180 | 1339 | 507
6228255 | Control seals close-it food red, 95x95 mm, printed roll 500 pieces | 548 | 83.03
6228257 | CHROMABOND columns NH2/C18 6 ml, content of sorbent: 500/500 mg PP, with PE-filterelements pack of 30 | 1465 | 335.11
6228307 | Glass microfibre discs MGC 110 mm, pack of 100 | 716 | 158.61
6228312 | Tray for suitable foodstuffs and general laboratory use, ABS white, 151 x 202 x 81 mm | 108 | 9.81
6228313 | Tray for suitable foodstuffs and general laboratory use, ABS white, 151 x 303 x 81 mm | 108 | 11.77
6228382 | Temperatur-Logger EBI-20-TE1 with external sensor temp.-range: -30 / +70°C | 403 | 176.05
6228401 | DNA Away, 250 ml | 1165 | 32.56
6228471 | Respiratory protection screwing filter 81 ABSt (AB2 P3 R D) Protection class: A2-B2-P3 R D ***EXPORT CONTROL*** | 213 | 26.47
6228500 | Stand S2 XXL | 489 | 400.91
6228506 | Wooden applicator WA 1 s, 150x2.2 mm double, wooden rod , head 5-5,5 mm diam. ETO sterilized, pack of 100 á 2 pcs | 1368 | 25.09
6228531 | EC HPLC column EC 250/4.6 NUCLEODUR 100-5 C8 ec, length: 250 mm, ID: 4.6 mm pack of 1 | 1472 | 705.81
6228560 | PCR tubes 0.2 ml, PP 8-strips, with lid, for Real-Time PCR, pack of 120 | 1294 | 164.71
6228639 | Whirl-Pak® sample bags 150x230 mm w/o writing field, PE, sterile, capacity 720 ml, filling volume 480 ml,pack of 500 | 560 | 160.31
6228676 | Finntips FT 1000 Extended 100-1000 µl, sterile 5 racks of 96 | 993 | 130.27
6228679 | Finntips FT 1000 100-1000 µl, sterile 5x192/refill | 993 | 105.07
6228698 | Electr.Finnpipette Novus 1 channel with variable volume 1-10 µl micro tip, incl. universal plug charger, for Finntips 10 | 969 | 952.84
6228699 | Electr.Finnpipette Novus 1 channel with variable volume 5-50 µl micro tip, incl.universal plug charger, for Finntips 50 | 969 | 952.84
6228700 | Electr.Finnpipette Novus 1 channel with variable volume 5-50 µl, incl.universal plug charger, | 969 | 952.84
6228701 | Elektr.Finnpipette Novus 1 channel with variable volume 10-100 µl, incl.universal plug charger | 969 | 952.84
6228702 | Electr.Finnpipette Novus 1 channel with variable volume 30-300 µl, incl.universal plug charger, for Finntips 300 | 969 | 952.84
6228703 | Electr.Finnpipette Novus 1 channel with variable volume 100-1000 µl, incl.universal plug charger | 969 | 952.84
6228704 | Electr.Finnpipette Novus 1 channel with variable volume 500-5000 µl, incl.universal plug charger, for Finntips 5ml | 969 | 952.84
6228705 | Electr.Finnpipette Novus 1 channel with variable volume 1000-10000 µl, incl.universal plug charger, für Finntips 10ml | 969 | 952.84
6228706 | Electr.Finnpipette Novus 8 channel with variable volume 1-10 µl, incl.universal plug charger, | 971 | 1465.48
6228707 | Finnpipette Novus 8 channel with variable volume 5-50 µl, incl. universal plug charger | 971 | 1465.48
6228708 | Finnpipette Novus 8 channel with variable volume 30-300 µl, incl. universal plug charger | 971 | 1465.48
6228709 | Finnpipette Novus 8 channel with variable volume 100-1200 µl, incl. universal plug charger | 971 | 1451.17
6228719 | Finntips FT 10-micro 0.2-10 µl, 20x192/Refill | 991 | 320.67
6228742 | Finntips 50-micro 0.2-50 µl, sterile 10 racks of 384 | 994 | 1468.55
6228743 | Finntips 20 µl (univ.) 0.2-20 µl, sterile 10 racks of 96 | 994 | 200.69
6228744 | Finntips 30 (univ.) 0.5-30 µl, sterile 10 racks of 96 | 994 | 200.69
6228745 | Finntips 100 Extended 0.5-100 µl, sterile 10 racks of 96 | 994 | 344.5
6228746 | Finntips 200 Extended 0.2-200 µl, sterile 10 racks of 96 | 994 | 338
6228747 | Finntips 300 5-300 µl, sterile 10 racks of 96 | 994 | 207.73
6228748 | Finntips 1000 Extended 100-1000 µl, sterile 5 racks of 96 | 994 | 230.03
6228752 | Finntips Flex 300 5-300 µl, sterile 10 racks of 96 | 992 | 131.44
6228754 | Finntips Flex 300 5-300 µl, refill kit 20x96/refill | 992 | 188.95
6228755 | Finntips Flex 300 5-300 µl, pack of 1000 | 992 | 90.82
6228756 | Finntips Flex 1200 50-1200 µl, 10 racks of 96 | 993 | 221.81
6228757 | Finntips Flex 1200 50-1200 µl, sterile 10 racks of 96 | 993 | 243.75
6228758 | Finntips Flex 1200 50-1200 µl, pack of 1000 | 993 | 122.19
6228762 | 96 well plate UB, RE bottom, pack of 50 | 1318 | 191.49
6228788 | Microlitre syringe 0.5BR-AG-0.47 0.5 µl | 1493 | 198.1
6228807 | Microtiter plates Immulon 4HBX 96-well, flat bottom pack of 50 | 1318 | 245.29
6228823 | Multi Sub Midi, 100x100 mm UV tray, 2 x 16 sample, 1mm thick combs, casting dams, loading guides | 1307 | 519.19
6228829 | Grade 1 Qualitative Filter Paper Standard Grade, circle, 10 mm, pack of 500 | 701 | 58.56
6228848 | Mini cooler-PCR, PP, for 0,2 ml tubes 8/12er-Strips and 96-well plates pack of 2 | 1299 | 128.51
6228893 | LLG-Grid divider 13x13 H=30mm, from cardboard, for Cryobox 136 x 136 mm | 757 | 4.25
6228898 | Cryo-Protecting APRON® size CA 42, width/length 610 x 1070 mm | 248 | 300.73
6228969 | LLG-Thread bottles 2ml, clear 32 x 16 mm, pack of 1000 | 1443 | 281.38
6228981 | Uni cont PTD label FS cap 30 ml | 43 | 134.03
6228982 | Uni cont&spoon PTB label 30 ml pack of 400 | 43 | 247.11
6228993 | 1 channel pipette 10 - 100 µl mLINE | 961 | 429
6228995 | 1 channel pipette 20 - 200 µl mLINE | 961 | 429
6229038 | omniPAGE electroblotting complete system 100x100mm CLAMP VERSION, vertical unit with 2 glass plates 2 ear plates, 1mm spacer, casting base, | 1321 | 1334.89
6229184 |  | 921 | 50.06
6229269 | neodisher® Alka 300, 25 kg canister special cleaner liquid with disinfection | 1171 | 242.41
6229381 | Semi Dry Blotter Maxi 20 x 20cm system | 1323 | 1204.81
6229382 | Grindometer FM2/15, 2 N., 0-15 µm | 593 | 661.69
6229401 | Beard masks, white, antistatic pack of 1000 | 251 | 52.56
6229444 | Gas Washbottle 250 ml acc. Drechsel with filter disc, Por. 1 | 644 | 113.18
6229494 | Insert for screw cap GL 14, 1,6 mm | 1477 | 24.48
6229495 | Insert for screw cap GL14, 3,0 mm | 1477 | 24.48
6229561 | Conductivity measuring cell TetraCon® 325/C | 337 | 1084.75
6229584 | Weight F1, 1 kg, stainless steel | 380 | 175.36
6229590 | Thread tube GL18 with cone NS 14/23 with cap and sealing, Duran®-tube | 646 | 29.97
6229606 | Microflex® NeoTouch®, size L (8.5-9) disposable gloves, Neoprene, powder free, light green, pack of 100 | 230 | 32.37
6229607 | Microflex® NeoTouch® size M (7.5-8) disposable gloves, Neoprene, powder free, light green, pack of 100 | 230 | 32.37
6229608 | Microflex® NeoTouch®, size S(6.5-7) disposable gloves, Neoprene, powder free, light green, pack of 100 | 230 | 32.37
6229635 | LLG-Magnetic crimp cap N 20, gold, 8 mm center hole, Butyl light grey/PTFE dark grey, Hardness: 50° shore A, Thickness: 3 mm, pack of 100 pcs | 1448 | 39.13
6229655 | PCR plates 24-well, 0,2 ml PP, thin walled, flexible, transparent, without frameworks, high wells, pack of 40 | 1295 | 79.98
6229702 | Temperature sensor PT 1000.60 stainless steel, for RCT basic 9.720 240 | 472 | 231.4
6229723 | Pasteur Plast pipettes 0.5 - 2.5 ml 155 mm, pack of 500 | 936 | 36.65
6229740 | Dosys basic 162, 0,5 - 5 ml without valve | 1008 | 159.24
6229751 | CHROMAFIL disposable filter GF-100/25 GF, 1,00 µm, 25 mm pack of 400 | 739 | 371.94
6229762 | Technical buffer solution pH 7.02 25°C, 500 ml | 327 | 29.41
6229764 | LockWell module transparent, C8, PolySorp pack of 60 | 1319 | 539.23
6229781 | Hose connection tubing, metal NW 12 M24x1.5, 150cm, 350°C max.temp. | 823 | 910.65
6229872 | Precision balance PES 4200-2M 4200 g / 0.01 g, calibratable, pan size 200 x 200 mm | 361 | 1181.18
6229875 | Breakable strip 1x8 (in frame) assembled UB, flat bottom pack of 50 | 1319 | 331.69
6229881 | WARING blender LB 20 EG 1.25 liter glass Container, variable speed | 566 | 1816.46
6229909 | Temperature and time controller TRS 300 microprocessor controlled unit | 1251 | 2016.29
6229933 | Thermal G bath fluid 5 liters (-30...+80 °C) no dan. goods | 828 | 180.44
6229949 | Round-bottom Flasks, Four-neck, C. Neck NS 45/40 Side Neck NS 29/32 Cap. 1000 ml | 622 | 158.98
6229977 | Hand-held refractometer Master-Baume Baume 0.0 to 21.0 Brix 0.0 to 40.0% | 1126 | 176.15
6230011 | KIMTECH® Pure*G3 gloves size 8 Nitrile, hand specific, 30 cm pack of 10x20 | 1516 | 595.42
6230069 | SafetySpace-Pipette tips 5 - 300 µl sterile, pack of 10x96 | 990 | 213.6
6230119 | Filter for TFP S 5 ml pack of 25 | 953 | 13.19
6230120 | Filter for TFP S 10 ml pack of 25 | 953 | 22.04
6230126 | Dimroth Condensers, Socket/Cone NS 19/26 Jacket L.mm 250 | 635 | 138.53
6230186 | Acura® manual 835 macro pipettes 0.2-2ml | 955 | 312.81
6230213 | Insert for screw cap GL 14, 3,2 mm | 1477 | 24.48
6230274 | TLC precoated plates SIL G-25 UV 254 size: 10x20 cm, pack of 50 | 1495 | 212.69
6230277 | Reaction Vessels, Cylindrical, with Thermostatic Jacket and Withdrawal Valve , LF 100 Cap. 0,25 | 631 | 1103.43
6230295 | Hand-held refractometer Master-80H 30.0 - 80.0% brix with ATC | 1126 | 204.56
6230298 | Hand-held refractometer Master-20alpha | 1126 | 176.15
6230315 | Filter paper circles MN 85/70, 55 mm pack of 100 | 718 | 29.44
6230318 | Alu-laboratory-pop-up foil 230 x 270 mm creamy, stamped, silver/silver box à 200 sheets | 188 | 22.63
6230322 | Buffer solution pH 13.00 ± 0.05 20°C, 500 ml | 325 | 33.29
6230350 | Digital handrefractometer DR 201-95 0-95 % Brix, 1.3330-1.5318 nD accuracy ±0,2% Brix, ±0,0003 nD | 1129 | 503.85
6230396 | Gas Washbottle 100 ml acc. Drechsel without filter disc, NS 29/32 | 644 | 42.5
6230410 | SafetySpace-Filter tips 0,1 - 10 µl standard, pack of 10x96 | 990 | 213.6
6230416 | SMA hand clamp for 4- and 6 W hand lamps | 1310 | 117.91
6230433 | TrayCell micro cell CH 8.5/15/20 mm height 53/59.5/64.5 mm, with 1 lid 1 mm LP, and 1 lid 0,2 mm LP | 1152 | 3891.07
6230491 | Stainless steel-2 ring-electrode with ATC, 12x110 mm, BNC plug, 1m cable | 338 | 234.72
6230515 | Desiccator Ø 200 mm with plastic knob cover and porcelain plate, boro 3.3 | 1081 | 182.08
6230526 | Test paper Cyantesmo to dispose cyan, roll off 5 m (no dan. goods) | 1237 | 75.02
6230535 | Dosys classic 173, 1 - 10 ml self fill syringe valve integrated | 1008 | 191.47
6230605 | Iodine Determination Flasks , Cap. ml 1000 Socket NS 29/32 | 624 | 48.13
6230608 | Test tubes Mercaptan 0.1/a pack of 10 | 1214 | 171.64
6230635 | Round cuvettes with cover Ø 24mm, pack of 5 | 1244 | 58.39
6230658 | Thermometer & sensor TTX 110 (L 90mm, Ø. 3mm, pointed) | 393 | 116.4
6230729 | TLC precoated plates SIL G-25 size: 5x10 cm pack of 50 | 1495 | 204.01
6230760 | Full-size filter BagPage® 400 190 x 300 mm, pack of 20x25 | 616 | 208.02
6230773 | Stainless steel lid D 170 for RK 170/H | 1189 | 259.81
6230775 | Finntips Flex 1000 100-1000 µl, pack of 10x96 | 993 | 122.83
6230826 | Iodine determination flask 250 ml, with collar with hollow hexagonal stopper NS 29/32 | 624 | 96.42
6230832 | Table support, hight 25cm white coated, for autoclave bags 200x300 mm | 260 | 15.66
6230835 | Measuring flask 5000 ml, brown graduated NS 34/35, class A, with polystopper DURAN, conformance certificated | 922 | 165.29
6230844 | Membrane filter 0.2 µm, PTFE GL 14, for pressure equalization set | 1477 | 13.08
6230881 | Silicone half mask body size L serie 7500 | 211 | 66.81
6230885 | Test tubes 10 ml PS, cylindrical, 16 x 100 mm, pack of 500 | 695 | 30.77
6230893 | Hotplate 300 x 300 mm PTFE | 841 | 4550.88
6230923 | Microflex® NeoTouch®, size L (8½-9) disposable gloves, Neoprene, powder-free, light green, 290 mm, pack of 100 | 230 | 44.46
6230985 | Digital hand-held refractometer PAL-39S for water stodger 0.0 - 50.0%, with ATC, dust- and waterproof | 1127 | 318.21
6231087 | Erlenmeyer flask 250 ml PETG, sterile, plane bottom, with venting screw-cap, pack of 12 | 1346 | 171.64
6231115 | Crucible lid Ø 75 mm, Alsint suitable to crucible 9.250 406 - 73 mm Ø | 113 | 156.94
6231140 | Assembling complete tubes 100mm 0,8-1,6mm. | 1483 | 27.31
6231153 | Mikroliter syringe 810 RN 100 µl, without needle | 1456 | 293.22
6231160 | Measuring flask 5000 ml, BLAUBRAND® NS 35/35, class A, glass stopper with DAkkS-certificate | 920 | 254.91
6231173 | Electronic hanging balance HDB 5K5N 10 kg / 10 gr., incl. 2x 1.5 V batteries AAA | 354 | 71.26
6231216 | Tray for suitable foodstuffs and general laboratory use, ABS white, 252 x 252 x 42 mm | 108 | 12.36
6231269 | Grinding stock reservoir 3,5 l cpl. | 589 | 586.19
6231283 | Stainless steel sensor PT 1000.70 glass-coated, for RCT basic 3380000 and 3810000 | 472 | 254.68
6231293 | Screw-Caps with Aperture for Screwthread Tubes , GL 45 | 647 | 7.59
6231352 | Test Tubes, Round Bottom with NS, Socket NS 24/29 | 27 | 18.9
6231356 | PTFE-tubing KF-GA16-TF tubing 300 mm, i.d. 1,4 mm, e.d. 2,1 mm | 1058 | 93.59
6231359 | PTFE tubing KF-GA20-TF tubing 300 mm, i.d. 0,9 mm, e.d. 1,5 mm | 1058 | 93.59
6231389 | Protection gloves RUBIFLEX S NB40S ca.40 cm, size 8, type 98902, green, pair | 235 | 25.65
6231425 | Protection gloves RUBIFLEX S NB40S ca.40 cm, size 9, type 98902, green, pair | 235 | 25.65
6231427 | Sample bag BagLight® 400 Multilayer® 190x300 mm, 400 ml, sterile pack of 500 | 616 | 196.36
6231447 | Protection gloves RUBIFLEX S NB40S ca.40 cm, size 10, type 98902, green, pair | 235 | 25.65
6231512 | Stainless steel grid for model size 400x330 (for good air circulation) | 867 | 114.88
6231539 | Globus stirring coupler, POM for 6 mm internal square | 489 | 183.54
6231540 | LLG-Evaporating dish 208/4 110ml, 100x25 mm low form, with drain | 105 | 15.57
6231541 | LLG-Büchner funnel 237/3 120 ml, for fitlerpaper dia. 70mm | 749 | 29.06
6231555 | Calibration standard reference filter 667-UV9 n-hexane | 1151 | 592.88
6231576 | Insertion plate Combifix SM type A for shaking machines SM | 517 | 693.16
6231591 | Digital hand-held refractometer PAL-BX/RI 0.0 - 93.0% Brix, 1.3306 - 1.5284 nD with ATC, dust- and waterproof | 1127 | 708.06
6231686 | Dosys classic 173, 0,5 - 5 ml self filling syringe valve integrated | 1008 | 165.69
6231713 | DC-finished plates type CEL 300-25 UV 254, pack of 25 plates | 1497 | 414.56
6231726 | Aluminium oxide neutral pack of 1000 g in plastic container | 1476 | 94.15
6231770 | Laboratory gas burner Fuego SCS with IR-sensor, LC-Display | 1384 | 817.68
6231785 | Microplates pureGrade 96-well, PS, 350 µl, without cover, non-sterile, pack of 100 | 1317 | 130.08
6231790 | Hand-held refractometer Master-TA | 1126 | 176.15
6231797 | Touch N Tuff® Blue, size S (6,5-7) Nitrile disposable gloves, unpowdered structured finger-tips, 300 mm, pack of 100 | 225 | 30.43
6231821 | Chemistry vacuum system MZ 2C NT + AK + M + D 230V / 50 - 60 Hz, CEE power cable | 1073 | 3924.48
6231832 | UV-transilluminator 312nm 200 x 200 mm, 230 V | 1311 | 1439.69
6231844 | Measring flask 200 ml, cl.A, Borosilicate 3.3, NS 14/23 blue grad.,charg. | 921 | 26.7
6231845 | Measuring flask 250 ml, cl.A, Borosilicate 3.3, NS 14/23 blue grad.,charg. | 921 | 27.78
6231847 | 96-well plates with transparent bottom, white pack of 30 | 1339 | 554.67
6231848 | F96-MicroWell plates, white, PS, with lid, not treated, sterile, pack of 50 | 1339 | 228.85
6231849 | Measuring flask 2000 ml, cl.A, Borosilicate 3.3, NS 29/32 blue grad.,charg. | 921 | 68.52
6231858 | LLG-Roll border bottles 100 ml, clear 95x52mm, 3.hydrolytic cl. pack of 88 | 1449 | 59.84
6231934 | Stirring rod 300 mm, PVC 7.15 mm diam. | 126 | 4.02
6231946 | Centrifuge tubes 18x118 mm 15 ml, PMP, graduated 0,2 ml, conical, pack of 50 | 695 | 57.72
6231953 | Round-bottom Flasks, Two-neck, Side Neck Angled, C. Neck NS 29/32 Side Neck NS 19/26 | 621 | 76.53
6231957 | Powder micro-spatula 150x5 mm stainless steel, very flexible | 118 | 6.03
6231964 | Vacuum pump ROTAVAV valve tec for LR40xx and Hei-VAP | 1072 | 2355.05
6232019 | RN-needles 85 RN B/P, W/0, 5 µl | 1456 | 227.86
6232022 | Screw-Caps for Screwthread Tubes , GL 18 | 646 | 4.56
6232027 | Multiple Adapters, 2 Necks , Socket vertical 19/26 Socket oblique 19/26 | 629 | 53.81
6232040 | Fast-desinfection-issues Bacillol® dispenser à 100 issues | 1163 | 12.49
6232074 | Multiple Adapters, 2 Necks , Socket NS 14/23 Cone NS 29/32 | 629 | 47.19
6232178 | LLG-Screw caps N 8, red with head hole PTFE, rubber white, sealing discs slotted engaged, pack of 100 | 1436 | 54.87
6232190 | All coat-sampler V4A 550 mm length | 544 | 758.62
6232202 | Chemical oxygen demand- reagent 500 ml, calibration standard solution 1000mg/l | 1253 | 143.1
6232206 | CERTOCLAV CV-EL 18L GS table-autoclave, 18 ltr. with valve 1.1bar, 121°C | 1197 | 3766.55
6232207 | Laboratory gas burner Fuego SCS basic foot pedal, wall wart | 1384 | 671.94
6232237 | PFP7 Nebuliser | 1148 | 466.86
6232362 | CHROMAFIL Xtra disposable filter GF-100/25 glass fibre, 25 mm, 1 µm, colourless PP-case, labelled, pack of 100 | 739 | 111.43
6232384 | Test tubes 75 x 11.50 x 0.7-0.8 mm glass, round base, smooth edge pack of 250 | 24 | 19.55
6232389 | Chromafil Xtra disposable filter PA-45/25 polyamide/nylon, 0.45 µm,25 mm, colourless PP-case labelled, pack of 100 | 738 | 111.43
6232433 | Stainless steel grid for model size 560x400 (for good air circulation) | 867 | 156.09
6232434 | Digital hand-held refractometer PAL-22S for honey 12.0 - 30.0% with ATC, dust- and waterproof | 1127 | 318.21
6232435 | SafetySpace-Filter tips 50 - 1000 µl sterile, pack of 10x96 | 990 | 213.6
6232501 | Deep-well plates 96 x 2000 µl, pack of 20 | 1418 | 277.35
6232525 | LLG-Evaporating dish 207/6 420ml, 154x50mm, medium form, with drain | 105 | 24.2
6232548 | CHROMAFIL Xtra disposable filter PET-45/25 polyester, 0.45 µm, 25 mm, colourless PP-case, labelled, pack of 100 | 737 | 111.43
6232549 | CHROMAFIL Xtra disposable filter PET-120/25 polyester, 1.2 µm, 25 mm, colourless PP-case, labelled, pack of 100 | 737 | 111.43
6232574 | LLG-Pestle 135mm, rough Ø 30mm, 213A/2 DIN | 565 | 5.33
6232575 | LLG-Staining plate, porcelain, 263/5 25x81x112mm, 6 cavities | 1121 | 20.06
6232577 | LLG-Mortar 110ml, porcelaine inside rough, 83x50mm, 211A/2 | 565 | 16.12
6232602 | Crucible pincer 250 mm 18/8-steel, double curled | 143 | 14.47
6232660 | TLC precoated plates SIL G-25 UV 254 format: 50x200 mm, pack of 100 | 1495 | 309.66
6232716 | Fiber glass filter pack of 200 | 379 | 168.9
6232732 | Separating Funnels, Gilson , Cap. ml 500 Socket NS 29/32 Cap.ml 5000 | 640 | 130.32
6232794 | Minisart® NY 25, 25 mm pore size 0.2 µm, pack of 500 | 735 | 863.74
6232941 | Stand.ground joint stirr.bearing NS 45/40 16 mm dia., GL 32, PTFE | 633 | 93.24
6233012 | Turbidity Std Ratio 0.1 NTU 100 ml | 1265 | 128.96
6233030 | Test tubes 10 ml with rim, PS, conical, 16 x 100 mm, pack of 2000 | 695 | 138.79
6233091 | Round-bottom Flasks, Two-neck, Side Neck Angled, C. Neck NS 29/32 Side Neck NS 19/26 | 621 | 71.82
6233114 | Round-bottom Flasks, Two-neck, Side Neck Angled, C. Neck NS 29/32 Side Neck NS 19/26 | 621 | 48.52
6233131 | Dip stainless steel V2A | 556 | 391.39
6233165 | Multiple Distributor for Bottles GL 45, 4 x GL 25, PTFE/PPS | 158 | 232.08
6233172 | CHROMAFIL Xtra disposable filter PET-120/25 polyester, 1.2 µm, 25 mm, colourless PP-case, labelled, pack of 400 | 737 | 371.94
6233176 | LLG-Filter crucible 4/35/6, porcelaine 25ml, 35/40mm, pore size 6, DIN 12909 | 745 | 23.25
6233196 | Weight E2, 50g, stainless steel compact form | 380 | 62.94
6233200 | Stand.ground joint stirr.bearing NS 19/26 8 mm dia., GL 25, PTFE | 633 | 58.82
6233275 | Kjeldahl-Flasks, Socket NS 29/32 Cap. ml 750 | 619 | 95.36
6233306 | Combi pack chlorine DPD 100 reagent tablets of DPD no. 1 + DPD no. 3 | 1244 | 54.53
6233316 | pH-electrode InLab® Expert Go | 320 | 445.25
6233319 | Spectra/Por® Biotech CE, 16 mm Dialysis-membrane, MWCO 100-500, pack of 10 mtr. | 1329 | 663.46
6233324 | Safety-adapter incl. pressure regulator | 1385 | 159.05
6233344 | Tray 151x201x21 bruchsicher | 108 | 8.01
6233382 | Grade 50 Quantitative Filter Paper Hardened Low Ash, circle, 42.5 mm, pack of 100 | 703 | 32.16
6233417 | Touch N Tuff® Blue, size M (7,5-8) Nitrile disposable gloves, unpowdered rough finger tips, 300 mm, pack of 100 | 225 | 30.43
6233418 | Deep-well plates 96 x 2000 µl, yellow, pack of 20 | 1418 | 277.35
6233420 | Deep-well plates 96 x 2000 µl, green, pack of 20 | 1418 | 277.35
6233421 | Deep-well plates 96 x 2000 µl, blue, pack of 20 | 1418 | 277.35
6233440 | Rapid infrared digestion unit InKjel 1225 for 12 glasses à 250 ml | 1272 | 7301.84
6233463 | Muffle furnace L 15/12/B410 temperature up to 1200°C, with controller | 905 | 6403.6
6233465 | Eco Test pH2 with ATC | 300 | 91.28
6233543 | Penetration probe, TPX 400, f. TFX devices, 0.6 m silicone cable, Lemosa connector | 398 | 158.83
6233548 | Microplates pureGrade 96-well, PS, 350 µl, white, F-B., non-sterile, pack of 100 | 1317 | 307.13
6233568 | ALUGRAM-sheets SIL G/UV 254 thickness: 0,2 mm, format: 10 x 20 cm pack of 20 | 1495 | 84.87
6233571 | Probe TPX 230 NL 200 mm, Ø 3 mm, sharp, Lemo size 1, for TFX 430 | 398 | 405.71
6233602 | Ear plugs Typ x-fit model lime, SNR 37 db(A) without strap, pack of 200 pair | 214 | 44.35
6233627 | Capillary column FAST PCB 10 m x 0,1 mm ID, | 1489 | 515.67
6233664 | Alublock 20 x 2.0 ml tubes with thermometer hole | 890 | 131.78
6233690 | electronic Timer III and stopp clock, white, 3 times up to 20 h | 416 | 19.42
6233695 | SafetySpace-Filter tips 5 - 200 µl 51 mm, pre-sterilized, pack of 10x96 | 990 | 213.6
6233696 | Inoculating loops 4,0 mm stainless steel, pack of 10 | 1369 | 53.56
6233742 | Finnpipette F2, 1 channel variable volume 0.5-5 µl micro tip, for Finntips Flex10,10,50 Mikro | 967 | 386.75
6233743 | Finnpipette F2, 1 channel variable volume 2-20 µl for Finntips Flex 200,250 Univ | 967 | 386.75
6233744 | Finnpipette F2, 1 channel variable volume 20-200 µl for Finntips Flex 200,250 Univ. | 967 | 386.75
6233745 | Finnpipette F2, 1 channel variable volume 100-1000 µl for Finntips Flex 1000,1000,1000 Ext. | 967 | 386.75
6233748 | LLG-Filter crucible 4/35/7, porcelaine 25ml, 35/40mm, pore size 7, DIN 12909 | 745 | 23.28
6233756 | Microplates pureGrade 96-well, PS, 350 µl, black, F-B., non-sterile, pack of 100 | 1317 | 307.13
6233793 | Reaction Vessels, Cylindrical, with Thermostatic Jacket and Withdrawal Valve , LF 150 Cap. 2 | 631 | 1602.56
6233811 | Centrifuge tubes 16x107 mm 10 ml, PP, graduated 0.1 ml, conical, pack of 100 | 695 | 48.5
6233835 | InVitro Biotainer® bottles 5000ml PETG, PP screw-cap with PE insert, sterile, pack of 6 | 1347 | 349.38
6233851 | Microplates pureGrade 96-well, PS, 360 µl, without cover, non-sterile, pack of 100 | 1317 | 124.11
6233869 | Optifit-Pipette tips 10-1000 µl pre-sterilized, single rack, pack of 10x96 | 990 | 144.35
6233870 | Test Tubes, Round Bottom with NS, Socket NS 14/23 | 27 | 9.5
6233891 | CHROMAFIL Xtra disposable filter RC-45/25 regenerated cellulose, 0.45 µm, 25 mm, colourless PP-case, labelled, pack of 400 | 737 | 426.11
6233892 | Burette digital Titrette® 50 ml with SafetyPrime valve incl.DAkkS-certificate | 1030 | 1231.97
6233912 | Microplates pureGrade S 96-well, PS, transparent, standard, F-bottom, sterile, with lid, pack of 50 | 1317 | 158.56
6233930 | Tygon-pump tubes LMT-55, 1.22mm with 2 stoppers, converted, red-grey, pack of 12 | 1047 | 57.38
6233961 | Turbidity Std Non Ratio 0.0 NTU 100ml | 1265 | 122.77
6233962 | Turbidity standard Non Ratio 20 NTU 100 ml, with certificate | 1265 | 155.58
6233985 | Deep well plates 96 x 500 µl, yellow, sterile, pack of 40 | 1418 | 582.97
6233986 | Deep well plates 96 x 500 µl, blue, sterile, pack of 40 | 1418 | 582.97
6233989 | Weight E2, 1g, stainless steel compact form | 380 | 48.69
6233990 | Weight E2, 100g, stainless steel compact form | 380 | 70.07
6233991 | Weight E2, 200g, stainless steel compact form | 380 | 81.95
6233992 | WEight E2, 500g, stainless steel compact form | 380 | 109.73
6233996 | ***no longer available through LLG*** Towing rope 50 mtr. V2A, conductive, Ø 2,0 mm | 558 | 179.32
6234003 | Weight E2, 2g, stainless steel compact form | 380 | 49.88
6234011 | CHROMAFIL Xtra disposable filter PA-45/25 polyamide/nylon, 0.45 µm,25 mm, colourless PP-case labelled, pack of 400 | 738 | 371.94
6234018 | Deep-well plates 96 x 1000 µl, green, pack of 20 | 1418 | 238.88
6234026 | LLG-Test tubes, FIOLAX, 10x100mm with beaded rim, pack of 100 | 24 | 18.84
6234031 | CHROMABOND columns C18 volume: 6 ml, capacity: 1000 mg, PP, with PE-filterelementa pack à 30 pics | 1463 | 216.67
6234037 | Glass pin for milk butyrometer | 1276 | 11.56
6234067 | Chemical-membrane pump MZ 2C NT + AK + EK, CEE mais cable 230 V, 50/60 Hz | 1073 | 4141.8
6234095 | mLine® 1-channel 0,1 - 3 µl mechanical pipette, variable | 961 | 429
6234096 | mLine® 1-channel 0,5 - 10 µl mechanical pipette, variable | 961 | 429
6234173 | Touch N Tuff® Blue, size L (8,5-9) nitrile disposable gloves, not powdered, structured finger tips, 300 mm, pack of 100 | 225 | 30.43
6234218 | Hand-held refractometer Master-50H | 1126 | 204.56
6234225 | Muffle furnace L 40/12/B410 with controller B410 Tmax 1200°C, 230 V | 905 | 9062.53
6234247 | High speed centrifuge tubes 30ml with screw-thread, O.D.:24mm, length 106 mm, pack of 6 | 688 | 212.07
6234251 | Transfer siphon EKI with clamp and O-ring | 768 | 1020.18
6234252 | Transfer tube | 768 | 415.01
6234253 | Clamp for KF NW 50 | 768 | 55.34
6234254 | O ring KF NW 50 with centering | 768 | 40.04
6234302 | Capillary column HT5 12 m x 0,32 mm ID, film thickness 0,1 µm | 1489 | 640.68
6234303 | Capillary column BPX5 60 m x 0,25 mm ID film thickness 1,00 µm | 1489 | 1461.79
6234320 | Protection lenses super OTG 9169 colour:navy blue, disc:PC colourless/UV 2-1,2 supravision NCH/uvex hi-res | 204 | 24.04
6234347 | Haemacytometer cover glasses, 22 x 22 mm, thickness 0.4 mm, pack of 10 | 1118 | 23.69
6234373 | Alarm-laboratory thermometer LT101 -40...+200°C, 86 x 57 x 30 mm | 391 | 29.8
6234375 | CHROMABOND columns EASY volume: 6 ml, content of sorbent: 200 mg material: PP, pack of 30 | 1466 | 226.78
6234463 | Breath protection full mask 6700S series 6000, size S *** export control *** | 212 | 220.01
6234464 | Breath protection full mask 6900L series 6000, size L *** export control *** | 212 | 220.01
6234510 | Erlenmeyer flasks,DURAN®,narrow neck,cap. 150 ml | 19 | 10.53
6234515 | Graduated pipette 50:0.2 ml, 450 mm length class AS, main point ring graduation, graduated to top, amber graduated | 933 | 24.46
6234530 | Erlenmeyer flask 125 ml PETG, sterile, plane bottom, with venting screw-cap, pack of 24 | 1346 | 289.88
6234541 | LLG-Bimetal crimp cap N 20, red/silver, center hole, Silicone blue/PTFE colourless, Hardness: 40° shore A, Thickness: 3 mm pack of 100pcs | 1448 | 82.15
6234542 | Multiple distributor with stopcocks GL45 - 3x GL 14, PTFE/PPS | 158 | 196.87
6234545 | Membrane filters 47 mm, 0,45 µm High Flow, cellulose nitrate, single sterile packt, pack of 100 (no dan. goods) | 728 | 145.72
6234552 | Chemical oxygen demand reagent COD calibration standard 500mg/l solution 500 ml | 1253 | 143.1
6234567 | Optifit-Pipette tips 5-350 µl pre-sterilized, in rack, pack of 10x96 | 990 | 125.42
6234568 | Optifit-Pipette tips 10-1000 µl pre-sterilized, pack of 10x96 | 990 | 125.42
6234576 | McFarland tube Densitometer DEN-1 incl.EU-/UK-plug | 1143 | 791.85
6234591 | LLG-Mortar 220ml, porcelaine inside glazed, 105x64mm, 211B/3 | 565 | 19.29
6234592 | LLG-Pestle 150mm, glazed Ø 36mm, 213B/3 DIN | 565 | 8.57
6234598 | All coat-sampler V4A 850 mm length | 544 | 874.73
6234641 | Buffer solution pH 12.00 500 ml | 325 | 33.29
6234725 | Microtube-thermo-shaker PHMT incl.block PSC18 for 20 x 0,5 ml and 12 x 1,5 ml, incl.EU-/UK-plug | 529 | 2018.9
6234815 | Manual cable reel Ex, black with earthinh cable, without cord | 558 | 316.69
6234831 | Tripod 120 x 260 mm steel zinc coated | 144 | 28.24
6234859 | Conductivity solution 100 µS/cm 500 ml | 339 | 174.57
6234997 | Membrane filter RC 55, 110 mm regenerated Cellulose, 0,45 µm pack of 25 | 723 | 269.77
6234998 | Chemical oxygen necessity- reagent 500 ml, calibration standard 50 PPM | 1253 | 143.1
6234999 | Chemical oxygen necessity- reagent 500 ml, calibration standard 100 PPM | 1253 | 159.98
6235017 | Anodisc Circle with Support Ring, 25 mm, 0.1 µm pore size, pack of 50 | 722 | 576.17
6235042 | Safety wash bottle 500 ml wide neck, PE-LD, GL 45, Acetonitril with VENT-CAP bolting | 94 | 14.11
6235043 | Acura® manual 835 Fix, macro pipette 2 ml | 955 | 241.62
6235055 | Optical glass cell W600/OG/100 path length 100 mm | 1147 | 257.9
6235082 | Sidelock set for safety box 569, pack of 4 | 264 | 26.55
6235083 | KIMTECH® Pure*G3 gloves size 9 Nitrile, hand specific, 30 cm pack of 10x20 | 1516 | 595.42
6235096 | Quick binder 320mm from plastic, pack of 1000 | 260 | 99.85
6235155 | KORSAR® Gloves, size 6, 250 mm cotton jersey, monofilament, 1 pair per pack | 237 | 1.03
6235183 | Package magnetic stirrer C-MAG HS 7 incl.contact thermometer ETS-D 5, holding rod H 38, support rod H 16 V, boss head clamp H 44 | 467 | 1375.81
6235250 | Needles 127 mm pack of 100 | 1474 | 694.89
6235261 | Silicone tubing 8,0x1,5mm Versilic | 150 | 6.54
6235293 | Burette 25:0,05 ml, straight valve cock PTFE BLAUBRAND, blue grad., class AS, Borosilicate 3.3, Schellbach-stripes, incl.single certificate | 1021 | 143.61
6235314 | Disposable Culture tube 75x12.25x0.8 mm soda-lime-glass, pack of 500 | 1374 | 53.56
6235370 | Frame-pipette holder 332 for two Micro-, Macro- and/or mutichannel pipettes | 959 | 30.19
6235385 | Buffer solution pH 1.00 500 ml | 325 | 33.29
6235417 | Alublock 24 x 0.5 ml tubes with thermostate hole, | 890 | 131.78
6235425 | All-glass syringes, 20 ml, Dosys 155, graduated, autoclavable, Luer glass adapter, pack of 2 | 1459 | 40.57
6235565 | Optifit-Pipette tips 0,5 - 200 µl standard, 51 mm, tips id: C, non-sterile, refill-tower, pack of 10x96 | 990 | 83.31
6235571 | Finntips Flex 1000 100-1000 µl, pack of 1000 | 993 | 101.06
6235603 | Precision balance PEJ 4200-2M 4200 g / 0,01, calibratable weighing plate 200 x 200 mm | 361 | 1462.42
6235605 | Calibration Standard 500 ml 140mmol/l sodium, 5mmol/l potassium | 1148 | 510.89
6235606 | LLG-Crimp Neck Micro-Vials N 8, clear 0.2 ml, O.D:: 5.5 mm, outer height: 31.5 mm, conical, pack of 100 | 1435 | 28.96
6235631 | Needles 76 mm pack of 100 | 1474 | 567.11
6235645 | Round-bottom Flasks, Three-neck, Side Necks Parallel, C. Neck NS 29/32 Side Neck NS 29/32 | 621 | 99.38
6235680 | HEPA filter | 1196 | 159.61
6235684 | Vortex Genie® 2-Mixer 240 V, 50 Hz with swiss plug | 501 | 400.25
6235695 | Liquid nitrogen storage container ALU 60 cap. 60 ltrs, aluminium | 768 | 2321.92
6235710 | Hand-held refractometer Master-20M 0 - 20% Brix, 0,1% accuracy | 1126 | 125.02
6235728 | Compact balance EMB 1000-2 1000 g / 0.01 g, weighing plate 150 mm Ø | 354 | 213.51
6235767 | Safety bench MSC Advantage 1.2 230 V, 50 Hz, EN-certified | 1360 | 12348.7
6235802 | Colour cartridge Haxen 1000 ml | 1235 | 161.82
6235806 | Sensor TPX 130 nl 130 mm, Ø 3 mm, blunt, Lemo size 1-4 pol., for TFX 430 | 398 | 405.71
6235814 | Chromatographic Columns with Indentations and PTFE Stopcock, Length mm 200 Column D.mm 15 | 1475 | 83.68
6235849 | Pycnometer head NS 45/27 with wide-neck bottle with conical shoulder 500 ml, DURAN | 428 | 123.32
6235892 | Digital refractometer DR 6100-TF measuring range: 1.3200-1.7000nD, 0-95 % brix with thermostat and flow kuvette | 1131 | 12111.1
6235895 | Test Tubes, Round Bottom with NS, Socket NS 19/26 | 27 | 14.7
6235904 | Copper cord with loops 10 m | 558 | 159.69
6235920 | Protecting glasses 2890AS AF/UV, lenses: acetate clear, gastight, without ventilation slots | 202 | 32
6235966 | Adapter expansion socket NS 29/32 cone NS 14/23, boro 3.3 | 645 | 13.91
6236005 | Canister set KAS 20 for S 2, consisting of 2 canisters à 20 l, incl. swim switch | 1273 | 481.49
6236015 | VARIO Chlorine Free DPD 5 ml pack of 100 | 1244 | 35.97
6236016 | VARIO Chlorine Total DPD 5 ml pack of 100 | 1244 | 35.97
6236022 | Allihn Condenser 250 mm, NS 19/26 with glass thread and 2 plastic olives | 636 | 110.29
6236025 | BEL-ART Disposal cartons for broken glass floor model, 30x30x69 cm, pack of 6 | 262 | 192.69
6236031 | Disposable Ground Sleeves, PTFE, NS 45/40 | 652 | 17.58
6236032 | Disposable Ground Sleeves, PTFE, NS 19/26 | 652 | 4.81
6236050 | Emptying appliance complete | 544 | 556.64
6236094 | Digital hand-held refractometer PAL-10S for urine 1.000 - 1.060 Brix, with ATC, water resistant | 1127 | 318.21
6236096 | Cotton swabs WA 2 Pl.s, 150x4.0 mm plastic rod, one side cotton head single packed, sterile, pack of 500 | 1368 | 102.71
6236109 | Magnetic stirrer MIX 1 XL 100-2000 rpm, IP 64, SoftStart-function | 451 | 1641.72
6236112 | Evporating flasks 1000 ml bush NS 29/32 | 662 | 58.19
6236239 | Liebig condenser 400 mm, NS 29/32 glass olive, Boro 3.3 | 637 | 42.95
6236247 | Gas Washbottle 1000 ml acc Drechsel without filter disc, NS 29/32 | 644 | 41.06
6236264 | Scissors 130 mm, straight pointed/pointed, stainless steel | 127 | 3.17
6236287 | Silicone tubing 6x1,5mm Versilic | 150 | 5.15
6236293 | universal adhesive mat STICKMAX | 886 | 104.31
6236303 | Round bottom flask 250 ml, NS 29/32 Boro 3.3, w/o stopper | 618 | 13.8
6236317 | Separating funnel 50 ml after Squibb PTFE stopcock, DIN 12452 | 639 | 34.83
6236318 | Separating funnels 100 ml after Squibb PTFE stopcock, DIN 12452 | 639 | 35.55
6236319 | Separating funnels 250 ml after Squibb PTFE stopcock, DIN 12452 | 639 | 43.96
6236320 | Separating funnel 500 ml after Squibb PTFE stopcock, DIN 12452 | 639 | 50.1
6236321 | Separating funnel 1000 ml after Squibb PTFE stopcock, DIN 12452 | 639 | 75
6236328 | Test tube rack, white, PP for 40 tubes, holes Ø 25mm 125 x 295 x 85 mm | 40 | 16.56
6236329 | Test tube rack, blue, PP for 40 tubes, holes Ø 25mm 125 x 295 x 85 mm | 40 | 16.56
6236330 | Test tube rack, yellow, PP for 40 tubes, holes Ø 25mm 125 x 295 x 85 mm | 40 | 16.56
6236331 | Finnpipette F3, 1 channel variable volume 100 - 1000 µl | 968 | 365.08
6236335 | Steriplan petri dish 15 x 90 mm, soda lime glass | 1364 | 3.14
6236346 | Round bottom flask 100 ml, NS 14/23 Boro 3.3, w/o stopper | 618 | 9.99
6236347 | Pear shape flask 10 ml NS 14/23, Boro 3.3 | 620 | 9.86
6236355 | Temperature sensor KM-TNF NiCr-Ni flat probe, up to 400°C, with diode plug, 15x400 mm | 851 | 151.91
6236357 | Weight F1, 1kg, stainless steel Compact form | 380 | 139.85
6236370 | Needles 76 mm PTFE coated, pack of 100 | 1474 | 1105.89
6236383 | Deep-well plates 96 x 500 µl, white, pack of 5x8 | 1418 | 502.06
6236446 | Tube DT-50-M-gamma 50 ml, with rotor-stator element, cover with pierceable membrane | 604 | 294.67
6236466 | Baffle flasks 2000 ml, three baffles straight neck for metal caps, flask d.166mm, height 305mm, neck d.38mm | 1371 | 131.31
6236477 | Line tester 8x/30 Dpt. 20x20mm, w.collat.mm scale | 1094 | 27.41
6236495 | Pipettor station type 6 acrylic, blue, for 6 pipets fluorescent | 968 | 108.67
6236498 | Ice borer, V4A inner-xouter-Ø 16x21mm, depth 20cm | 545 | 420.62
6236499 | Precision balance PES 6200-2M 6200 g / 0.01 g, weighing plate 200 x 200 mm | 361 | 1462.42
6236508 | Round bottom flask 50 ml, NS 14/23 Boro 3.3, w/o stopper | 618 | 9.17
6236539 | Cell culture flasks EasYFlask PS, 70ml, 225 cm², Nunclon, filter caps, sterile, pack of 30 | 1333 | 275.17
6236577 | Dimroth Condensers, Socket/Cone NS 29/32 Jacket L.mm 250 | 635 | 150.15
6236596 | LLG-Crystallise cup 60 ml w/o drain, DIN 12337, Boro 3.3 D=60 mm, H=35 mm | 104 | 6.95
6236618 | Crucible lid Ø 52 mm, Alsint suitable to crucible 9.250 404 - 50 mm Ø, 9.250 415 - 50 mm Ø, 9.250 391 - 48 mm Ø | 113 | 90.89
6236683 | LLG-Forceps 130 mm, sharp/curved stainless steel | 132 | 6.59
6236719 | Precision balance PBJ 6200-2M 6200 g / 0.01 g, calibratable, weighing pan 180 x 170 mm | 363 | 1874.89
6236733 | Cooling element Freez'Pack® 2 xM5 150x77x25 mm, pack of 2 | 791 | 4.87
6236751 | LINER AG 4mm ID TAPER QW, pack of 5 | 1491 | 254.75
6236773 | Flask 100 ml, m. NS 29/32 flat bottom | 623 | 11.41
6236774 | Round bottom flask 100 ml, NS 29/32 Boro 3.3, w/o stopper | 618 | 11.41
6236800 | Solvent-pump with foot control | 1040 | 862.81
6236821 | Grade 2 Qualitative Filter Paper Standard Grade, sheet, 580 × 680 mm, pack of 100 | 701 | 450.06
6236831 | Filter circles 551, 240 mm black, slow, 95 g/m², pack of 100 | 708 | 246.36
6236850 | Jumbo-sampler, aluminium 2500 mm length, 7 chambers à 910 ml, Ø 50 mm, with PTFE separators | 544 | 1546.83
6236854 | LLG-Aluminium weighing boats 101 x 8 mm, w/o finger-tab, pack of 50 | 383 | 21.47
6236916 | Touch N Tuff®, size M (7½-8) Disposable gloves, nitrile, powder-free, green, 300 mm, pack of 100 | 225 | 39.37
6236917 | Touch N Tuff®, size L (8½-9) Disposable gloves, nitrile, powder-free, green, 300 mm, pack of 100 | 225 | 39.37
6236921 | Digital hand refractometer DR 301-95 | 1129 | 1109.59
6236954 | Distilling Receivers to Bernauer, Socket NS 29/32 without flasks | 627 | 116.79
6236962 | Combi-Pack chloride DPD DPD no. 1 + DPD no. 3 pack of 2x 250 reagent tablets | 1244 | 117.05
6237057 | UV chamber double PCR format | 1305 | 5006.21
6237129 | Scalpel handle length 130 mm, type 2 rust-free | 1401 | 19.85
6237141 | Reference standards McFarland (0.5/1.0/2.0/3.0/4.0) set of 5 | 1143 | 482.21
6237145 | Laboratory screw joints GL 14 Ø 5,0 mm, SW 17, PPS | 157 | 52.18
6237164 | Pear shape flask 25 ml NS 14/23, Boro 3.3 | 620 | 10.92
6237165 | Pear shape flask 50 ml NS 14/23, Boro 3.3 | 620 | 12.8
6237166 | Pear shape flask 100 ml NS 14/23, Boro 3.3 | 620 | 14.06
6237167 | Evaporating flask100 ml bush NS 29/32 | 662 | 26.08
6237176 | Hand pump for solvents immersion depth max. 600 mm, connection thread for bellows closure | 1040 | 634.11
6237182 | Rack 720, perforated stainless steel, for series KB, KBW, KBWF, KBF, KBF ICH/LQC | 857 | 590.18
6237183 | Muffle furnace LT 15/11/B410 temperature up to 1100°C, with lift door | 904 | 5672.39
6237239 | Tripod stand,without rod,lacquered cast iron length 80 mm | 178 | 30.74
6237242 | 96-Deep-Well blocks 2.2 ml, PP pack of 10x5 | 1416 | 270.55
6237267 | 96-Well reversible rack, PP, blue 96 wells for 0.5 ml on one side, and 96 wells for 1.5 to 2.0 ml on the other side | 35 | 18.02
6237268 | 96-Well reversible rack, PP, green 96 wells for 0.5 ml on one side, and 96 wells for 1.5 to 2.0 ml on the other side | 35 | 18.02
6237287 | Beaker tong 280 mm stainless steel, PVC coated | 144 | 13.13
6237312 | Extractor acc. to Knöfler-Böhm Extractor 150 ml, with Dimroth condenser NS 45/40 with thread GL 14, flask 250 ml, | 1268 | 431.4
6237313 | Extractor acc. to Knöfler-Böhm Extractor 30 ml, with Dimroth condenser NS 29/32 with thread GL 14, flask 100 ml, | 1268 | 321.94
6237328 | LLG-Büchner funnel 237/2 70 ml, for filterpaper dia. 55mm | 749 | 24.54
6237357 | Colour colony counter Scan®500 automatic, 220/110 V, 50/60 Hz | 1395 | 12071.95
6237371 | mLine® 1-channel, 2 - 20 µl mechanic pipette, variable | 961 | 429
6237372 | mLine® 1-channel, 500 - 5000 µl mechanic pipette, variable | 961 | 429
6237478 | Tube ST-50 50 ml, with stirring device pack of 10 | 604 | 178.39
6237479 | Tube ST-20-M-gamma 20 ml, with stirring device, cover with pierceable membrane, pack of 20 | 604 | 368.33
6237482 | Tube ST-50-M-gamma 50 ml, with stirring device, cover with pierceable membrane | 604 | 260
6237535 | Vapor tube RV 10.70 NS 29/32, for RV 10 | 657 | 199.91
6237541 | Water filter RV 10.5002 | 657 | 135.29
6237542 | Pressure control valve RV 10.5003 | 657 | 355.16
6237590 | Test tubes 150x20mm, wall 0.8-0.9 mm Boro 5.1, even border, round bottom pack of 100 # A515020000911100SP4 | 25 | 62.47
6237591 | Mounting complete tubings 250mm 1,6-3,2mm,PTFE | 1483 | 24.56
6237620 | 96-Well reversible rack, PP, natural 96 wells for 0.5 ml on one side, and 96 wells for 1.5 to 2.0 ml on the other side | 35 | 18.02
6237621 | 96-Well reversible rack, PP, pink 96 wells for 0.5 ml on one side, and 96 wells for 1.5 to 2.0 ml on the other side | 35 | 18.02
6237622 | 96-Well reversible rack, PP, yellow 96 wells for 0.5 ml on one side, and 96 wells for 1.5 to 2.0 ml on the other side | 35 | 18.02
6237627 | Automatic burette 50:0.10 ml, blue graduated clear, class AS, with glass cock with PTFE cock blue graduated, batch certified, Schellbach | 1025 | 248.67
6237628 | Burette bottle 2000 ml clear glass, Boro 3.3 | 1028 | 40.81
6237648 | Universal clamp 250 mm span 0 - 50 mm bracket PVC coated | 184 | 45.83
6237656 | Microflex® NeoTouch®, size S (6½-7) disposable gloves, Neoprene, powder-free, light green, 290 mm, pack of 100 | 230 | 44.46
6237670 | Precision balance PES 31000-1M 31000 g / 0.1 g, calibratable, weighing plate 250 x 200 mm | 361 | 2306.11
6237684 | Microflex® NeoTouch®, size XL (9½-10) disposable gloves, Neoprene, powder-free, light green, 290 mm, pack of 100 | 230 | 44.46
6237690 | Beaker 100 ml, 18/10-steel with rim and handle | 16 | 107.15
6237691 | Beaker 500 ml, 18/10-steel with rim and handle | 16 | 122.94
6237692 | Beaker 1000 ml, 18/10-steel with rim and handle | 16 | 144.02
6237698 | KIMTECH® Pure*G3 gloves size 8.5 Latex, sterile, hand specific, 30 cm, pack of 10x20 | 1519 | 454.46
6237703 | LLG-Scissors 130 mm, pointed/pointed straight, stainless steel | 127 | 8.31
6237704 | Standing flask 2000 ml, w. NS 29/32 | 623 | 41.72
6237706 | Filter flask 250 ml with PP-nozzle, erlenmeyer shaped | 751 | 29.92
6237707 | Filter flask 500 ml with PP-nozzle, erlenmeyer shaped | 751 | 41.27
6237708 | Filter flask 1000 ml with PP-nozzle, erlenmeyer shaped | 751 | 55.65
6237711 | Evaporating flask 250 ml bush NS 29/32 | 662 | 35.22
6237788 | Hinge glasses brush 440mm bristled falb, with hinge | 1182 | 17.08
6237816 | Cream butyrometer "Roeder" 0-50-75%:0.5 | 1275 | 66.9
6237840 | LLG-Cryobox 136x136x100mm white, special, w/o grid | 757 | 5.31
6237850 | Mortar 1500 ml, 180 mm dia. stainless steel 18/10 without pestle | 566 | 104.81
6237877 | F96-MicroWell plates, transparent, PS, with lid, straight bar, without barcode, not treated, sterile, pack of 160 | 1339 | 473.42
6237901 | Pouring ring GLS80 PTFE, pure | 72 | 31.18
6237958 | Disinfection tissues Bacillol® aldehyde free, refill pack à 100 tissues | 1163 | 10.66
6237971 | Hand tally counter, 4-places 46mm diameter x 41mm with ring, to counting from 1 to 9999 | 1115 | 20.42
6237972 | Mounting clamp for Ø 32 mm for KL 200 LED | 1113 | 47.72
6237981 | Urine beaker 125 ml, PP without srew cap pack of 1000 | 47 | 107.86
6237998 | Temperature sensor KM/TNS with plug | 851 | 138.81
6238005 | atexMIXdrive 1 Only with firmly mounted controll unit available! | 455 | 2182.2
6238006 | atexMIXcontrol control unit Only with firmly mounted mixing system available! | 455 | 6424.91
6238066 | Optifit-Pipette tips 100 - 5000 µl standard, 150 mm, tips ID: J, pre-sterilized, pack of 50 | 990 | 33.3
6238106 | Finnpipette F2, 1 channal variable volume 500-5000 µl, for Finntips 5ml | 967 | 401.92
6238112 | Photometer MD 200 chloride/pH | 1240 | 736.77
6238115 | multiSUB midi, 100x70 / 100x100 mm 2 combs with 16 samples, loading guides, casting damns | 1307 | 553.8
6238121 | epT.I.P.S.® standard Bulk 50-1250 µl, 103 mm, dark green, pack of 2x500 | 996 | 111.14
6238122 | Urine beaker 125 ml, PP with screw cap green, HD-PE pack of 500 | 47 | 94.56
6238138 | LLG-Aluminium weighing boats 43 x 12 mm pack of 100 | 383 | 13.8
6238139 | LLG-Aluminium weighing boats 57 x 14 mm pack of 100 | 383 | 15.5
6238140 | LLG-Aluminium weighing boats 70 x 16 mm pack of 100 | 383 | 21.24
6238141 | Centrifugen tube rack, yellow for 100 tubes 1,5 ml, PP 109,5 x 263 x 45 mm | 37 | 14.52
6238169 | Weighing spoon 95 mm stainless steel | 381 | 5.31
6238170 | Weighing spoon 117 mm stainless steel | 381 | 6.05
6238171 | Weighing spoon 128 mm stainless steel | 381 | 6.82
6238174 | Optical oxygen sensor FDO® 925 | 343 | 1336.29
6238196 | MBP Filter tips ART 200 200 µl, sterile, pack of 10x96 | 995 | 134.47
6238197 | MBP Filter tips ART 1000E 1000 µl, sterile pack of 8x100 | 995 | 123.44
6238199 | MBP Filter tips ART XLP 200 200 µl, sterile pack of 8x96 | 995 | 159.22
6238239 | Air jet sieving machine AS 200 jet 100-240 V, 50/60 Hz | 592 | 12725.25
6238244 | Ringlight Plus System I.D.:66 mm, incl.main adapter 100-240 V, integ.controller | 1112 | 681.35
6238272 | Wolfhuegel graticule/segmentation discs for colony counter, pack of 10 | 1393 | 115.55
6238319 | Optifit-Pipette tips 0.5 - 200 µl standard, 51 mm, tips ID: C, pre-sterilized, pack of 10x96 | 990 | 125.42
6238320 | Optifit-Pipette tips 0,1 - 10 µl standard, 31,5 mm, tips ID: A, pre-sterilized, pack of 10x96 | 990 | 143.19
6238345 | Round bottom flask 50 ml, NS 29/32 Boro 3.3, w/o stopper | 618 | 10.3
6238346 | Standing flask 250 ml, w. NS 29/32 | 623 | 13.8
6238361 | Spectra/Por® Weighted closures 35 mm orange, pack of 10 | 1331 | 197.56
6238362 | Spectra/Por® Weighted magnetic closures 35 mm PP, red, pack of 2 | 1331 | 143.94
6238379 | Calibration standard COD 1500 mg/l, 500 ml | 1253 | 143.1
6238426 | Compact balance EMB 100-3 100 g / 0.001 g, weighing plate 82 mm Ø | 354 | 218.47
6238472 | Round bottom flask 2000 ml, NS 29/32 Boro 3.3, w/o stopper | 618 | 41.56
6238473 | Automatic burette 10:0.02 ml amber glass,cl.AS, w. glass stopcock with PTFE key white graduated, batch certified | 1025 | 282.82
6238474 | Burette bottle 2000 ml amber glass, Boro 3.3 | 1028 | 40.81
6238513 | Omnifix® disposable syringes 3 ml Luer-approach 3-parted, sterile, pack of 100 | 1462 | 11.33
6238514 | Omnifix® disposable syringes 3ml Luer-Lock approach 3-parted, sterile, pack of 100 | 1462 | 30.73
6238525 | Pipette filler "Maxi" 1-100 ml | 941 | 81.71
6238532 | Round-bottom Flasks, Three-neck, Side Necks Parallel, C. Neck NS 29/32 Side Neck NS 14/23 | 621 | 256.3
6238545 | Floating tube rack foam, rectangle, yellow, for 24 tubes à 1,5-2,0 ml, pack of 5 | 765 | 34.57
6238546 | Floating tube rack foam, square, green, for 4 tubes à 50 ml, pack of 5 | 765 | 34.04
6238547 | Floating tube rack foam, rectangle, blue, for 8 tubes à 15 ml, pack of 5 | 765 | 30.44
6238553 | Erlenmeyer flask 100 ml NS 19/26, Boro 3.3, white graduated, w/o stopper | 624 | 9.99
6238584 | Picus® & Line® electr. charging carousel for 4 pipettes, incl. Universal AC-Adaptor | 961 | 743.81
6238676 | Technical buffer solution pH 10.13 25°C, 1000 ml | 327 | 38.46
6238677 | Technical buffer solution pH 7.02 25°C, 1000 ml | 327 | 38.46
6238711 | Bosshead,1 range 0 to 15mm standard, chrome-plated | 181 | 12.69
6238790 | Pyknometer 5 ml acc.to Gay-Lussac BLAUBRAND with DAkkS-certificate, justated, Boro 3.3 | 427 | 183.84
6238823 | Hand-held refractometer Master-93H | 1126 | 204.56
6238844 | Support ring 100 mm, with bosshead steel, electroplated | 180 | 41.58
6238908 | Cryovial holder True North® 50-place, pack of 4 | 757 | 142.16
6238921 | pH-single rod chain SenTix® 980 | 317 | 371.66
6238931 | Sterile filter 0.2 µm pack of 3 | 1289 | 582.7
6238947 | Analysing sieve machine AS 200 tap, 230 V / 50 Hz, incl.noise control cabinet CE conform with EasySieve comfort | 592 | 9530.17
6238955 | Liquid nitrogen reservoir ALU 35 35 ltr., for liquid nitrogen, from Aluminium | 768 | 1834.05
6238965 | LLG-2in1 KIT: 1.5 ml Screw neck vials clear + UltraClean caps black, ND8, pack of 100 | 1436 | 45.16
6239008 | Filter flask 1000 ml with glass nozzle, erlenmeyer shaped | 751 | 49
6239009 | Bosshead, range 0 to 15mm swivel, chrome-plated | 181 | 21.99
6239016 | Oxygen sensor InLab® 605 | 344 | 1105.89
6239043 | mLine® 1-channel 1 - 10 ml mechanical pipette, variable | 961 | 429
6239136 | Finnpipette F2, 1-channel variable volume 1000-10000 µl, for Finntips 10ml | 967 | 401.92
6239142 | Test tubes 10 ml PS, conical, 16 x 105 mm, pack of 1000 | 695 | 65.37
6239177 | LLG-Evaporating dish 206/1A 30 ml, 63x25 mm, medium form, with drain | 105 | 8.44
6239178 | Finnpipette F2, 1-channel variable volume 5-50 µl | 967 | 386.75
6239195 | Powder micro-spatula 150x3 mm stainless steel, very flexible | 118 | 6
6239206 | Round filter 390, 47 mm quantitativw, slow filtrating, greenpoint, ash free, pack of 100 | 715 | 17.25
6239230 | Full-page filter bags BagPage® 400 XR 190x300 mm, pack of 16x25 | 616 | 268.8
6239263 | Bacillol® AF, 1 l fast desinfection solution UN 1987, 3, III, (D/E) | 1164 | 15.08
6239273 | multiSUB choice Trio 150x71 & 150 mm UV-permeable gel carrier, 2 combs with 20 samples, loadign guide, casting damns | 1306 | 639
6239332 | Liner AG 4 mm ID FOC pack of 25 | 1491 | 1007.31
6239337 | Syringe 1702 N CTC (26s/51/AS) 25 µl | 1458 | 224.31
6239360 | Syringe 1725 N CTC (26/51/AS) 250 µl | 1458 | 226.09
6239400 | Optifit-Pipette tips 5 - 350 µl standard, 54 mm, tips ID: D, non sterile, refill-tower, pack of 10x96 | 990 | 83.31
6239416 | Microflex® NeoTouch®, size XL (9.5-10) disposable gloves, Neoprene, powder free, light green, pack of 100 | 230 | 32.37
6239419 | Spheres, PP pack of 300 | 799 | 160.53
6239438 | Volumetric flask 20 ml, BLAUBRAND® class A, NS-PP-stopper, NS 12/21 | 919 | 18.74
6239507 | Support ring 70 mm, w/o. bosshead steel, electroplated | 180 | 20.11
6239531 | Aluminium-Foil 20m x 30cm 15 µm strong | 188 | 6.69
6239576 | Conductivity cell TetraCon® 925-3 | 337 | 803.47
6239577 | Optical Oxygen sensor FDO® 925-3 | 343 | 1363.72
6239613 | Muffle furnace LT 40/11/B410 with controller B410 with lift gate, Tmax 1100°C, 400 V | 904 | 7877.09
6239618 | Thermofluid MinOil P20.190.40, 20 l | 828 | 936.86
6239724 | Titrating apparate acc.to Schilling, Silberbrand, Schellbach stripes, 50 ml:0,1 ml, amber glass | 1025 | 124.1
6239754 | Centrifuge tubes rack for 15 and 50 ml tubes 147x80x89 mm | 38 | 44.87
6239769 | pH-sensor SenTix® 940-3 | 316 | 371.66
6239797 | Platform balance DE 15K0.2D 6/15 kg / 0.2/0.5 g, (Dual range) weighing plate 315 x 305 x 75 mm | 375 | 362.46
6239803 | Support ring 50 mm, w/o. bosshead steel, electroplated | 180 | 17.54
6239804 | Support ring 100 mm, w/o. bosshead steel, electroplated | 180 | 22.5
6239805 | Support ring 160 mm, w/o. bosshead steel, electroplated | 180 | 27.53
6239812 | Gas Inlet Tubes / Air Leak Tubes, Straight, Cone NS 29/32 | 637 | 33.57
6239822 | Support ring 130 mm, w/o. bosshead steel, electroplated | 180 | 25.62
6239828 | Ionselective electrode perfectION combined, 1,2 m cable, BNC-connection | 323 | 1503.32
6239836 | MBP-tips ART 100, 1-100 µl filter length 50.7 mm, sterile, in rack, pack of 960 | 995 | 127.59
6239903 | LLG-Büchner funnel 237/1 35 ml, for filterpaper dia. 45mm | 749 | 20.94
6239927 | Ionselective Electrode perfectION comb combined, S7 screw-head | 323 | 780.94
6239985 | Earplug dispenser one 2 click for 400 pairs earplugs x-fit | 214 | 46.58
6240039 | Calibration standard liquid filter 667-UV60, potassium dichromate 60 mg/l | 1152 | 780.62
6240040 | Calibration standard reference filter 667-UV14, perchloride acid | 1152 | 676.88
6240063 | Muffle furnace 15/12/B410 temperature up to 1200°C, with lift door | 905 | 6403.6
6240077 | KIMTECH® Pure*G3 gloves size 7.5 Nitrile, hand specific, 30 cm pack of 10x20 | 1516 | 595.42
6240102 | Finnpipette F2, 1-channel variable volume 0,2-2 µl micro tip, for Finntips Flex10,10,50 Mikro | 967 | 387.83
6240150 | Platform balance DE 24K2A 24 kg / 2 g, weighing plate 318 x 308 x 75 mm | 375 | 238.33
6240222 | WARING blender LB 20 ES 1 liter stailness steel container, variable speed, 230V/50Hz | 566 | 1995.19
6240342 | Coil Condensers (double walled), Socket/Cone NS 29/32 Jacket L. mm 400 | 636 | 159.65
6240360 | Finnpipette F2, 1-channel variable volume 1-10 µl for Finntips Flex200,250 Univ. | 967 | 386.75
6240378 | Tube holder for waterbath floatable, polyfoam, round, blue, f.18 tubes of 0,2/0,5/1,5-2,0 ml, pack of 5 | 765 | 35.12
6240382 | Temperature logger EBI-20-TE1-Set Logger, Software and Interface | 403 | 302.25
6240397 | Eye wash-bottles DUO for 2 eyes, sterile, 1000 ml | 255 | 41.03
6240412 | Separating funnel 2000 ml acc.to Squibb PTFE-cock, DIN 12452 | 639 | 112.46
6240425 | Flat bottom flask 500 ml, NS 29/32 | 623 | 19.98
6240426 | Round bottom flask 500 ml, NS 29/32 Boro 3.3, w/o stopper | 618 | 19.98
6240465 | BEL-ART-waste bags 360x480 mm Biohazard, orange-red, polypropylene, pack of 200 | 259 | 226.43
6240471 | LLG-Measuring scoop 1 liter, HDPE | 138 | 4.15
6240474 | Burette clamp PP | 186 | 7.98
6240475 | phoenix II Adapter for the connection of CV 300/470 Butan cartridge | 1382 | 211.25
6240479 | Grade GF/C Glass Microfiber Filter Binder Free, circle, 100 mm, pack of 100 | 717 | 185.41
6240492 | pH-meter EcoScan pH 502 Plus K portable (pH electrode, temperature- probe, pH carrying kit set) | 304 | 424.38
6240509 | MiniMix® 100 P CC® 50-80 ml volume | 615 | 3950.47
6240516 | Reaction Vessels, Cylindrical, with Thermostatic Jacket and Withdrawal Valve , LF 150 Cap. 10 | 631 | 2623.32
6240535 | Liquid calibration standard Set 667.200-UV incl.667-UV6 Toluene in n-hexan, 667-UV9 n-Hexan | 1151 | 1284.57
6240570 | Tygon Pump tubings LMT-55, 0.95 mm standard, white-black pack of 12 | 1047 | 57.38
6240584 | KIMTECH® Pure*G3 gloves size 6.5 Nitrile, hand specific, 30 cm pack of 10x20 | 1516 | 595.42
6240599 | Digital Vortex-Genie 2 230 V, Swiss plug | 501 | 517.8
6240637 | Globe Stirrer Coupling, POM wave absorption Ø 6,5 and 10 mm | 489 | 169.06
6240654 | pH-Meßgerät Economy Handheld pH 602 Plus K with single junction pH electrode ECFC7252101B, ATC probe & pH carrying kit set | 304 | 481.65
6240701 | Carbon hydride 2/a Corrosive solid, acidic, inorganic, n.o.s. UN 3260, 8, III, (E) (Sulphuric acid, mixt.) | 1214 | 148.19
6240739 | pH-meter Economy Handheld pH 601 Plus pH 6+ pH/ORP meter, with ATC probe | 304 | 378.37
6240744 | Technical buffer solution pH 7.02 25°C, 250 ml | 327 | 19.49
6240745 | Technical buffer solution pH 10.13 25°C, 250 ml | 327 | 19.49
6240793 | Repalcement battery for E 300 | 961 | 198.93
6240818 | Microscope slide box, red for 25 microlope slides 76x26 mm cork insert | 1121 | 8.75
6240819 | Microscope slide box, green, for 25 microscope slides 76x26 mm cork insert | 1121 | 8.75
6240824 | pH-electrode Sentix® 940 | 316 | 329.12
6240831 | Universal tube furnace RT 50-250/13/B410 Tmax. 1300°C, incl. 2 end locking plugs with stand for horizontal- and vertical operation | 907 | 8342.41
6240839 | Volumetric flask 10 ml, amber graduated NS 7/16, class A, with polystopper DURAN, conformity certified | 922 | 17.77
6240840 | Infraredthermometer ScanTemp 485 with Laser, -50°...+800°C | 401 | 103.66
6240856 | Ionselective Electrode perfectION comb CL combined, 1,2 m cable, BNC-connection | 323 | 1503.32
6240886 | SafetySpace-Filtertips 2 - 120 µl 51 mm, tips ID: V, pre sterilized, pack of 10x96 | 990 | 213.6
6240956 | Jumbo-sampler, aluminium 850 mm length, 3 chambers à 390 ml, Ø 50 mm, with PTFE separators | 544 | 951.05
6240962 | Gas washing bottle bottom NS 29, 500 ml, borosilicate glass | 643 | 55.06
6240963 | Insert without frit with sleeves cut NS 29 for gas washing bottle | 643 | 47.33
6240976 | Ground neck flask with 3 joints 250 ml center arm NS 29/32, 2x side arm NS 29/32, angled Borosilicate glass 3.3 | 622 | 57.01
6240977 | Ground neck flask with 3 joints 500 ml center arm NS 29/32, 2x side arm NS 29/32, angled Borosilicate glass 3.3 | 622 | 64.63
6240978 | Ground neck flask with 3 joints 1000 ml center arm NS 29/32, 2x side arm NS 29/32, angled Borosilicate glass 3.3 | 622 | 79.94
6240982 | Dropping funnel 250 ml, cylindrical PTFE stopcock, w. relief tube, graduated, Boro 3.3, DIN 12451 and DIN 12567 | 634 | 72.52
6240983 | Dropping funnel 500 ml, cylindrical PTFE stopcock, w. relief tube, graduated, Boro 3.3, DIN 12451 and DIN 12567 | 634 | 83.59
6240992 | Wooden applicator WA 1s, 150x2.2 mm wooden rod , head 5-5,5 mm diam. ETO sterilized, pack of 25 | 1368 | 1.59
6241030 | Microscope slide box, blue for 25 microlope slides 76x26 mm cork insert | 1121 | 8.75
6241034 | Rectangular cells REK 50 Quarz | 1246 | 425.94
6241035 | Rectangular cells REK 20 Quarz | 1246 | 278.06
6241036 | Rectangular cells REK 10 Quarz | 1246 | 246.46
6241090 | MiniMix® 100 W CC® 80-100 ml volume | 615 | 5246.25
6241111 | LLG-Magnetic screw cap N 18, silver, center hole Silicone blue transparent/PTFE white, Hardness: 45° shore A, Thickness: 1.5 mm pack of 100pcs | 1446 | 81.52
6241116 | Automatic burette 50:0.10 ml amber glass,cl.AS, w. glass stopcock with PTFE key white graduated, batch certified | 1025 | 284.88
6241122 | Hardening furnaces N 41/H/B400 with controller B 400 Tmax. 1280°C | 906 | 10495.12
6241127 | Membrane pump MPC 101 Z chemical resistant, 195x235x145mm, 8 mbar, 230V 50/60Hz, CEE | 1065 | 1616.91
6241130 | Worm-drive tubing clamp 40-60 mm, 9 mm Bb. chrome-steel 1.4016 | 164 | 2.63
6241199 | Safety canister 20 Ltr. with screw-cap w/o overpressure valve | 269 | 524.77
6241216 | Automatic burette 25:0,05 ml clear, class AS, with glass cock with PTFE-cock blue grad., conformity certificate, Schellbach | 1025 | 248.67
6241225 | Oil-impactor pack of 10 | 1216 | 165.77
6241227 | Aerotest Alpha | 1216 | 1894.49
6241234 | Optical glass cell W600/OG/25 path length 25 mm | 1147 | 113.11
6241238 | Nitrile gloves PROFASTRONG NF33 ca 33 cm, size 8, type 60122, green, pack of 12 pairs | 234 | 57.92
6241252 | Deep-well plates 96 x 1000 µl, blue, pack of 20 | 1418 | 238.88
6241255 | LLG-Weighing scoops 23x53 mm 252/1 | 381 | 3.34
6241274 | Analytical balance ABT 100-5M with Single-Cell weighing system, 101 g / 0,01 mg, calibratable | 368 | 2296.74
6241291 | Filtrating bottle 500 ml with bilateral glass connector borosilicateglass 3.3, ISO 6556, DIN 12476 | 751 | 37.33
6241351 | Chemicals protection glove Butoflex 650 size 8, Butyl, per pair ***Export control*** | 237 | 100.39
6241371 | POLYMIX® Lab mill PX-MFC 90 D 230 V/ EU, with hammer grinding attachment | 568 | 9746.39
6241374 | Storage Foil pack of 100 | 1297 | 205.57
6241444 | Telescope rod from fibre glass prolongable from 150 to 385 cm | 554 | 119.03
6241459 | Heat sealing film pack of 100 | 1297 | 277.35
6241474 | SensoDirect SensoDirect 150 Set pH/Con/Oxi | 345 | 1040.96
6241499 | Muffle furnace LT 9/11/B410 1100°C, with lift door | 904 | 4819.31
6241505 | Tygon® pump tubing LMT-55 i.d. 0.57 mm, white/yellow, standard, 3 rider, pack of 12 | 1047 | 80.74
6241533 | Adapter reduction socket NS 24/29 cone NS 29/32, boro 3.3 | 645 | 14.85
6241602 | density bottle - calibrated - 10 ml | 427 | 20.37
6241603 | density bottle - calibrated - 50 ml | 427 | 22.25
6241644 | Protective discs pack of 5 | 1393 | 104.69
6241652 | Filter flask 250 ml with bilat.glass conenction borosilicate glass 3.3, ISO 6556, DIN 12476 | 751 | 28.22
6241671 | Separating funnel 250 ml conical valve cock, DIN 12452 | 639 | 43.96
6241715 | Columns to Hempel with Vacuum Jacket, Eff. L. mm 200 Socket/Cone NS 14/23 | 627 | 200.75
6241758 | All-glass syringes, 100 ml, Dosys 155, graduated, autoclavable, Luer adapter made of metal | 1459 | 62.62
6241759 | All-glass syringes, 250 ml, Dosys 155, graduated, autoclavable, metal Luer adapter | 1459 | 415.39
6241787 | Muffle furnace LT 3/11/B410 1100°C, with lift door | 904 | 3600.64
6241792 | PFA fitting I.D.: 1.6 mm integr. ferrule, green pack of 5 | 1483 | 30.54
6241795 | Optifit-Pipette tips 0,1 - 10 µl standard, 31,5 mm, tips ID: A, non sterile, pack of 10x96 | 990 | 111.69
6241814 | Volumetric flask 150 ml, clear glass, cl.A, NS 14/23, PE-stopper blue scale, charge identification | 918 | 25.59
6241820 | LLG-Evaporating dish 274/9 1200 ml, 195 x 74 mm, flat bottom, with drain | 106 | 52.26
6241832 | Conditioning module (from 01/2003) | 1289 | 233.23
6241855 | Filter sheet 520b, 580x580 mm technical filterpaper, 155 g/sqm, pack of 100 | 708 | 299.65
6241859 | Disposable test tubes 3 ml PS, cylindrical, 11,5 x 55 mm, pack of 1000 | 695 | 35.06
6241880 | Mixing attachment MBA 500 500 ml working volume | 567 | 681.81
6241881 | Safety hood MBH 500 for MBA 500 | 567 | 321.68
6241895 | Crucible lid Ø 28 mm, Alsint suitable to crucible 9.250 411 - Ø 20 mm | 113 | 27.14
6241904 | Automatic burette acc.to Schilling 25 ml, clear glass, cl. AS, Schellbach stripes, blue scale, conformity batch certified | 1024 | 105.31
6241919 | Luer Adapter LL/M | 1058 | 64.37
6241927 | Borosilicate glass cell W600/B/10 path length 10 mm | 1147 | 124.15
6241936 | Grade 540 Quantitative Filter Paper Hardened Ashless, circle, 24 mm, pack of 100 | 711 | 32.78
6241945 | Density standard water 9 ml | 431 | 224.16
6241958 | Transferpette® electronic w/o mains supply, 20-200 µl incl.DAkkS-certificate | 953 | 582.38
6241959 | Transferpette® electronic w/o mains adapter, 100-1000 µl incl.DAkkS-certificate | 953 | 582.38
6241960 | Transferpette® electronic w/o mains adapter 500-5000 µl incl.DAkkS-certificate | 953 | 582.38
6241972 | LLG-Incinerating dish 205/4 64 ml, 60x30mm, deep form, with drain | 113 | 7.82
6241980 | Separating funnel 100 ml conical valve cock, DIN 12452 | 639 | 35.55
6241981 | Separating funnel 500 ml conical valve cock, DIN 12452 | 639 | 50.1
6241983 | SensoDirect SensoDirect 150 Set pH/Con in kit | 345 | 903.51
6242001 | Pipette stand from Acryl for 4 pipettes, transparent | 968 | 81.28
6242023 | Gel-Blotting-Paper GB 003 150x200 mm, 0,8 mm, pack of 100 | 1322 | 131.88
6242048 | Changing cap SC-FDO® 925 | 343 | 257.83
6242062 | 5-Place Slide Mailer, PP natural, end opening pack of 25 | 1119 | 22.76
6242083 | Whirl-Pak®-sample bags 150x230 mm with writing area, PE, sterile, volume 710 ml, pack of 500 | 560 | 170.84
6242103 | LLG-Screw Neck Vials N 10, 1.5ml O.D.:11,6mm, outer height: 32 mm, clear, flat bottom, wide opening, pack of 100 | 1439 | 18.8
6242163 | Round-bottom Flasks with Conical Joint, Amber, Cap. ml 50 Socket NS 29/32 | 619 | 51.53
6242171 | PC-cable for Series P700 1000 mm cable length | 423 | 28.07
6242179 | LLG-Filter circles 200mm, quantitative fast, pack of 100 | 710 | 47.7
6242195 | Centering adapter pack of 2 | 1393 | 41.03
6242203 | Universal tube furnace RT 50-250/11/B410 Tmax. 1100°C, incl. 2 end locking plugs with stand for horizontal- and vertical operation | 907 | 6259.57
6242212 | LLG-Snap ring caps N 11 blue, hole, silicone white /PTFE blue, cross slitted, pack of 100 | 1442 | 47.2
6242237 | Carousel Autoloop PRO Fuego SCS Serie, for annealing of 4 diluting loops | 1385 | 1564.15
6242238 | DRUCKLUFT 67 HOCHDRUCK Compressed air, UN 1950, 2.2, 5A, (E) spray can, cap. 340 ml | 1173 | 50.36
6242240 | Round bottom flask 1000 ml, NS 29/32 Boro 3.3, w/o stopper | 618 | 28.74
6242267 | LLG-Screw cap N 13, PP, black, closed top, Silicone white/PTFE red, Hardness: 55° shore A, Thickness 1.3 mm, pack of 100 | 1444 | 37.66
6242307 | Hand-held seawater refractometer Master-S/MillM | 1126 | 170.48
6242312 | ALUGRAM Xtra sheets 200x200mm pack of 25 | 1495 | 89.58
6242373 | Thread tube GL14 with cone NS 19/26 with cap and sealing, Duran®-Rohr | 646 | 18.97
6242393 | Erlenmeyer flask 500 ml Borosilicate glass 3.3, white graduated, with screw-cap GL32 | 20 | 33.7
6242394 | Separating funnel 2000 ml conical valve cock, DIN 12452 | 639 | 112.46
6242423 | Hinge brush L=330mm brush size 40mm, swivel head pack of 10 | 1182 | 280.89
6242424 | LLG-Incinerating dish 203/4 64 ml, 60 x 30 mm, deep form, without drain | 113 | 6.1
6242463 | Automatic burette 25:0.05 ml amber glass, cl.AS, with valve cock, PTFE tap, white graduated | 1025 | 284.88
6242476 | FoodScoop 350ml stainless steel | 139 | 64.72
6242495 | Pear shaped flask 2000 ml NS 29/32, coated | 663 | 198.81
6242530 | Digital hand-held refractometer PAL-102S for cut oil 0.0 - 70.0%, with ATC, dust- and waterproof | 1127 | 318.21
6242589 | Platform balance DE 120K10A 120 kg / 10 g, weighing plate 318 x 308 x 75 mm | 375 | 238.33
6242606 | Cuvette test CSB/COD Vario 0-1500 mg/l, 150 tests UN 2922, 8, II, (E) | 1250 | 338.57
6242631 | LLG-Filter circles 240mm, qualitative medium, pack of 100 | 699 | 26.31
6242632 | LLG-Folded filters 240mm, qualitative medium, pack of 100 | 699 | 41.89
6242633 | LLG-Glass microfibre filter 55mm 1.6 µm, binder free, pack of 100 | 716 | 23.94
6242668 | LLG-Filter circles 185mm, qualitative medium, pack of 100 | 699 | 16.19
6242669 | LLG-Filter circles 185mm, quantitative very slow, pack of 100 | 710 | 30.47
6242670 | LLG-Filter circles 110mm, quantitative very slow, pack of 100 | 710 | 18.2
6242671 | LLG-Filter circles 185mm, qualitative very slow, pack of 100 | 699 | 17.09
6242672 | LLG-Filter circles 110mm, qualitative very slow, pack of 100 | 699 | 8.96
6242677 | Rubber stopper 41x49x40mm with 1 hole of 23 mm acc.to DIN 12871, (NR) grey | 30 | 4.94
6242700 | Clamp, 3 prongs jaw opening 0 - 70 mm jaws PVC-coated | 184 | 46.81
6242701 | Laboratory stand 130 x 200 mm, rectangular (please select suitable rod) | 177 | 58.42
6242703 | Support rod 750 x 12 mm galvanised steel, with M10 thread | 179 | 17.67
6242704 | Tripod stand, fixed height 200 mm chrome plate steel, top dia. 125 mm | 145 | 24.9
6242742 | LAB-Ring from lead, 51mm O-shape, vinyl-coat, blue, for 250-1000 ml flasks | 23 | 42.97
6242746 | PET wide mouth jar PWG 100, 1000 ml transparent, octagonal, pack of 10 | 48 | 69.06
6242747 | LLG-Filter circles 185mm, quantitative medium fast, pack of 100 | 710 | 31.83
6242748 | LLG-Filter circles 110mm, quantitative medium fast, pack of 100 | 710 | 15.66
6242757 | KIMTECH® Pure*G3 gloves size L Nitrile, white, 30 cm pack of 10x100 | 1514 | 505.65
6242774 | Allihn condenser, cone NS 29/32 extractor 30 ml | 642 | 134.3
6242784 | Safety wah-bottle 500 ml narrow-neck, PE-LD, GL 25, Pentan, with VENT-CAP closure | 94 | 12.95
6242786 | Grade 2 Qualitative Filter Paper Standard Grade, circle, 47 mm, pack of 100 | 701 | 20.06
6242793 | Digital VORTEX GENIE 2-Mixer 230 V, 50-60 Hz, 500-2850 U/min | 501 | 517.8
6242808 | CHROMAFIL Xtra dispoable filter PTFE-100/25 PTFE, 1,0 µm, 25 mm, colourless PP-housing, labeled, pack of 100 | 737 | 111.43
6242811 | Flow-through cuvette 176.000-QS, 50mm C=8.5mm, quartz glass SUPRASIL® | 1156 | 1243.81
6242844 | Conductivity cell InLab® 741 2-Pol-cell, bole length 120 mm | 338 | 859.56
6242852 | Dividing funnel acc.to Gilson 2000ml not graduated with NS-PP stopper | 640 | 248.5
6242878 | Glass marker, diamond-tipped, size 5 with wooden grip | 130 | 54.56
6242879 | Glass marker, diamond-tipped, size 3 with wooden grip | 130 | 40.43
6242923 | Platform balance DE 60K5A 60 kg / 5 g, weighing plate 318 x 308 x 75 mm | 375 | 233.37
6242987 | Weight F1, 100g, stainless steel, ECO form | 380 | 53.44
6243010 | LAB-Ring from lead, 48mm O-shape, vinyl-coat, blue, for 125-500 ml flasks | 23 | 38.82
6243011 | LAB-Ring from lead, 57mm O-shape, vinyl-coat, blue, for 500-2000 ml flasks | 23 | 51.37
6243030 | Disposable grinding collar, NS 24/29 thin walls, PTFE | 652 | 7.82
6243031 | Screw-cap GL 25 | 646 | 5.87
6243032 | Screw-connection cap GL 32 for thread tube | 647 | 4.38
6243069 | Gas sampling tube 150ml with extraction nozzle GL 14 | 542 | 95.64
6243070 | Test tube 150/18, NS 14/23 not graduated, with round bottom and Poly-Stopper | 27 | 11.33
6243105 | Reaction vessel 250 ml, LF 100 with tempering coat, grad. | 630 | 609.27
6243106 | Reaction vessel 3 Ltr., LF 100 with tempering coat, grad. | 630 | 1076.31
6243107 | Reaction vessel 5 ltr., LF 150 with tempreing coat, grad. | 630 | 1349.91
6243114 | Reaction vessel 3 ltr., LF 100 with tempering coat + valve | 631 | 1493.42
6243115 | Reaction vessel 3 ltr., LF 150 with tempering coat + valve | 631 | 1670.78
6243116 | Reaction vessel 6 ltr., LF 150 with tempering coat + valve | 631 | 1838.64
6243162 | Storage box with snap-lid, PP natural, 50 places | 36 | 7.98
6243164 | Workstation Dispensing Bin für pipettetips | 1000 | 109.72
6243165 | Workstation Dispensing Bin für pipettetips, four bins | 1000 | 140.78
6243203 | Centrifuge tube rack for 15x15ml tubes 127x76x76 mm | 38 | 45.74
6243210 | Test tube rack Peg Rack fiberglass reinforced PP, white 96 places, for 10 to 13mm tubes | 39 | 19.2
6243211 | Test tube rack Peg Rack fiberglass reinforced PP, blue 96 places, for 10 to 13mm tubes | 39 | 19.2
6243212 | Test tube rack Peg Rack fiberglass reinforced PP, white, 50 places, for 14 to 17mm tubes | 39 | 19.2
6243213 | Test tube rack Peg Rack fiberglass reinforced PP, blue 50 places, for 14 to 17mm tubes | 39 | 19.2
6243229 | LLG-Melting boats 214/8 unglazed, with eyelet, 90x13x8mm | 114 | 1.26
6243244 | Pipette stand Type 6 Acryl, clear, for 6 pipettes | 968 | 105.27
6243251 | Tube storage box Transformer Cube with grid for 15 and 50ml tubes, 132x132x129mm, purple | 765 | 22.76
6243404 | Halfmicro Uv cuvettes 1.6 ml 2 windows, styropor depot, pack of 100 | 1158 | 53.99
6243486 | C-Mount camera adapter 0,65X | 1100 | 186.74
6243541 | Vol.cylinder 10ml, high form PP, cl.B, embossed scale | 913 | 1.95
6243542 | Vol.cylinder 25ml, high form PP, cl.B, embossed scale | 913 | 2.04
6243543 | Vol.cylinder 50ml, high form PP, cl.B, embossed scale | 913 | 3.7
6243544 | Vol.cylinder 100ml, high form PP, cl.B, embossed scale | 913 | 4.22
6243545 | Vol.cylinder 250ml, high form PP, cl.B, embossed scale | 913 | 5.46
6243546 | Vol.cylinder 500ml, high form PP, cl.B, embossed scale | 913 | 7.62
6243547 | Vol.cylinder 1000ml, high form PP, cl.B, embossed scale | 913 | 16.53
6243582 | Adapter reduction socket NS 14/23 cone NS 24/29, Boro 3.3 | 645 | 12.39
6243586 | Adapter reduction socket NS 29/32 cone NS 34/35, Boro 3.3 | 645 | 22.01
6243590 | Cream butyrometer Roeder 0-35-55%:0.5 | 1275 | 67.44
6243591 | Cream butyrometer Roeder 0-40%:0.5 | 1275 | 59.13
6243604 | Adapter for vacuum, with nozzle cone and socket NS 14/23, straight form, boro 3.3 | 626 | 18.93
6243606 | Standing flask 50 ml, NS 14/23 boro 3.3, w/o stopper | 623 | 9.11
6243607 | Standing flask 50 ml, NS 19/26 boro 3.3, w/o stopper | 623 | 9.11
6243608 | Standing fllask 50 ml, NS 24/29 boro 3.3, w/o stopper v | 623 | 9.99
6243609 | Standing flask 100 ml, NS 14/23 boro 3.3, w/o stopper | 623 | 9.99
6243610 | Standing flask 100 ml, NS 19/26 boro 3.3, w/o stopper | 623 | 9.99
6243611 | Standing flask 100ml, NS 24/29 boro 3.3, w/o stopper | 623 | 9.99
6243612 | Standing flask 250 ml, NS 19/26 boro 3.3, w/o stopper | 623 | 13.8
6243613 | Standing flask 250 ml, NS 24/29 boro 3.3, w/o stopper | 623 | 13.8
6243614 | Standing flask 500 ml, NS 24/29 boro 3.3, w/o stopper | 623 | 19.98
6243616 | Two-neck round flask 100 ml middle neck NS 29/32, side neck NS 14/23 angular borosilicate glass 3.3 | 620 | 37.26
6243617 | Two-neck round flask 250 ml middle neck NS 29/32, side neck NS 29/32 angular borosilicate glass 3.3 | 620 | 35.65
6243618 | Two-neck round flask 500 ml middle neck NS 29/32, side neck NS 29/32 angular borosilicate glass 3.3 | 620 | 58.71
6243633 | Microelectrode Inlab® Micro Pro-ISM pH 0...14, glass bole, MultiPin plug head | 320 | 702.31
6243664 | Evaporating flask 500 ml socket NS 29/32 | 662 | 34.62
6243665 | Receiving flasks 100ml socket NS 35/20 | 662 | 32.09
6243666 | Receiving flasks 250ml socket KS 35/20 | 662 | 35.97
6243667 | Receiving flasks 500ml socket NS 35/20 | 662 | 43.93
6243668 | Receiving flasks 1000ml socket KS 35/20 | 662 | 63.12
6243669 | Allihn condenser 400 mm, NS 29/32 glass olive, boro 3.3 | 635 | 60.23
6243673 | Extracto, Soxhlet 500 ml w/o stopcock, cone NS 29/32, socket 45/40, boro 3.3 | 640 | 93.27
6243682 | Tweezers for filter paper stainless steel | 135 | 13.1
6243690 | Three-prongs clamp, movable steel chromium plated, 2 PVC coated jaws, range 0-70mm | 184 | 42.26
6243692 | Laboratory stand 175 x 300 mm ABS, rod 600 mm, thread M10 | 178 | 27.78
6243700 | Storage container, neon green 2 compartments, wide openings | 1000 | 115.44
6243711 | LLG-Glass microfibre filter 47mm 1.2 µm, binder free, pack of 100 | 716 | 23.64
6243752 | LLG-Grid divider 8x8 H=30mm, from cardboard for Cryobox 136 x 136 mm | 757 | 1.46
6243831 | Temperature data logger testo 175 T3 2 ext.sensor connections | 407 | 307.13
6243856 | Temperature data logger testo 175 T1 USB- and SD-card-interface, w. internal sensor | #N/A | 227.29
6243865 | LLG-Mortar 160ml, porcelaine inside rough, 90x56mm, 211A/2A DIN 12906 | 565 | 26.39
6243880 | pH-meter EcoScan pH 603 Plus K portable (3in1:combi-electrode, buffer-kit) | 304 | 502.04
6243905 | Valve cartridge CV 300 Plus with 240 g gas alloy 80/20 Butane/Propane UN 2037, 2, 5F, (D) | 140 | 9.79
6243984 | Deep well plates 96 x 2000 µl, blue, sterile, pack of 20 | 1418 | 326.46
6243985 | Nitrile gloves Violet Pearl size L latex free, powder free, non sterile, pack of 100 | 223 | 11.67
6243986 | Nitrile gloves Violet Pearl size XL latex free, powder free, non sterile, pack of 100 | 223 | 11.67
6244006 | Adapter phoenix II for the connection of C 206 cartridges | 1382 | 211.25
6244011 | separating funnel - conical - graduated - PTFE stopcock - 1000 ml | 639 | 75
6244028 | Cell culture flasks EasYFlask PS, 25ml, 75 cm², collagen I, filter caps, sterile, pack of 30 | 1333 | 844.88
6244042 | pH-meter EcoScan pH 503 Plus K portable, "3-in-1" pH/Temperature combi electrode, pH carrying kit set | 304 | 447.85
6244044 | Raschig rings 10x10mm, 1000g glass | 628 | 54.18
6244052 | Temperature datalogger testo 175 T2 usb and SD-card interface with sensor connection | #N/A | 260.36
6244067 | Maxi propeller stirrers, 1000 mm PTFE, 140 mm paddle, shaft 16 mm | 496 | 514.62
6244089 | Muffle furnace LT 9/12/B410 1200°C, with lift door | 905 | 6115.55
6244118 | Magnifying glasses,plastic,Bi-convex, diam. 100 mm, magnification: 2x | 1094 | 66.31
6244589 | Adapter GL 14, cone NS 29/32 for thermometer 6-8 mm Ø, straight form, Boro 3.3 | 386 | 16.25
6244591 | Adapter for distilation socket NS 14/23 bend, stem length 65 mm, boro 3.3 | 626 | 12.31
6244592 | Adapter for distilation socket NS 29/32 bend, stem length 65 mm, boro 3.3 | 626 | 14.62
6244594 | Adapter for distilation, socket NS 29/32 bend, stem length 200mm, boro 3.3 | 626 | 16.5
6245034 | Digital benchtop refractometer RX-5000i 0.00 - 100.00% Brix, 1.32422 - 1.58000 nD | 1130 | 11318.01
6246006 | Evaporating flask 50 ml, pear shaped NS 29/32, PUR-coated | 663 | 90.16
6246007 | Evaporating flask 100 ml, pear shaped NS 29/32, PUR-coated | 663 | 95.7
6246008 | Evaporating flask 250 ml, pear shaped NS 29/32, PUR-coated | 663 | 125.72
6246009 | Evaporating flask 500 ml NS 29/32, PUR-coated | 663 | 144.44
6246010 | Evaporating flask 1000 ml, pear shaped NS 29/32, PUR coated | 663 | 156.94
6246011 | Evaporating flask 3000 ml NS 29/32, PUR coated | 663 | 242.02
6250017 | Half-micro-cuvette 108-QS, 10mm thickness quartz glass SUPRASIL®, 1000 µl with cover of PTFE | 1153 | 251.69
6250028 | PTFE tubing GA 30 1 connection, length 500mm / 19,685" Ø outside 0,75mm, Ø inside 0,35mm | 1058 | 93.59
6250052 | BEL-ART-Biohazard Safety Pouch pack of 200 | 259 | 374.7
6250269 | Syringe filter holders Minisart,sterile,pack of 50 | 735 | 103.01
6250278 | Thermofluid SilOil M40.165.10, 5 Ltr | 828 | 609.29
6250333 | Electrolyte solution ELY/BR/503/K | 328 | 210.86
6250413 | Measuring cylinder 10 ml, class A Duran®, ring graduation, amber graduated, conformity certified, | 911 | 14.52
6250417 | Aluminium adhesive foil, for microtiter plates, silver, non-sterile, pack of 100 | 1320 | 203.32
6250420 | Thermofluid SilOil M20.195/235.20, 10 Ltr | 828 | 1087.55
6250422 | Minisart® RC 25, 25 mm pore size 0.2 µm, pack of 200 | 735 | 403
6250442 |  | 922 | 15.86
6250452 | Minisart® SRP 25, 25 mm poren size 0,2 µm, sterile pack of 200 | 736 | 525.2
6250483 | Measuring cylinder 250 ml, class A Duran®, ring graduation, amber graduated, conformity certified, | 911 | 26.26
6250514 | Syringe filter holders Minisart® SRP 25, 25 mm non-sterile, pack of 200 | 736 | 525.2
6251045 | Platform balance DE 6K1D 3/6 kg / 1/2 g, (Dual range) weighing plate 318 x 308 x 75 mm | 375 | 203.57
6251155 | Printer RS-P26 with date and time with EU and UK plug | 313 | 1168.78
6251197 | Digital hand-held refractometer PAL-34S for ethyl alcohol 0.0 - 45.0%, with ATC, dust- and waterproof | 1127 | 318.21
6251366 | Allihn Condenser 250 mm, NS 14/23 with glass thread and 2 plastic olives | 636 | 115.2
6251376 |  | 323 | 1656.72
6251383 | LLG-Glass microfibre filter 55mm 1.2 µm, binder free, pack of 100 | 716 | 29.58
6251393 | Tygon®-pump tubings LMT-55, 0.57mm x 0.91mm, white-yellow, pack of 12 | 1047 | 57.38
6251451 | Shaking incubator w/o platform incl.EU-/UK-plug | 878 | 2706.09
6251474 | LLG-Evaporating dish 274/2 93 ml, 86 x 33 mm, flat bottom, with drain | 106 | 10.43
6251480 | Multiple distributor for bottles GL25, 2x GL14, max.Ø 6mm PTFE/PPS | 158 | 87.29
6251521 | Micro tip MS 2.0 | 610 | 182.83
6251593 | Waste can S 90, 10 L (PE-HD), conductive, visible strip | 268 | 151.47
6251643 | Microcentrifuge tubes 1.5 ml, PP screw cap PP, grad., sterile, selfstanding, pack of 500 | 1408 | 323.59
6251644 | Microcentrifuge tubes 1.5 ml, PP screw cap PP, grad., sterile, no selfstanding, pack of 500 | 1408 | 323.59
6251700 | Safety Spectacles pheos 9192 color: black/lime, lens: PC clear, UV 2-1.2 supravision HC-AF, pack of 5 | 201 | 18.93
6251705 | Optifit-Pipette tips 50-1200 µl Standard, 71.5 mm, tips ID: H, pre-sterilized, pack of 10x96 | 990 | 136.14
6251738 | Stirr closure NS 24/29 Ø 8 mm, GL 25, PTFE | 633 | 69.99
6251768 | LLG-Drigalski spatula, PS sterile, pack of 100 | 1367 | 18.61
6251868 | Culture tubes 150x18 mm borosilicate glass, pack of 500 | 1374 | 130.56
6251896 | Minisart® high flow, 28 mm PES, 0.45 µm, sterile, pack of 50 | 734 | 156.8
6251900 | Finnpipette F2, 1-channel variable volume 5-50 µl, for Finntip Micro tips, CE | 967 | 386.75
6251939 | Vortex Genie® 2-Mixer 230 V, 50 Hz, with UK-Plug | 501 | 400.25
6251980 | Test tubes 2.0 ml, PP w/o lid, ungrad., non sterile, with standing ring, pack of 1000 | 1408 | 147.6
6251983 | SepraSeal closure mats pierceable, natural, pack of 10 mats of 96 caps | 767 | 143.81
6252026 | Orion-Conselective electrode ammonia with waterproof BNC connector | 324 | 908.81
6252027 | Orion-Membranes for Ammonia Electrode pack of 20 | 324 | 202.18
6252048 | POLYMIX® Laboratory mill PX-MFC 90 D 230 V/ EU, with blade grinding | 568 | 10288.66
6252072 | LLG-Glass microfibre filter 90mm 1.6 µm, binder free, pack of 100 | 716 | 37.19
6252081 | Vol.flask 5 ml, brown graduated NS 7/16, class A, with poly stopper DURAN, conformity certificate | 922 | 18
6252153 | Spray bottle Turn'n'Spray 250 ml | 96 | 16.14
6252154 | Spray bottle Turn'n'Spray 500 ml | 96 | 15.4
6252166 | Spray bottle Turn'n'Spray 1000ml | 96 | 16.4
6252178 | Compact printer RS-P25 with date and time, for SevenEasy S20 with EU and UK plug | 313 | 932.93
6252313 | HEPA-Filter LABOPUR® for powder application under 0.3 Mikron | 283 | 269.94
6252363 | FoodScoop 200ml stainless steel | 139 | 52.11
6252364 | Minisart® high flow, 28 mm PESU-membrane 0.22 µm, non-sterile pack of 500 | 734 | 830.2
6252383 | LLG-Mortar 2250ml, porcelaine inside rough, 224x127mm, 211A/7 A/7 | 565 | 124.94
6252384 | LLG-Pestle 250mm, rough Ø 74mm, 213A/6 DIN | 565 | 23.07
6252395 | Needles 127 mm PTFE coated, pack of 100 | 1474 | 1318.57
6252455 | Dropping funnel 50 ml, NS 14/23 cyl. graduated, glass tap, w/o pressure balance | 634 | 61.76
6252583 | Spectra/Por® G2, 1ml Float-A-Lyzer, MWCO 100.000, CE, pack of 12 | 1329 | 237.07
6252610 | Minisart® NYGF 25, 25 mm pore size 0.45 µm, pack of 50 | 735 | 189.66
6252619 | Protection lenses super f OTG 9169 colour:black, lenses:PC colourless/UV 2-1,2 optidur NCH/uvex hi-res | 204 | 27.08
6252634 | KIMTECH® Pure*G3 gloves size 8,5 Nitrile, handspecific, 30 cm pack of 10x20 | 1516 | 595.42
6252642 | Temperature logger EBI 25-T internal probe | 407 | 307.49
6252678 | Temperature logger EBI 25-TE external probe Labelling required according to UN 3090 | 407 | 346.21
6252725 | Printer paper RP 58 HQ 1 roll | 311 | 27.81
6252765 | LLG-Filter circles 150mm, quantitative medium fast, pack of 100 | 710 | 26.7
6252823 | Vortex Genie 2T 230 V, incl.standard attachment | 501 | 497.53
6252946 | Vortex-Genie 2T 230 V, incl. standard attachment, with UK plug | 501 | 497.53
6252972 | Protecting lenses pheos 9192 colour: black/grey, lenses:PC grey, UV 5-2,5, supravision HC-AF | 201 | 20.75
6253024 | WHEATON-Scintilation vials 20 ml with cap 22-400, metal liner, pack of 500 | 43 | 360.73
6253096 | BEL-ART-waste bags 790x970 mm Biohazard, orange-red, pack of 200 | 259 | 688.53
6253137 | Copper cord with loops 25 m | 558 | 326.68
6253163 | ViscoSampler from PP length 60 cm, Ø 32 mm | 558 | 350.62
6253164 | KIMTECH® Pure*M3 face mask flat form, white, with ear loops pack of 10x20 | 1507 | 254.71
6253276 | Disruptor Genie® digital 230V, EU plug | 1389 | 813.68
6253281 | Universal micro tubes holder for 1.5/2.0ml tubes for TurboMix® attachment or DisruptorGenie® | 1389 | 104.37
6253290 | Gloves Nitrilite® size S (6-6½) white, "Silky" Formel, length 305mm, pack of 100 | 1513 | 42.28
6253291 | Gloves Nitrilite® size M (7-7½) white, "Silky" Formel, length 305mm, pack of 100 | 1513 | 42.28
6253292 | Gloves Nitrilite® size L (8-8½) white, "Silky" Formel, length 305mm, pack of 100 | 1513 | 42.28
6253293 | Gloves Nitrilite® size XL (9-9½) white, "Silky" Formel, length 305mm, pack of 100 | 1513 | 42.28
6253311 | Eye emergency station DUO for both eyes, in wall box 355x250x115mm | 255 | 145.14
6253315 | Sicco Maxi 2-Vitrum-Desiccator 540x540x1150mm, Borosilicate 3.3/Alu | 1090 | 6269.55
6253331 | Allihn condenser 250 mm, NS 29/32 glass olive, boro 3.3 | 635 | 53.15
6253346 | Spectra/Por® G2, 10ml Float-A-Lyzer, MWCO 500-1000, CE, pack of 12 | 1329 | 262.75
6253377 | Stand for 8 mojonnier tubes PP | 1276 | 154.16
6253386 | Ignition electrodes pack of 3 | 1148 | 32.76
6253443 | Crucible lid Ø 87 mm, Alsint suitable to crucible 9.250 407 - 85 mm Ø, 9.250 418 - 85 mm Ø | 113 | 166.5
6253481 | Drain cock, thread 22mm natural, blue rotary handle, sleeve connection 19mm (3/4") | 57 | 6.26
6253513 | Filterpaper sheets 6 S/N, 580x580mm pack of 100 | 709 | 463.13
6253543 | Dispsable reagent reservoirs 25 ml with divider, sterile, individually wrapped, pack of 50 | 1001 | 136.93
6253551 | Spectra/Por® G2, 10ml Float-A-Lyzer, MWCO 8.000-10.000, CE, pack of 12 | 1329 | 262.75
6253553 | LLG-Glass microfibre filter 70mm 0,7 µm, binder free pack of 100 | 716 | 64.76
6253559 | Burette 50:0,1 ml, straight valve cock PTFE BLAUBRAND, blue grad., cl.AS, Borosilicate 3.3, Schellbach stripes, with DAkkS certificate | 1021 | 226.35
6253566 | LLG-Evaporating dish 274/3 154 ml, 98 x 40 mm, flat bottom, with drain | 106 | 15.21
6253634 | Liquid sampler NT 50 ml | 553 | 335.83
6253642 | Platform balance DE 60K10DL 30/60 kg / 10/20 g, (Dual range) weighing plate 522 x 403 x 90 mm | 375 | 357.5
6253657 | Radial ventilator PP housing from PE, with PTO | 293 | 699.45
6253660 | Weight F1, 100g, stainless steel | 380 | 64.14
6253678 | Separating funnel acc.Gilson, 1000ml massive glass tap, NS 29/32, hole 6,0mm, Boro 3.3 | 640 | 157.97
6253679 | Separating funnel acc.Gilson, 2000ml massive glass tap, NS 29/32, hole 6,0mm, boro 3.3 | 640 | 243.55
6253704 | Stirr closure NS 24/29 Ø 10 mm, GL 25, PTFE | 633 | 81.95
6253713 | Catching bowl PE-HD, electr.conductive with sieve socket inlay, 395x300x125mm | 268 | 345.07
6253719 | Scalpel blades fig.12 non sterile, pack of 12 | 1401 | 6.75
6253748 | Cold light source KL 300 LED 100 - 240 V, incl. mains adapter | 1111 | 469.44
6253813 | Test gas 58 l 20ppm H2S/N2 UN 1956, 2, (E) | 1215 | 488.05
6253821 | Platform balance DE 6K0.5A 6 kg / 0.5 g, weighing plate 318 x 308 x 75 mm | 375 | 233.37
6253878 | Burette 25:0,05 ml, straight valve cock PTFE BLAUBRAND, blue grad., class AS, Borosilicate 3.3 Schellbach stripes, with DAkkS certificate | 1021 | 226.35
6253894 | Storagebox with snap lid, PP black, 100 places for microtubes and cryogenic vials | 36 | 13.49
6253916 | Pipette stand Twister Universal 336 sapphire blue, for 6 pipettes | 959 | 160.79
6253917 | Pipette stand Twister Universal 336 emerald green, for 6 pipettes | 959 | 160.79
6253918 | Pipette stand Twister Universal 336 topaz orange, for 6 pipettes | 959 | 160.79
6253919 | Pipette stand Twister Universal 336 quartz blue, for 6 pipettes | 959 | 160.79
6253920 | Pipette stand Twister Universal 336 ruby, for 6 pipettes | 959 | 160.79
6253921 | Pipette stand Twister Universal 336 diamond white, for 6 pipettes | 959 | 160.79
6253922 | Pipette stand Twister Universal 336 citrine yellow, for 6 pipettes | 959 | 160.79
6253931 | All-glass syringes, 1 ml, Dosys 155, graduated, autoclavable, Luer glass adapter, pack of 3 | 1459 | 33.45
6253940 | Cuvette W600/B/100 coat thickness 100 mm borosilicate glass | 1147 | 330.6
6253949 | SepraSeal closure mats Pre-Split pierceable, natural, pack of 10 mats of 96 caps | 767 | 149.05
6253979 | SepraSeal closure mats Pre-Split pierceable, red, pack of 10 mats of 96 caps | 767 | 149.05
6253980 | SepraSeal closure mats Pre-Split pierceable, green, pack of 10 mats of 96 caps | 767 | 149.05
6253981 | SepraSeal closure mats Pre-Split pierceable, blue, pack of 10 mats of 96 caps | 767 | 149.05
6253982 | SepraSeal closure mats Pre-Split pierceable, yellow, pack of 10 mats of 96 caps | 767 | 149.05
6253984 | Silicone rubber seals, GLS 80 on both sides PTFE coated | 72 | 14.21
6254014 | Platform balance DE 60K1D 30/60 kg / 1/2 g, (Dual range) weighing plate 318 x 308 x 75 mm | 375 | 357.5
6254092 | Flat bottom flask 6000 ml boro 3.3, w/o stopper ISO 1773, DIN 12348 | 21 | 118.53
6254093 | Flat bottom flask 10000 ml boro 3.3, w/o stopper ISO 1773, DIN 12348 | 21 | 199.1
6254106 | Allihn condenser for Soxhlet for extractor 100/250 ml, NS 45/40, glass olive, boro 3.3 | 642 | 69.7
6254108 | Dimroth condenser for Soxhlet for extractor 100/250 ml, NS 45/40, glass olive, boro 3.3 | 641 | 72.62
6254133 | Thread tube GL14 with cone NS 14/23 with cap and sealing, Duran®-tube | 646 | 17.05
6254169 | Probe TPX-400-150 needle 120mm acuate. silicone cable 1,5m | 398 | 175.26
6254182 | Pleated strips for seedtesting 3014 white, 110 g/qm, pleated, 110 mm x 2m, 50 double pleats of 20 mm height, pack of 306 | 708 | 507.8
6254192 | Gel-Blotting paper GB 003 100x150 mm, pack of 100 | 1322 | 62.17
6254233 | Reagent reservoirs 25 ml with divider, sterile, pack of 100 | 1001 | 144.75
6254234 | Reagent reservoirs 25 ml sterile, pack of 100 | 1001 | 144.75
6254275 | BEL-ART-Tubing clamps for tubings up to dia. 19mm pack of 6 | 162 | 35.03
6254284 | Platform balance DE 150K2DL 60/150 kg / 2/5 g, (Dual range) weighing plate 522 x 406 x 100 mm | 375 | 466.03
6254294 | Fast coupler cpl. for connection VHC bottle incl.adapter and inlet tube | 1353 | 173.11
6254325 | Glass beads type M diam. 4.5 mm soda-lime-glass, 1000g (2 bags of 500g) | 628 | 27.56
6254390 | SepraSeal cap removal tool | 767 | 507
6254394 | Chemistry membrane pump MZ 1C 230 V, 50-60 Hz | 1063 | 2087.94
6254472 | Temperature meter testo 108 | 395 | 160.19
6254494 | Compact balance EMB 6000-1 6000 g / 0.1 g, weighing plate 150 mm Ø | 354 | 182.89
6254523 | Glass beads type M diam. 7 mm soda-lime-glass, 1000g (2 bags of 500g) | 628 | 32.85
6254570 | Cryobox 145x145x122mm, with lid cardboard, white, for 15/50ml tubes | 758 | 10.48
6254571 | Grid divider 4x4 for 50ml tubes | 758 | 5.44
6254572 | Grid divider 6x6 for 15ml tubes | 758 | 6.77
6254573 | Slide holder 153x102x21mm PE, for 15 slides | 1117 | 62.06
6254574 | Slide holder 298x105x21mm PE, for 40 slides | 1117 | 66.77
6254575 | Slide holder 299x178x21mm PE, for 78 slides | 1117 | 83.2
6254577 | Pop-Up Rack for 15ml tubes purple, pack of 2 | 35 | 50.79
6254578 | Pop-Up Rack for 50ml tubes green, pack of 2 | 35 | 47.94
6254612 | Annular ring light "slim" PURAVIS I.D.: 66mm | 1113 | 758.57
6254687 | SepraSeal closure mats Pre-Split pierceable, natural, sterile, pack of 10 mats of 96 caps | 767 | 156.09
6254713 | Forceps 110 mm, sharp/straight POM, gamma sterilized | 136 | 1.08
6254719 | Hose connection tubing K-260-3-M30x1,5 plastic, -60?+260°C, 300cm | 823 | 1585.13
6254727 | All-glass syringes, 100 ml, Dosys 155, graduated, autoclavable, Luer adapter made of glass | 1459 | 56.23
6254782 | Centrifuge Universal 12 place rotor, 230 V, 50/60 Hz | 1277 | 7044.94
6254783 | Analysing balance ALS 250-4A 250 g / 0.1 mg, weighing plate 80 mm Ø | 367 | 1284.3
6254785 | FoodScoop 100ml stainless steel | 139 | 38.16
6254786 | FoodScoop 250ml stainless steel | 139 | 57.87
6254839 | Burette 50 ml :0,1 ml, AS a.collateral valve cock w. protection with DAkkS certificate | 1023 | 245.22
6254865 | Hose connection tubing K-260-1,5-M24x1,5 plastic, -60?+260°C, 150cm | 823 | 910.65
6254913 | Picus® & eLine® electr. charger for 1 pipette, incl. Universal AC-Adaptor | 961 | 333.31
6254947 | Safety eye shower ClassicLine 2 quwnch heads 45°, for table mounting | 256 | 244.5
6254968 | Pre-cut 2727, 190x190mm (700 g/qm), pack of 100 | 1498 | 341.67
6254971 | Microlitre syringes SK-10F-AG6347 10 µl, pack of 6 | 1493 | 364.02
6255204 | Stray-light-cuvette 540.135-QS quartz glass SUPRASIL®, 75x20 / 74x18 mm, 14000 µl PTFE-stopper | 1155 | 266.79
6255225 | Chemical protection glove Butoflex 650 size 7, Butyl, per pair ***Export control*** | 237 | 100.39
6255238 | Fastening set for attachments/tablars on 2-level attachment | 517 | 97.95
6255307 | LiquiSampler from PTFE/FEP length 60 cm, Ø 32 mm | 557 | 357.25
6255331 | LLG-Syringe pre-filter from PTFE, 0,45 µm Ø 25 mm, transparent, pack of 500 | 731 | 379.28
6255465 | Protection glasses pheos 9192 colour: black/yellow, disc:PC yellow, UV 2C-1,2, supravision HC-AF | 201 | 22.58
6255503 | Drop catcher, straight socket NS 29/32, cone NS 29/32, boro 3.3 | 662 | 32.39
6255582 | TitroLine® 7500 KF 10 volumetric KF-Titrator 100-240 V | 1035 | 8053.5
6255584 | Barrel pump Ultrarein from PTFE immersion depth 950 mm, immersion tube-Ø 32 mm, with tubing | 1039 | 766.3
6255599 | Pack PARAPLAST® 5 kg | 1404 | 92.4
6255610 | Minisart® NY 15, 15 mm pore size 0.2 µm, pack of 50 | 735 | 124.87
6255634 | Minisart® SRP 4, 4 mm PTFE, pore size 0,2 µm, pack of 500 | 736 | 678.42
6255678 | Laboratory gas burner Fuego SCS basic RF with integr.funk system, cableless funk foot pedal | 1384 | 842.38
6255717 | Digital power meter FK 500. max. 500 N / 0.2 N, for pull- and pressure measurements | 437 | 283.02
6255754 | Disposable reagent reservoirs 100 ml sterile, individually wrapped pack of 50 | 1001 | 136.93
6255755 | Matrix disposable reagent reservoirs 25 ml sterile, individually wrapped pack of 50 | 1001 | 136.93
6255781 | Beaker 250 ml, 18/10-steel with rim and handle | 16 | 100.52
6255790 | Platform balance DE 60K10D 30/60 kg / 10/20 g, (Dual range) weighing plate 318 x 308 x 75 mm | 375 | 203.57
6255795 | Finnpipette F3, 1 channel variable volume 20 - 200 µl | 968 | 365.08
6255804 | PCR tube rack 96 well | 1298 | 6.85
6255805 | PCR work station | 37 | 12.56
6255806 | Erlenmeyer flask 500 ml, amber glass NS 29/32, borosilicate glass 3.3 | 624 | 41.33
6255819 | LLG-Lab Power Failure Detector | 188 | 53.49
6255826 | LLG-Forceps 145 mm, blunt/straight general use, stainless steel | 132 | 5.48
6255923 | Thread tube GL14 with cone NS 29/32 with cap and sealing, Duran®-tube | 646 | 34.38
6255961 | PFA fitting I.D.: 2.3 mm integr. ferrule, violet pack of 5 | 1483 | 30.54
6256027 | Cork stopper Ø 14/17x27mm for Mojonnier tube | 1276 | 9.06
6256038 | Spectra/Por® G2, 1ml Float-A-Lyzer, MWCO 20.000, CE, pack of 12 | 1329 | 237.07
6256041 | Liquid nitrogen container ALU 10 10 ltr., for liquid nitrogen, from aluminium | 768 | 1379.99
6256131 | Alcaline battery Mono LR20/EN95/D, 1,5 V pack of 2 | 187 | 4.99
6256339 | Density standard Dodekan (0,749.. g/cm3 / 1,422.. nD) 1 bottle of 9 ml | 431 | 291.42
6256388 | Wash-bottle 250 ml PE-LD, GL 45, Dest. water with wash-bottle attachment, PP | 93 | 9.17
6256393 | Apothecary fumehood acc. DIN 12924 Teil 4 900x600x1460mm, incl.2 jacks, exhausted air fan | 284 | 4105.85
6256423 | MBP Filter tips ART 300 1-300 µl, filter length 58,4 mm, sterile, in rack, pack of 10x96 | 995 | 127.59
6256437 | LLG-Filter circles 55mm, quantitative medium fast, pack of 100 | 710 | 6.44
6256482 | Grade GF/A Glass Microfiber Filter Binder Free, circle, 81 mm, pack of 100 | 719 | 124.38
6256488 | Centrifuge tube 100 ml, Oil ASTM, short, graduated | 690 | 88.49
6256646 | Muffle furnace LT 3/12/B410 1200°C, with lift door | 905 | 4409.4
6256766 | Microlitre syringe 1702 CTC X 25 µl (22s/3) | 1458 | 340.92
6256805 | SensoDirect SensoDirect 150 Set pH/Oxi | 345 | 949.49
6256809 | Flat platform with anti-slip mat, 400x360mm | 508 | 205.95
6256816 | Flat-bed orbital shaker PSU-20i exclusive platform incl.EU-/UK-plug | 508 | 1936.82
6256893 | Disposable spatula smartSpatulas® 210mm, Ø 7mm, blue, pack of 300 | 123 | 63.66
6256894 | Disposable spatula smartSpatulas® 140mm, Ø 7mm, opaque, pack of 300 (17261) | 123 | 67.69
6256895 | Disposable spatule smartSpatulas® 210mm, Ø 7mm, opaque, pack of 300 | 123 | 63.66
6256896 | Disposable spatula smartSpatulas® 140mm, Ø 3,5mm, opaque, antistatic, pack of 300 | 123 | 45.09
6256897 | Disposable spatula smartSpatulas® 310mm, Ø 10,5mm, green, pack of 150 | 123 | 70.29
6256898 | Disposable spatula smartSpatulas® 210mm, Ø 7mm, opaque, sterile, pack of 100 | 123 | 219.23
6256954 | Premium bottle 100 ml, DURAN® graduated, PP w/o screw cap, GL 45 | 66 | 18.2
6256960 | DNA ladder 100bp 100-3000bp, 1x500 µl vial | 1309 | 48.81
6256961 | DNA ladder 100bp 100-1500bp, 1x500 µl vial | 1309 | 48.81
6256963 | DNA ladder 50bp 50-1500bp, 1x500 µl vial | 1309 | 71.03
6257034 | Protection spectacles pheos s 9192 colour: white/green, lenses:PC colourless, UV 2C-1,2, supravision HC-AF | 201 | 18.93
6257035 | Protection spectacles pheos 9192 colour: light grey/grey, lenses:PC colourless, UV 2C-1,2, supravision HC-AF | 201 | 18.93
6257135 | Apothecary fume hood 760x600x1450 | 284 | 3961.82
6257139 | LLG-2in1 KIT: 1.5 ml Crimp neck vials clear + Crimp caps silver, ND11, pack of 100 | 1442 | 27.65
6257142 | Precision balance PLJ 420-3F 420 g / 0,001 g, weighing plate 110 mm Ø | 363 | 884.01
6257162 | Bags BagPage® 400 F 190x300 mm, pack of 20x25 | 616 | 256.03
6257173 | Cold warmth bath circulator ministat 125 temp.-range: -25...+150°C, 1,0 KW, with controller Pilot ONE | 815 | 8307.63
6257184 | Disposable Culture tube 100x11.75x0.8 mm soda-lime-glass, pack of 550 | 1374 | 127.17
6257218 | Separating funneel acc.to Gilson, 250ml massive glass tap, NS 29/32, hole 4,0mm, boro 3.3 | 640 | 109.83
6257221 | Cotton swabs WA 7, 80x2.2mm bilateral cotton head Ø ca.4-5mm, wood rod ca.80x2.2mm, pack of 100 | 1368 | 1.57
6257260 | KIMTECH® Pure*G3 gloves size 6 nitrile, hand specific, 30 cm pack of 10x20 | 1516 | 595.42
6257274 | Dispersing element S 25 N - 25 G - ST saw-tooth, Ø25 mm | 607 | 2238.28
6257283 | Overshoe dispenser HYGOMAT COMFORT 740x300x730mm | 252 | 536.34
6257285 | Overshoe with CPE-coating for HYGOMAT, 44 cm, white, pack of 80 | 252 | 31.85
6257286 | Overshoe with strong CPE sole for HYGOMAT, 44 cm, white-blue, pack of 70 | 252 | 33.6
6257287 | Overshoes, CPE for HYGOMAT, 47 cm, blue, pack of 110 | 252 | 24.59
6257288 | Overshoes, PP, with structure for HYGOMAT, 46 cm, light blue, with slip resistant sole, pack of 100 | 252 | 23
6257318 | Reaction tubes, disposable, 1.5 ml, PP, PLASTIBRAND, transparent, safety closure, pack of 1000 | 1407 | 60.74
6257342 | Mixing attachment MBA 125 for MB 550 125 ml working volume | 567 | 506.79
6257343 | Safety hood MBH 125 for MBA 125 | 567 | 308.92
6257399 | Thread tube GL14 with cone NS 24/29 with cap and sealing, Duran® tube | 646 | 34.17
6257411 | Haxen Colour Std 5 Hazen units 1L | 1235 | 161.84
6257412 | Haxen Colour Std 20 Hazen units 1L | 1235 | 276.38
6257668 | Polycap TC 75, 0.8/0.2 µm, sterile, with SB inlet and outlet plus filling bell, | 740 | 133.71
6257764 | Disposable sampler 200 ml "ZoneDispo" HDPE, 1000 mm long, pack of 20 | 546 | 311.66
6257820 | Condenser coiled 250 mm, NS 29/32 PP olive, boro 3.3 | 636 | 47.27
6257821 | Condenser coiled 250 mm, NS 29/32 with glass side arm, boro 3.3 | 636 | 46.28
6257855 | LN2 storage contianer ALU 26 26 ltr., for liquid nitrogen, from aluminium | 768 | 1599.04
6257891 | Analytical balance ALJ 250-4A 250 g / 0,1 g weighing plate Ø 80mm | 367 | 1331.17
6257914 | Polycap TC 150, 0.8/0.2 µm, sterile, with 1/2 SB inlet and outlet plus filling bell, | 740 | 195.66
6257923 | Saccharose (Brix) Standard - 10% 15ml | 1134 | 126.11
6257926 | Vacuum pump ROTAVAC 20 | 1072 | 0
6257941 | Pear shape flask 100 ml NS 29/32, Boro 3.3 | 620 | 18.26
6257949 | LLG-Evaporating dish 274/5 330 ml, 126 x 53 mm, flat bottom, with drain | 106 | 23.09
6257950 | LLG-Evaporating dish 274/7 620 ml, 151 x 63 mm, flat bottom, with drain | 106 | 38.19
6257989 | Whirl-Pak® sample bags 380x508 mm with writing field, sterile, volume 5441 ml, pack of 100 | 560 | 193.53
6258006 | Acura® manual 835 Fix, macro pipette 2.5 ml | 955 | 241.62
6258034 | General purpose tray, white 680x540mm | 1305 | 142.22
6258092 | Mounting complete tubings 750mm 1,6-3,2mm,PTFE | 1483 | 30.54
6258123 | Microsart® e.motion membrane filters green/dark green, 47 mm, 0.45 µm pack of 3 boxes à 100 | 1390 | 427.92
6258150 | Erlenmeyer flask 250 ml, amber glass NS 29/32, borosilicate glass 3.3 | 624 | 29.58
6258176 | Ringlight System I.D.:66 mm, incl.main adapter 100-240 V, integ.controller | 1112 | 624.57
6258218 | Digital hand-held refractometer PAL-Urea (0.0 to 55.0 % Konzentr) | 1127 | 318.21
6258234 | Dispersing aggregate PT-DA 20/2EC-E192 Ø 20 mm | 602 | 2183.53
6258235 | TitroLine® TL 7750-M1 basic unit with magnetic stirrer TM 235, support rod and Electrode holder Z 305, | 1036 | 7886.46
6258239 | Counting chamber acc.to McMaster with 2 springs cover glass, with 2 counting net glued on 3 paths | 1115 | 249.58
6258244 | Erlenmeyer flask 100 ml, amber glass NS 29/32, borosilicate glass 3.3 | 624 | 26.68
6258266 | POLYMIX® Lab mill PX-MFC 90 D 230 V/ CH, with hammer grinding attachment | 568 | 9746.39
6258267 | POLYMIX® Laboratory mill PX-MFC 90 D 230 V/ CH, with blade grinding | 568 | 10288.66
6258268 | Hand disperser POLYTRON® PT 1200 E CH plug | 600 | 2084.72
6258269 | Dispersing aggregate PT-DA 03/2EC-E050 | 602 | 1832.87
6258271 | Dispersing aggregate PT-DA 07/2EC-E107 | 602 | 2038.93
6258273 | Dispersing aggregate PT-DA 07/2SYN-E082 pack of 25 | 602 | 1033.83
6258299 | LLG-Syringe filter from PVDF, 0.22 µm Ø 25 mm, transparent, sterile, pack of 50 | 731 | 85.06
6258335 | Keyless chuck R 60 | 489 | 150.41
6258368 | Sucrose (Brix) Standard - 30% 15ml shelf-life of 1 year | 1134 | 126.11
6258369 | Sucrose (Brix) Standard - 50% 15ml shelf-life of 1 year | 1134 | 126.11
6258373 | multiSUB mini, 70x70mm UV tray, 2 combs with 8 samples, loading guide, casting dams | 1306 | 471.25
6258375 | Index Standard Solution 1.381149 (±0.00004) 15ml | 1134 | 216.31
6258376 | Index Standard Solution 1.420087 (±0.00004) 15ml | 1134 | 129.11
6258408 | Nanocarb secondary filter A Standard foür Ascent Opti Standard | 286 | 613.21
6258446 | Dispenser Calibrex solutae 530, 10-100 ml, PFA coated plunger, autoclavable | 1013 | 593.82
6258527 | Spare Clips for SB3/1 for 1,5 ml micro tubes (20 pcs.) | 536 | 89.98
6258623 | Pyknometer 10 ml acc.to Gay-Lussac BLAUBRAND with DAkkS-certificate, justated, Boro 3.3 | 427 | 186.04
6258663 | Digital hand-held refractometer PAL-Plato Temp. range 0.0...30.0°P Accuracy ± 0,2°P | 1127 | 318.21
6258682 | Iodine determination flask 100 ml, with collar with hollow hexagonal stopper NS 29/32 | 624 | 89.75
6258683 | Closure, thread GL 25, cone NS 29/32 for stirrer with stirrer bearing, made of DURAN® tubing | 632 | 88
6258684 | Pressure spring, stainless steel for stirrer with stirrer bearing | 632 | 17.51
6258685 | Screw cap GL 25, PP for stirrer with stirrer bearing | 632 | 29.15
6258692 | Distribution Tubes with Frit (Porosity 0) for Specific Light Solvents, Extractor 100 ml | 641 | 91.56
6258693 | Distribution Tubes with Frit (Porosity 0) for Specific Light Solvents, Extractor 250 ml | 641 | 98.75
6258695 | Extractor Heads for Specific Light Solvents Extractor 250 ml, Condenser NS 45/40 | 641 | 296.36
6258697 | Extractor Heads for Specific heavy Solvents Extractor 100 ml, Condenser NS 45/40 | 641 | 248.35
6258698 | Extractor Heads for Specific heavy Solvents Extractor 250 ml, Condenser NS 45/40 | 641 | 300.66
6258699 | Extractor Heads for Specific heavy Solvents Extractor 500 ml, Condenser NS 60/46 | 641 | 363.69
6258714 | Multipurpose beakers 60 ml with red screw lid, graduated, sterilized, pack of 500 | 47 | 113.39
6258794 | Eurobox 63l, stackable corrosion resistand aluminium alloy | 53 | 501.03
6258819 | Microliter syringe 1701 RN (33s/20/3) 10 µl | 1457 | 593.49
6258821 | Test tubes,soda glass,without rim,12 x 75 mm wall 0.8-0.9 mm, pack of 250 | 25 | 21.7
6258822 | Test tubes,soda glass,without rim,12 x 100 mm wall 0.8-0.9 mm, pack of 250 | 25 | 29.02
6258823 | Test tubes,soda glass,without rim,14 x 100 mm wall 0.8-0.9 mm, pack of 250 | 25 | 32.85
6258824 | Test tubes,soda glass,without rim,14 x 130 mm wall 0.8-0.9 mm, pack of 250 | 25 | 31.81
6258825 | Test tubes,soda glass,without rim,16 x 100 mm wall 0.8-0.9 mm, pack of 250 | 25 | 39.01
6258826 | Test tubes,soda glass,without rim,16 x 160 mm wall 0.8-0.9 mm, pack of 250 | 25 | 36.78
6258827 | Test tubes,soda glass,without rim,18 x 180 mm wall 0.8-0.9 mm, pack of 250 | 25 | 87.56
6258933 | Compact balance EMB 3000-1 3000 g / 0,1 g, weighing plate 150 mm Ø | 354 | 139.85
6258988 | Pocket tester PCTestr 35, with ATC waterproof, pH, Conductivity, Temperature | 345 | 227.94
6258999 | Hose connection tubing K-260-1,5-M30x1,5 plastic, -60?+260°C, 150cm | 823 | 1080.99
6259057 | Light measuring instrument SO 200K. Capacity 200000 lx | 422 | 99.77
6259079 | Shaking incubator 222DS without platform, 230 V 230 V, incl. UK and EU plug | 880 | 3258.06
6259080 | Universal platform 300 x 300 mm max. capacity 4 x 1 l | 880 | 342.08
6259082 | Sticky mat 150x150x3 mm pack of 2 | 880 | 79.4
6259100 | Laboratory bottle 150 ml, amber glass GL45, with cap and pouring ring | 64 | 47.4
6259101 | Laboratory bottle 500 ml, amber glass GL45, with cap and pouring ring | 64 | 70.66
6259102 | Laboratory bottle 1000 ml, amber glass GL45, with cap and pouring ring | 64 | 86.48
6259144 | Test tubes 5 ml PP, cylindrical, 12 x 86 mm, pack of 4000 | 695 | 161.41
6259209 | Burette digital Titrette® 10 ml with SafetyPrime recycle valve | 1030 | 1140.48
6259302 | Filter disc 30 mm, Por.4 Edge not fused, centered | 747 | 7.52
6259417 | Mixing attachment MBA 4000 4000 ml working volume vessel made from stainless steel for MB 800 | 567 | 1468.94
6259423 | Optical IDS Oxygen sensor FDO® 925-P | 343 | 1366.11
6259428 | Disposable sampler 100 ml "PowderDispo" HDPE/sterile, 500 mm long, pack of 20 | 546 | 199.42
6259500 | Melting point standard set1 Sulphanilamide (164 - 166°C),(no dan. goods) Caffeine (235 - 237°C), Vanillin (81 - 83°C) | 443 | 107.73
6259530 | Carbon disulphide tubes 5/a 5-60 ppm, pack of 10 | 1215 | 141.2
6259546 | Nanocarb secondary filter B acid CFB 8, 900x546x40mm | 286 | 1213.08
6259756 | ALUGRAM Xtra sheets 40x80mm pack of 50 | 1495 | 48.16
6259767 | Optifit-Pipette tips 10 - 1000 µl standard, 71,5 mm, tips ID: E, pre-sterilized, refill pack 10x96 | 990 | 103.66
6259797 | Laboratory bottle 2000 ml, amber glass GL45, with screw cap and pouring ring | 64 | 133.89
6259802 | Reagent tablets DPD No. 3 Ness pack of 250 | 1243 | 116.29
6259806 | Burette 10:0,02 ml, straight valve cock PTFE BLAUBRAND, blue grad., class AS, Borosilicate 3.3, Schellbach stripes, with DAkkS certificate | 1021 | 226.35
6259821 | Sterile filter 0.2 µm with endotoxin retention pack of 3 | 1289 | 792.1
6259834 | Catching bowl PE-HD, electr.conductive with sieve socket inlay, 440x320x230mm | 268 | 383.57
6259883 | Conductiivty Standard 23.8 Microsiemens/cm 25°C, 500 ml | 339 | 174.57
6259907 | PumpMaster canister and barrel pump for acids and chemical fluids FKM, green | 1037 | 306.83
6260007 | LLG-Cryobox 136x136x75mm red, special, w/o grid | 757 | 4.61
6260010 | LLG-Cryobox 136x136x100mm blue, special, w/o grid | 757 | 7.08
6260011 | LLG-Cryobox 136x136x100mm red, special, w/o grid | 757 | 6.03
6260020 | LLG-Grid divider 5x5 H=40mm, from cardboard for Cryobox 136 x 136 mm | 757 | 2.78
6260029 | LLG-Cryobox 133x133x32mm white, special, w/o grid | 758 | 3.01
6260031 | LLG-Cryobox 133x133x75mm yellow, special, w/o grid | 758 | 4.05
6260032 | LLG-Cryobox 133x133x100mm white, special, w/o grid | 758 | 5.71
6260033 | LLG-Cryobox 133x133x130mm white, special, w/o grid | 758 | 4.58
6260035 | LLG-Grid divider 12x12 H=30mm, from cardboard for Cryobox 133 x 133 mm | 758 | 2.04
6260038 | LLG-Grid divider 4x4 H=30 mm, from cardboard for Cryobox 133 x 133 mm | 758 | 1.7
6260043 | LLG-Grid divider 6x6 H=40mm, from cardboard for Cryobox 133 x 133 mm | 758 | 2.63
6260044 | LLG-Grid divider 5x5 H=40mm, from cardboard for Cryobox 133 x 133 mm | 758 | 2.78
6260046 | LLG-Grid divider 5x5 H=65mm, from cardboard for Cryobox 133 x 133 mm | 758 | 3.09
6260091 | LLG-Cryobox 133x133x50mm yellow, special, w/o grid, | 758 | 4.02
6260422 | Volumetric flask 1000 ml, brown graduated NS 29/32, class A, with poly stopper DURAN, conformity certificated | 922 | 60.46
6260423 | Measuring flask 10000 ml, brown graduated NS 34/35, class A, with polystopper DURAN, conformance certificated | 922 | 299.72
6260428 | melting point standard benzophenone 47-49°C UN 3077, 9, III, (-) | 443 | 41.85
6260430 | Microlitre syringe 1710 CTC X 100 µl (22s/3) | 1458 | 347.97
6260435 | Gas cylinder cabinet type G90 1450x600x615 (HxWxD), including Mounting rails, bottle holder and rolling ramp | 293 | 4290.67
6260454 | Base 1650 mm high black painted made of steel tube for 9.537 932 | 863 | 600.46
6260459 | Whirl-Pak® sample bags 115x230 mm black, with light protection, 532 ml, sterile, pack of 500 | 561 | 240.14
6260493 | Multipurpose beakers 60 ml, PP with red screw lid, graduated, non-sterile, pack of 600 | 47 | 103.79
6260495 | Grinding beaker MT 40 pack of 100 | 575 | 1160.05
6260509 | POLYTRON® holder HS 1200 E for PT 1200 E | 602 | 266.79
6260542 | Whirl-Pak® sample bags 125x380 mm with writing area, sterile, volume 1065 ml, stand up, pack of 250 | 560 | 231.36
6260543 | Whirl-Pak® sample bags 190x380 mm with writing area, sterile, volume 2041 ml, stand up, pack of 250 | 560 | 232.81
6260570 | Capillar tube 5m X 0,53mm/0,68mm | 1490 | 180.78
6260677 | Suction handle VHCpro autoclavable | 1353 | 218.02
6260678 | Stand VHCpro stainless steel, autoclavable, for suction handle VHCpro | 1353 | 137.45
6260763 | Orion-ISE Gas-Sensor Membrane Caps for ISE Electrods pack of 3 | 324 | 267.35
6260786 | Needle Printer SF40A, EU with cable and adapter, RS232 interface, configuration software for PC | 377 | 810.63
6260874 | Easyflame CV 360 adapter for 9.018 794 | 1382 | 179.95
6260903 | Beard protection, PP, white 40x20cm, detectable pack of 100 pcs | 251 | 22.14
6260922 | Mixing attachment MBA 250 250 ml working volume for MB 550 | 567 | 517
6260923 | Mixing attachment MBA 1000 1000 ml working volume for MB 550 | 567 | 804.1
6260924 | Mixing attachment MBA 2000 2000 ml working volume vessel made from stainless steel for MB 800 | 567 | 1017.78
6260925 | Safety hood MBH 250 for MBA 250 | 567 | 319.13
6260926 | Safety hood MBH 1000 for MBA 1000 | 567 | 343.38
6260928 | Saftey cabinet S-CLASSIC-90 WDAS 1200 x 615 x 1968 mm (WxDxH), RAL 7035, 3 shelves, | 292 | 4193.82
6260949 | Muffle Furnaces LT 5/11/B410 Capacity 5 l, Power 2,5 kW Heatpower max. 1100°C | 904 | 4564.5
6261010 | Gas-cartouche C 206 GLS receptacles, small, containing gas(gas catridges) UN 2037, 2, code 5F, ADR, pack of 36 | 140 | 100.69
6261011 | Gas-cartouche CV 470 Plus, 450g receptacles, small, containing gas (gas catrides) UN 2037, cl.2, code 5F, ADR, pack of 12 | 140 | 126.05
6261028 | All-glass syringes, 5 ml, Dosys 155, graduated, autoclavable, Luer glass adapter, pack of 3 | 1459 | 33.45
6261029 | All-glass syringes, 10 ml, Dosys 155, graduated, autoclavable, Luer glass adapter, pack of 3 | 1459 | 38.44
6261030 | All-glass syringes, 150 ml, Dosys 155, graduated, autoclavable, metal Luer adapter | 1459 | 388.02
6261031 | All-glass syringes, 200 ml, Dosys 155, graduated, autoclavable, metal Luer adapter | 1459 | 401.1
6261033 | Dispersing aggregate PT-DA 12/2SYN-E126 pack of 10 | 602 | 1033.83
6261058 | multiSUB Maxi 200x200mm UV-permeable gel carrier, 2 combs with 20 samples, loadign guide, casting damns | 1307 | 911.98
6261152 | Analytical balance ALJ 160-4A 160 g / 0,1 mg weighing plate Ø 80mm | 367 | 1303.05
6261212 | neodisher® LaboClean FT 5 L-canister caustic, alkali, liquid n.o.s. UN 1719, 8, II, (E) | 1169 | 78.93
6261218 | Dispenser Calibrex organo 525, 2.5-25 ml, ground glass plunger, with stop cock, autoclavable | 1013 | 542.12
6261219 | Dispenser Calibrex organo 525, 5-50 ml, ground glass plunger, with stop cock, autoclavable | 1013 | 571.55
6261220 | Dispenser Calibrex organo 525, 10-100 ml, ground glass plunger, with stop cock, autoclavable | 1013 | 649.24
6261221 | Dispenser Calibrex solutae 530, 2.5-25 ml, PFA coated plunger, with stop cock, autoclavable | 1013 | 542.12
6261222 | Dispenser Calibrex solutae 530, 5-50 ml, PFA coated plunger, with stop cock, autoclavable | 1013 | 571.55
6261223 | Dispenser Calibrex solutae 530, 10-100 ml, PFA coated plunger, with stop cock, autoclavable | 1013 | 649.24
6261226 | Flame 100 - Safety bunsen | 1383 | 419.97
6261313 | Measuring cylinder 1000 ml, h.F. BLAUBRAND®, cl.A, USP, conformity certified, Borosilicate 3.3 | 911 | 84.5
6261344 | miniDNA molecule model kit advanced, 22 layer | 174 | 68.97
6261370 | miniDNA molecular modell kit advanced, 12 layers | 174 | 39.39
6261411 | Shaking incubator AccuTherm Temp.range 0°C...105°C, 300...1500 rpm, 230V | 528 | 1669.62
6261429 | Multipurpose beakers 200 ml, PP with red screw lid, non-graduated, non-sterile, pack of 200 | 47 | 146.21
6261440 | Digital Min-/Max-alarm thermometer type 13030 -50 ... +70°C, for freezers, tested at -20°C | 391 | 112.9
6261441 | Digital Min-/Max-alarm thermometer type 13030 -50 ... +70°C, for refrigerators, tested at +4°C | 391 | 112.9
6261483 | Data cable Mini-USB/RS232 9-pin for series Secura, Quintix, Practum | 379 | 80.5
6261507 | SteriMax smart with quartz glass annealing tube, 230 V | 1380 | 1229.14
6261509 | Shaking incubator 311DS 230 V, incl. UK and EU plug | 880 | 5953.11
6261510 | Full sized shelf for digital shaking incubator for digital shaking incubator 311DS | 881 | 244.8
6261511 | Shaking platform pre-drilled for flask clamps | 881 | 416.06
6261512 | Clamp for 250 ml Erlenmeyer Flask | 879 | 61.63
6261514 | Hose connection tubing K-260-1-M30x1,5 plastic, -60?+260°C, 100cm | 823 | 897.55
6261520 | Clamp for 500 ml Erlenmeyer Flask | 879 | 58.16
6261651 | CERAN® double boiling plate CT 3400/E dual-circuit, Ø 145/210 mm / 1200/2200 W, 230 V, 55x31x6.5cm | 841 | 320.06
6261675 | Melting point standard caffeine 235-238 no dan. goods | 443 | 41.85
6261695 | Insert block A, 40 x 1.5ml for shaking incubator AccuTherm | 528 | 252.63
6261696 | Insert block B, 54 x 0.5ml for shaking incubator AccuTherm | 528 | 252.63
6261697 | Insert block C, 96 x 0.2ml for shaking incubator AccuTherm | 528 | 252.63
6261698 | Insert block D, 24 x 15mm for shaking incubator AccuTherm | 528 | 252.63
6261699 | Insert block D, water bath 115 x 73 x 38 mm, for shaking incubator AccuTherm | 528 | 284.21
6261704 | BagMixer® 400 S Volume 50-400ml 290x450x370mm, door w/o viewing window | 615 | 5985.1
6261705 | BagMixer® 400 SW Volume 50-400ml 290x450x370mm, door w.viewing window | 615 | 7632.23
6261706 | Insert block D, 26 x 0.5ml and 24 x 1.5ml, for shaking incubator AccuTherm | 528 | 386.03
6261707 | Insert block H, 40 x 2.0ml for shaking incubator AccuTherm | 528 | 285.58
6261708 | Insert block D, 96 well ELISA plate for shaking incubator AccuTherm | 528 | 386.03
6261787 | Minisart® high flow, 28 mm PES, 0.22 µm, sterile, pack of 50 | 734 | 156.8
6261842 | Gas cylinder cabinet type G90 2050x600x615 (HxWxD), incl. Mounting rails, bottle holder and rolling ramp | 293 | 5055.96
6261851 | Precision hand refractometer Master-500 0-90% Brix | 1126 | 204.56
6261937 | Wire basket CV-75, stainless steel Ø 370mm x heigth 280mm, for automatic autoclaves AES-75 | 1201 | 246.81
6261940 | Multitex® tissues, white 38x34cm, viscose fleece, lintfree, washable, extremely tearproof, 10 boxes of 40 tissues | 1176 | 73.72
6261958 | LLG-Sample container 60ml, PS with metal flowed seal inert liner cap, sterile, pack of 60 | 42 | 40.92
6261959 | LLG-Sample container 100ml, PS, with metal flowed seal inert liner cap, sterile, pack of 40 | 42 | 38.07
6261960 | LLG-Sample container 250ml, PS with metal flowed seal inert liner cap, sterile, pack of 25 | 42 | 41.87
6261977 | BEL-ART-Flowmi Tip Strainers pre-sterilized, Por. 40µm pack of 50, -H13680-0040- | 1343 | 185.56
6262080 | pH-meter EcoScan pH 501 Plus with ATC temperature probe | 304 | 318.29
6262099 | Multipurpose beakers 200 ml, PP with red screw lid, non-graduated, sterilized, pack of 150 | 47 | 117.21
6262104 | powder funnel PP diam. 150 mm, stem 36 mm with short large bore | 101 | 4.48
6262140 | Plastic dispersing element S 10 D - 7 G - KS - 65 pack of 24 | 604 | 775.69
6262160 | Gloves Nitrilite® size XXL (10-10½) white, "Silky" Formel, length 305mm, pack of 100 | 1513 | 42.28
6262268 | Filter plate 120 mm, por.2 rim non melted and centred | 747 | 81.65
6262289 | Triple sampler 3x6,4mm ID, PTFE/PP | 1482 | 91.91
6262306 | Microscop BA310E binocular N-WF10X/20mm, binocular tubus, type Siedentopf | 1098 | 1502.09
6262314 | Beakers, glass, for butyrometers "butter" | 1276 | 13.68
6262319 | Battery Micro 700mAh HR03/AAA, rechargeable, 1.2 V, pack of 2 | 187 | 8.44
6262343 | Pipette tips 0.1 - 10 µl aeroject® ultra, sterilised, 10 racks of 96 pcs. | 983 | 109.85
6262379 | LLG-Evaporating dish 274/4 265 ml, 112 x 50 mm, flat bottom, with drain | 106 | 19.16
6262417 | Saftey cabinet S-PHOENIX Vol.2-90 FDAC 1200 x 615 x 1968 mm (WxDxH) 3 shelves, 1 bottom collecting sump | 290 | 4534.52
6262467 | Platform balance DE 15K2D 6/15 kg / 2/5 g, (Dual range) weighing plate 318 x 308 x 75 mm | 375 | 203.57
6262477 | Weighing table weighing plate 270x410x115mm, total 768 x 648 x 800mm | 384 | 928.07
6262509 | pH/Cond 3320 Set 2 Conductivity meter 2 channels, case, SenTix® 41, TetraCon® 325, buffer solution STP 4+7, LF-standard (1413 µS/cm) | 348 | 2307.48
6262513 | LLG-Universal screw-caps 18 mm magnetic, silver, closed, Butyl red/PTFE grey, pack of 100 | 1446 | 56.81
6262520 | Bulb pipette 0.5 ml, 1 mark USP, BLAUBRAND®, cl.AS, conform. cert., blue grad. AR-Glas®, incl. USP batch certificate | 928 | 10.89
6262522 | Bulb pipette 3 ml, 1 mark USP, BLAUBRAND®, cl.AS, conform. cert., blue grad. AR-Glas®, incl. USP batch certificate | 928 | 10.56
6262523 | Bulb pipette 4 ml, 1 mark USP, BLAUBRAND®, cl.AS, conform. cert., blue grad. AR-Glas®, incl. USP batch certificate | 928 | 12.23
6262646 | Dispersing tool S 50 N - G 45 G - ST saw-tooth, for T 50 digital | 609 | 4323.83
6262659 | Icecatch® Solid 500g with solid foam, 195x130x20mm pack of 27 | 791 | 67.92
6262704 | Mounting complete tubing 100mm 1,6-3,2mm, PTFE/PP | 1483 | 23.31
6262867 | Pipette tips 1 - 20 µl aeroject® ultra, sterilised, 10 racks of 96 pcs. | 983 | 109.85
6262868 | Pipette tips 1 - 100 µl aeroject® ultra, sterilised, 10 racks of 96 pcs. | 983 | 109.85
6262869 | Pipette tips 1 - 200 µl aeroject® ultra, sterilised, 10 racks of 96 pcs. | 983 | 109.85
6262931 | Laboratory bottles,DURAN®,amber glass,graduated, with screw cap, without spout,GL 25,cap. 25 ml | 64 | 33.93
6262932 | Laboratory bottles,DURAN®,amber glass,graduated, with screw cap and spout, GL 45 , cap. 100 ml | 64 | 38.56
6262943 | Protecting lenses ultrasonic 9302 coulour: white, disc:coulourless/UV 2-1,2 supravision HC-AF | 1511 | 43.83
6262966 | GF-microfilter MGB, 150 mm pack of 50 | 716 | 253.05
6263025 | Assembly completely hoses 750mm 0.8 x 1.6 mm | 1483 | 31.2
6263037 | Portable condictivity meter COND 6+ with carrying kit set and electrode | 330 | 491.98
6263047 | LLG-Crimp Neck Vial 1,5ml, O.D.: 11.6mm, outer height: 32 mm, amber, flat bottom, wide opening, pack of 100pcs | 1440 | 15.89
6263139 | Whirl-Pak®-Thio-Bag® sample bags 115x230 mm PE, self-standing, 300 ml, sterile, pack of 100 | 561 | 133.05
6263179 | Digital Min-/Max-alarm thermometer type 13030 -50 ... +70°C, for refrigerators | 391 | 103.22
6263193 | Sleeve protector Tyvek® 500 arm cuff TYV PS32S WH LA, white, 50 cm, pack of 200 | 251 | 217.31
6263207 | Safety base cupboard Type 90 1 drawer, 1 perforated metal plate insert, 1100x570x600mm (WxDxH) | 287 | 2767.69
6263221 | Gel documentation system omniDoc with 620nm EtBr filter, 312nm UV transilluminator and USB cable | 1312 | 6543.18
6263260 | Sucrose (Brix) Standard - 15% 15ml, stabilised | 1134 | 126.11
6263282 | Telescope rod INGENIOUS from fibre glass, type XXL, prolongable from 150 to 500 cm | 554 | 194.39
6263283 | Telescope rod INGENIOUS from fibre glass, type super long prolongable from 150 to 600 cm | 554 | 209.94
6263284 | Water brailer net Nylon, MW 0.8 mm, for telescopic rod INGENIOUS | 554 | 85.49
6263290 | Pendulum beaker 1 Ltr Height 130mm, Ø 100 mm, stainless steel | 554 | 105.74
6263341 | Stand dispersing unit POLYTRON® PT 2500 E 0,05 - 2500ml, 230 V with CH plug | 600 | 2594.45
6263368 | Whirl-Pak® filter bags 190x300 mm w.writing field, PE, sterile, filling volume 1627 ml, pack of 250 | 560 | 332.39
6263370 | Disposable Culture tube 100x10x0.8 mm soda-lime-glass, pack of 250 | 1374 | 40.12
6263414 | Control knob for LLG-uniSTIRRER 3 | 461 | 8.47
6263415 | PT1000 for LLG-uniSTIRRER 3, 5 and 7 | 461 | 108.1
6263416 | Stand and sensor holder for LLG-uniSTIRRER 3 | 461 | 93.68
6263417 | Temperature Sensor PT 1000-B, glass coated for uniSTIRRER 3, uniSTIRRER 5 and uniSTIRRER 7 | 461 | 134.05
6263420 | LLG-uniSTIRRER 1 magnetic stirrer with EU/CH, UK, AUS adapter | 454 | 162.99
6263425 | LLG-uniSTIRRER 1/M4 4-position magnetic stirrer with EU plug | 456 | 447.47
6263426 | LLG-uniSTIRRER 1/M4 4-position magnetic stirrer with UK plug | 456 | 455.91
6263430 | LLG-uniSTIRRER 2 magnetic stirrer, with EU plug | 448 | 100.71
6263431 | LLG-uniSTIRRER 2 magnetic stirrer, with UK plug | 448 | 86.44
6263452 | Power supply for LLG-uniSTIRRER OH 2 | 478 | 153.73
6263453 | Spare boss head for LLG-uniSTIRRER OH2 | 478 | 45.71
6263454 | 4-blade propeller stirrer for LLG-uniSTIRRER OH2, stirrer Ø 50, shaft Ø 8, shaft length 400mm | 478 | 41.03
6263457 | 2-blade propeller stirrer for LLG-uniSTIRRER OH2, stirrer Ø 60, shaft Ø 8, shaft length 400mm | 478 | 39.8
6263458 | 3-hole paddle stirrer for LLG-uniSTIRRER OH2, stirrer Ø 67, shaft Ø 8, shaft length 400mm | 478 | 39.8
6263459 | 4-blade centrifugal stirrer for LLG-uniSTIRRER OH2, stirrer Ø 80, shaft Ø 8, shaft length 400mm | 478 | 39.8
6263460 | LLG-uniBLOCKTHERM Block thermostat with EU-Plug | 889 | 344.19
6263461 | LLG-uniBLOCKTHERM Block thermostat with UK-Plug | 889 | 361.44
6263462 | Heating block for LLG-uniBLOCKTHERM, 54 x 0.2 ml | 889 | 125.34
6263463 | Heating block for LLG-uniBLOCKTHERM, 40 x 0.5 ml | 889 | 125.77
6263464 | Heating block for LLG-uniBLOCKTHERM, 40 x 1.5 ml | 889 | 125.34
6263465 | Heating block for LLG-uniBLOCKTHERM, 40 x 2.0 ml | 889 | 125.77
6263466 | Heating block for LLG-uniBLOCKTHERM, 28 x 5/15 ml | 889 | 125.77
6263467 | Heating block for LLG-uniBLOCKTHERM, 8 x 50 ml | 889 | 125.77
6263468 | Heating block for LLG-uniBLOCKTHERM, 96/384 Mikroplatte | 889 | 125.77
6263469 | Heating block for LLG-uniBLOCKTHERM, 18 x 0.2 ml, 0.5 ml and 1.5/2 ml tubes (18 holes for each) | 889 | 125.77
6263482 | LLG-uniTHERMIX 1 pro Thermomixer with heating, with EU-plug | 527 | 937.91
6263483 | LLG-uniTHERMIX 1 pro Thermomixer with heating, with UK-plug | 527 | 954.19
6263484 | LLG-uniTHERMIX 2 pro Thermomixer with heating and cooling, with EU-plug | 527 | 1548.42
6263485 | LLG-uniTHERMIX 2 pro Thermomixer with heating and cooling, with UK-plug | 527 | 1564.71
6263486 | Heating block for LLG-uniTHERMIX 1/2 pro used for 0,5ml tubes, 24 holes | 527 | 200.59
6263487 | Heating block for LLG-uniTHERMIX 1/2 pro used for 1,5ml tubes, 24 holes | 527 | 200.59
6263488 | LLG-uniPLATESHAKER 1 single micro plate shaker with EU plug | 539 | 210.28
6263489 | LLG-uniPLATESHAKER 1 single micro plate shaker with UK plug | 539 | 210.28
6263494 | Heating block for LLG-uniTHERMIX 1/2 pro used for 2ml tubes, 24 holes | 527 | 200.59
6263495 | Heating block for LLG-uniTHERMIX 1/2 pro used for 5ml tubes, 8 holes | 527 | 201.41
6263496 | Heating block for LLG-uniTHERMIX 1/2 pro used for 15ml tubes, 8 holes | 527 | 317.19
6263497 | Heating block for LLG-uniTHERMIX 1/2 pro used for 50ml tubes, 4 holes | 527 | 308.75
6263498 | Heating block for LLG-uniTHERMIX 1/2 pro, used for 0.2 ml/96 well PCR plate | 527 | 200.59
6263499 | Heating block for LLG-uniTHERMIX 1/2 pro, used for 96/384 microplate | 527 | 200.59
6263510 | LLG-uniCFUGE 2 Centrifuge with EU plug | 664 | 133.01
6263511 | LLG-uniCFUGE 2 Centrifuge with UK plug | 664 | 137.16
6263515 | LLG-uniCFUGE 2/5 Centrifuge with rotor for 5ml tubes, with EU plug | 664 | 133.01
6263516 | LLG-uniCFUGE 2/5 Centrifuge with rotor for 5ml tubes, with UK plug | 664 | 134.61
6263530 | LLG-uniCFUGE5 Centrifuge with rotor 12x1,5/2,0 ml with EU-plug | 665 | 800.36
6263531 | LLG-uniCFUGE5 Centrifuge with rotor 12x1,5/2,0 ml with UK-plug | 665 | 800.36
6263535 | Rotor for 8x0.2 ml tubes and PCR-stripes, for LLG-uniCFUGE5 | 665 | 124.97
6263540 | LLG-uniPERISTALTICPUMP 1 Peristaltic Pump, with EU plug | 1043 | 333.07
6263541 | LLG-uniPERISTALTICPUMP 1 Peristaltic Pump, with UK plug | 1043 | 333.07
6263542 | Pumphead for LLG-uniPERISTALTICPUMP 1 with PharMed® tubing ID 1 mm | 1043 | 48.74
6263543 | Pumphead for LLG-uniPERISTALTICPUMP 1 with PharMed® tubing ID 2 mm | 1043 | 48.74
6263544 | Pumphead for LLG-uniPERISTALTICPUMP 1 with PharMed® tubing ID 3 mm | 1043 | 48.74
6263546 | PharMed® tubing ID 1 mm with connector (+tube clip) for LLG-uniPERISTALTICPUMP | 1043 | 11.05
6263547 | PharMed® tubing ID 2 mm with connector (+tube clip) for LLG-uniPERISTALTICPUMP 1 | 1043 | 11.05
6263548 | PharMed® tubing ID 3 mm with connector (+tube clip) for LLG-uniPERISTALTICPUMP 1 | 1043 | 11.05
6263550 | LLG-uniPERISTALTICPUMP 3 Peristaltic Pump, with EU plug #LLG-LabS1/UD-17/EU | 1043 | 415.68
6263551 | LLG-uniPERISTALTICPUMP 3 Peristaltic Pump, with UK plug #LLG-LabS1/UD-17/UK | 1043 | 415.68
6263552 | PharMed® tubing (ID:3,1mm, OD: 6,3mm) with connector (+tube clip) for LLG-uniPERISTALTICPUMP 3 | 1043 | 14.27
6263553 | PharMed® tubing (ID:4,8mm, OD: 8,0mm) with connector (+tube clip) for LLG-uniPERISTALTICPUMP 3 | 1043 | 20.98
6263554 | PharMed® tubing (ID:6,4mm, OD: 9,6mm) with connector (+tube clip) for LLG-uniPERISTALTICPUMP 3 | 1043 | 20.98
6263580 | LLG-uniVACUUPUMP 1 Vacuum pump portable 230 V, 50/60 Hz | 1061 | 368.93
6263582 | LLG-Vacuum meter DVR 2 PRO range: 1080-1 mbar analogue display, digital measurand | 1078 | 841.77
6263585 | LLG-uniVACUUSYS Aspiration system with EU-plug | 1351 | 995.91
6263586 | LLG-uniVACUUSYS Aspiration system with UK-plug | 1351 | 1034.92
6263589 | Universal platform 610x400mm with securing bars for LLG-uniSHAKER 25 | 514 | 1458.51
6263590 | LLG-uniSHAKER 25 orbital shaker, orbit 25 mm, 50-500 rpm, digital 230V with EU plug | 514 | 3320.19
6263591 | Universal platform 610x460mm for LLG-uniSHAKER 25 | 514 | 572.61
6263592 | Universal platform 760x460mm for LLG-uniSHAKER 25 | 514 | 804.89
6263593 | Clamp 100 ml for LLG-uniSHAKER 25 | 514 | 42.73
6263594 | Clamp 250 ml for LLG-uniSHAKER 25 | 514 | 57.44
6263595 | Clamp 500 ml for LLG-uniSHAKER 25 | 514 | 57.44
6263596 | Clamp 1000 ml for LLG-uniSHAKER 25 | 514 | 57.44
6263597 | Clamp 2000 ml for LLG-uniSHAKER 25 | 514 | 66.77
6263598 | Sticky rubber for LLG-uniSHAKER 25 tranparent blue, 150x150x3 mm, pack of 2 | 514 | 96.2
6263599 | LLG-uniSHAKER 25 Orbital shaker, orbit 25 mm, 50-500 rpm, digital 230V, with UK plug | 514 | 3320.19
6263600 | LLG-pH Meter 7 benchtop pH-Meter (instrument only) | 309 | 554.45
6263601 | Set LLG-pH Meter 7 benchtop pH-Meter, with pH-electrode | 309 | 670.66
6263602 | pH-electrode for LLG-pH meter 7 | 315 | 118.14
6263606 | LLG-pH Meter 7 benchtop pH-Meter with UK plug (instrument only) | 309 | 590.96
6263607 | Set LLG-pH Meter 7 benchtop pH-Meter (UK plug), with pH-electrode | 309 | 673.55
6263610 | LLG-uniSPEC 2 UV/VIS-Spectrometer with EU-plug | 1138 | 2807.04
6263611 | LLG-uniSPEC 2 UV/VIS-Spectrometer with UK-plug | 1138 | 2823.31
6263613 | Heating plate stainless steel for LLG-uniSTIRRER 3 | 461 | 72.06
6263615 | Tungsten lamp for LLG-uniSPEC 2 and LLG-uniSPEC4 | 1138 | 52
6263616 | Deuterium lamp for LLG-uniSPEC 2 and LLG-uniSPEC 4 | 1138 | 392.81
6263617 | Adjustable cell holder for 1 micro-cuvette, for LLG-uniSPEC 2 and 4 | 1138 | 434.67
6263618 | PCB board power supply für LLG-uniSPEC 2 | 1138 | 192.61
6263619 | PCB board photodetector for LLG-uniSPEC 2 | 1138 | 110.08
6263620 | LLG-uniSPEC 4 UV/VIS-Spectrometer with EU-plug | 1138 | 5374.09
6263621 | LLG-uniSPEC 4 UV/VIS-Spectrometer with UK-plug | 1138 | 5390.39
6263625 | Spare Board for LLG-uniSPEC 2 | 1138 | 33.06
6263626 | Spare PCB Board for LLG-uniSPEC 2 | 1138 | 121.54
6263627 | Manual 8-hole cell holder for LLG-uniSPEC 2 /4, 10mm | 1138 | 537.76
6263628 | Foil keyboard for LLG-uniSPEC 2 | 1138 | 81.58
6263632 | LLG-uniREFRACTO 5 pro Refractometer | 1127 | 349.7
6263634 | UK plug for LLG-pH meter 7 | 309 | 43.67
6263641 | LLG-uniSHAKER 2 tumbling shaker 230 V, with UK plug | 522 | 606.52
6263645 | LLG-uniROLLER 6 easy Tube roller mixer 6 tubes with EU-plug | 537 | 276.04
6263646 | LLG-uniROLLER 6 easy Tube roller mixer 6 tubes with UK-plug | 537 | 268.94
6263647 | LLG-uniROLLER 6 pro Tube roller mixer 6 tubes with EU-plug | 537 | 547.04
6263648 | LLG-uniROLLER 6 pro Tube roller mixer 6 tubes with UK-plug | 537 | 566.32
6263660 | LLG-uniROTATOR 2 Overhead rotator with EU-plug | 533 | 257.3
6263661 | LLG-uniROTATOR 2 Overhead rotator with UK-plug | 533 | 316.86
6263665 | LLG-uniLOOPMIX 2 Loop rotator with EU-plug | 535 | 257.3
6263666 | LLG-uniLOOPMIX 2 Loop rotator with UK-plug | 535 | 370.14
6263670 | LLG-uniOVEN 42 Oven with forced convection up to 250°C, 42 litre | 853 | 1082.49
6263671 | Shelf for LLG-uniOVEN 42 | 853 | 64.76
6263673 | LLG-uniOVEN 42, incl. UK plug Oven with forced convection, up to 250°C, 42 litre | 853 | 1108.72
6263675 | LLG-uniOVEN 110 Oven with forced convection,up to 250°C, 110 litre | 853 | 1311.57
6263676 | Shelf for LLG-uniOVEN 110 | 853 | 83.25
6263678 | LLG-uniOVEN 110, incl. UK plug Oven with forced convection, up to 250°C, 110 litre | 853 | 1317.93
6263690 | LLG-pH Pen incl.electrode accuracy +/-0.1pH *** Classification required UN 3091 *** | 299 | 46.19
6263691 | LLG-pH Meter 5, Set with Electrode, Temp. sensor, SD-Card and Case | 299 | 239.15
6263692 | Electrode + Temp Sensor for LLG-pH Meter 5 | 299 | 70.48
6263693 | SD-Card 4GB for LLG-pH Meter 5 | 299 | 29.82
6263694 | Case box for LLG-pH Meter 5 | 299 | 24.9
6263695 | Power cable for LLG-pH Meter 5 | 299 | 16.84
6263696 | PC connecting cable for LLG-pH Meter 5 | 299 | 52.06
6263697 | Software for LLG-pH Meter 5 | 299 | 50.31
6263699 | Clamp 25 ml for LLG-uniSHAKER 25 | 514 | 29.39
6263700 | Clamp 50 ml for LLG-uniSHAKER 25 | 514 | 29.39
6263817 | Bacillol® AF, 5 l Surface spray disinfectant | 1164 | 58.26
6263842 | Humidistat TPH 500 humidity: 0...100% 0...+75°C, IP20 | 406 | 286.36
6263886 | LLG-Centrifuge tubes 15 ml PP, graduated, aseptic, conical pack of 50 pieces in bag | 691 | 13.82
6263887 | LLG-Centrifuge tubes 50 ml PP, graduated, aseptic, conical pack of 50 pieces in bag | 691 | 17.35
6263888 | LLG-Centrifuge tubes 50 ml PP, graduated, aseptic, w. rim, pack of 50 pieces in bag | 691 | 23.38
6263911 | Acura® capillar 846, microe pipette 1 - 5 µl, not autoclavable | 980 | 345.71
6263912 | Acura® capillar 846, microe pipette 5 - 25 µl, not autoclavable | 980 | 345.71
6263913 | Acura® capillar 846, microe pipette 10 - 50 µl, not autoclavable | 980 | 345.71
6263914 | Acura® capillar 846, microe pipette 60 - 100 µl, not autoclavable | 980 | 345.71
6263915 | Acura® capillar 846, microe pipette 100 - 200 µl, not autoclavable | 980 | 345.71
6264000 | Dual Syringe Pump Legato® 210P for up to 2 syringes 0,5µl to 140ml, color display | 1055 | 5953.44
6264057 | pH/Cond 3320 Conductivity meter 2 channels, with data logger and USB cut surface | 348 | 1595.19
6264087 | Zoom Stereo Microscope SMZ-171-BLED Greenough type, binocular head 45° inclined | 1103 | 1344.58
6264147 | Melting point capillaries,both ends open 120 mm,1.0 mm,pack of 250 | 446 | 29.8
6264198 | Digital Anemometer | 420 | 38.95
6264212 | Saucrose (Brix) standard stabilised - 0% @20°C, 15 ml | 1134 | 126.11
6264279 | Gel blotting paper GB 003 70x100 mm, pack of 100 | 1322 | 29.24
6264316 | 5 Litre Thermal H250S temperating liquid +20...+250 °C | 828 | 589.63
6264322 | Nunclon Sphera microplates 96-well 300 µl | 1339 | 34.38
6264323 | Nunclon Sphera microplates 96-well 400 µl | 1339 | 35.09
6264452 | Melting point measuring unit M 5000 full automatic, LCD display, IP20 | 445 | 3380.25
6264543 | KIMTECH® Pure*G3 gloves size XS Nitrile, white, 30 cm pack of 10x100 | 1514 | 505.65
6264629 | Culture bottles with aluminium screw cap, 50x27mm, pack of 100 | 28 | 310.1
6264682 | Viscosity cup Type TAR, stainless steel, with fixed nozzle, orifice 4 mm | 432 | 346.04
6264683 | Shaking water bath OLS 26 digital, 26 L, 0...+99°C, incl. clear lid | 836 | 5098.59
6264684 | Shaking water bath LSB12 linear, 230 V, +5 up to 99°C digital, 12 L, with clear lid | 836 | 3711.61
6264685 | Shaking water bath LSB18 linear, 230 V, +5 up to 99°C digital, 18 L, incl. clear lid | 836 | 4250.99
6264686 | Universal tray TU26 with springs, adjustable, removable, for OLS26 | 837 | 908.5
6264689 | Test tube tray for OLS26 holds 5 x SR racks or can be used as plain tray | 837 | 420.68
6264690 | Test tube tray for LSB12 holds 3 x SR racks or can be used as plain tray | 837 | 396.82
6264691 | Test tube tray for LSB18 holds 5 x SR racks or can be used as plain tray | 837 | 421.94
6264695 | Flask tray for OLS26 compatible with SC flask clamps, SR racks and SH plate holder | 837 | 426.96
6264696 | Flask tray for LSB12 compatible with SC flask clamps, SR racks and SH plate holder | 837 | 396.82
6264697 | Flask tray for LSB18 compatible with SC flask clamps, SR racks and SH plate holder | 837 | 430.73
6264698 | Base tray, stainless steel perforated for LSB12 | 837 | 179.58
6264699 | Base tray, stainless steel perforated for OLS26/LSB18 | 837 | 178.21
6264727 | Frame for HEPA-Filter model H 200, H 201 | 283 | 311.35
6264744 | Centrifuge Universal 36 special rotor, w/o heating, 230 V, 50/60 Hz | 1277 | 7788.08
6264745 | Centrifuge Universal w.heating, 36-place rotor, 230 V, 50/60 Hz | 1277 | 9972.91
6264746 | Cream butyrometer R Koehler measuring method, 5 ml, 0-60%:1,0 F | 1275 | 35.31
6264751 | Cork stopper dia. 15/18x27mm for Mojonnier tube | 1276 | 9.56
6264795 | Finnpipette F3, 1-channel variable volume 1 - 10 ml | 968 | 392.17
6264797 | KIMTECH® Pure*G3 gloves size 6 STERLING* Nitrile, grey, hand specific, 30 cm pack of 10x30 | 1515 | 574.36
6264798 | KIMTECH® Pure*G3 gloves size 6,5 STERLING* Nitrile, grey, hand specific, 30 cm pack of 10x30 | 1515 | 574.36
6264799 | KIMTECH® Pure*G3 gloves size 7 STERLING* Nitrile, grey, hand specific, 30 cm pack of 10x30 | 1515 | 574.36
6264810 | Spring clamps SC-25 for 25ml flask | 837 | 102.12
6264811 | Spring clamps SC-50 for 50ml flask | 837 | 85.6
6264812 | Spring clamps SC-100 for 100ml flask | 837 | 115.64
6264813 | Spring clamps SC-250 for 250ml flask | 837 | 118.64
6264814 | Spring clamps SC-500 for 500ml flask | 837 | 118.64
6264815 | Spring clamps SC-1000 for 1000ml flask | 837 | 121.67
6264824 | multiSUB choice, 150x70 mm UV tray, 2 combs with each 20 samples, loading guides, and dams | 1306 | 556.45
6264889 | Sucrose (Brix) Standard - 20% 1.363842, 15ml | 1134 | 126.11
6264929 | AQUARIUS* Dispenser for Roll control | 1178 | 44.64
6264971 | Nitrile gloves Red Pearl size XS powder free, non sterile, pack of 100 | 223 | 12.39
6265001 | LLG-Staining plate, porcelain, 263/6 17x91x115mm, 12 cavities | 1121 | 22.3
6265025 | LaboPlast Sample bucket 25 ml length 141 mm, without lid, PS, white, single-use, pack of 10 | 551 | 30.87
6265026 | LaboPlast Sample bucket 25 ml length 142 mm, with lid, PS, white, single-use, pack of 10 | 551 | 40.43
6265027 | LaboPlast Sample bucket 50 ml length 160 mm, without lid, PS, white, single-use, pack of 10 | 551 | 31.95
6265028 | LaboPlast Sample bucket 50 ml length 161 mm, with lid, PS, white, single-use, pack of 10 | 551 | 41.76
6265029 | LaboPlast Sample bucket 100 ml length 205 mm, without lid, PS, white, single-use, pack of 10 | 551 | 27.73
6265030 | LaboPlast Sample bucket 100 ml length 206 mm, with lid, PS, white, single-use, pack of 10 | 551 | 42.89
6265031 | LaboPlast Sample bucket 150 ml length 216 mm, without lid, PS, white, single-use, pack of 10 | 551 | 28.29
6265032 | LaboPlast Sample bucket 150 ml length 218 mm, with lid, PS, white, single-use, pack of 10 | 551 | 43.73
6265033 | LaboPlast sample spoon 127 mm PS, white, single-use, 2.5 ml, pack of 100 | 120 | 56.08
6265034 | LaboPlast sample spoon 170 mm PS, white, single-use, 10 ml, pack of 100 | 120 | 59.65
6265035 | LaboPlast spatula, 263 mm long insertion depth 150 mm, single-use, PS, white, w./o. sheath, pack of 10 | 546 | 24.84
6265036 | LaboPlast spatula, 268 mm long insertion depth 150 mm, single-use, PS, white, with sheath, pack of 10 | 546 | 36
6265037 | SteriPlast Sample bucket 25 ml length 141 mm, without lid, PS, white, sterile, pack of 10 | 551 | 28.63
6265038 | SteriPlast Sample bucket 25 ml length 142 mm, with lid, PS, white, sterile, pack of 10 | 551 | 43.51
6265039 | SteriPlast Sample bucket 50 ml length 160 mm, without lid, PS, white, sterile, pack of 10 | 551 | 27.17
6265040 | SteriPlast Sample bucket 50 ml length 161 mm, with lid, PS, white, sterile, pack of 10 | 551 | 44.7
6265041 | SteriPlast Sample bucket 100 ml length 205 mm, without lid, PS, white, sterile, pack of 10 | 551 | 30.73
6265042 | SteriPlast Sample bucket 100 ml length 206 mm, with lid, PS, white, sterile, pack of 10 | 551 | 46.1
6265043 | SteriPlast Sample bucket 150 ml length 216 mm, without lid, PS, white, sterile, pack of 10 | 551 | 31.38
6265044 | SteriPlast Sample bucket 150 ml length 218 mm, with lid, PS, white, sterile, pack of 10 | 551 | 47.17
6265045 | SteriPlast sample spoon 127 mm PS, white, sterile, 2.5 ml, pack of 100 | 120 | 59.52
6265046 | SteriPlast sample spoon 170 mm PS, white, sterile, 10 ml, pack of 100 | 120 | 63.51
6265047 | SteriPlast spatula, 263 mm long insertion depth 150 mm, sterile, PS, white, w./o. sheath, pack of 10 | 546 | 27.86
6265048 | SteriPlast spatula, 268 mm long insertion depth 150 mm, sterile, PS, white, with sheath, pack of 10 | 546 | 35.09
6265049 | SteriPlast Bio Sample bucket 25 ml length 141 mm, without lid, PE, sterile, pack of 10 | 551 | 33.81
6265050 | SteriPlast Bio Sample bucket 50 ml length 160 mm, without lid, PE, sterile, pack of 10 | 551 | 34.81
6265051 | SteriPlast Bio Sample bucket 100 ml length 205 mm, without lid, PE, sterile, pack of 10 | 551 | 35.94
6265052 | SteriPlast Bio Sample bucket 150 ml length 216 mm, without lid, PE, sterile, pack of 10 | 551 | 36.78
6265053 | SteriPlast Bio sample spoon 127 mm PE, sterile, 2.5 ml, pack of 100 | 121 | 72.84
6265054 | SteriPlast Bio sample spoon 170 mm PE, sterile, 10 ml, pack of 100 | 121 | 77.89
6265055 | LaboPlast Bio Sample bucket 25 ml length 141 mm, without lid, PE, single-use, pack of 10 | 551 | 30.44
6265056 | LaboPlast Bio Sample bucket 50 ml length 160 mm, without lid, PE, single-use, pack of 10 | 551 | 31.38
6265057 | LaboPlast Bio Sample bucket 100 ml length 205 mm, without lid, PE, single-use, pack of 10 | 551 | 32.35
6265058 | LaboPlast Bio Sample bucket 150 ml length 216 mm, without lid, PE, single-use, pack of 10 | 551 | 33.26
6265059 | LaboPlast Bio sample spoon 127 mm PE, green, single-use, 2.5 ml, pack of 100 | 121 | 70.03
6265060 | LaboPlast Bio sample spoon 170 mm PE, single-use, 10 ml, pack of 100 | 121 | 74.61
6265061 | SteriPlast Bio spatula insertion depth 150 mm, sterile, PE, w./o. sheath, pack of 10 | 547 | 30.44
6265062 | LaboPlast Bio spatula insertion depth 150 mm, single-use, PE, w./o. sheath, pack of 10 | 547 | 29.38
6265142 | Index Standard Solution 1.40978, 15 ml | 1134 | 216.31
6265153 | Integrated thermic printer continuous sheet | 1202 | 630.7
6265178 | Shaking incubator 211DS with one half and two full shelves, without platform, 230 V | 879 | 5042.34
6265179 | Flask clamp platform predrilled for 211DS | 879 | 372.88
6265180 | Spring loaded platform for flasks, bottles or tube racks | 879 | 345.62
6265181 | Flat platfrom with non-slip rubber mat | 879 | 257.66
6265183 | Clamp for 125 ml Erlenmeyer Flask | 879 | 58.39
6265184 | Clamp for 1 ltr. Erlenmeyer Flask | 879 | 57.22
6265200 | KIMTECH® Pure*G3 gloves size 8 STERLING* Nitrile, grey, hand specific, 30 cm pack of 10x30 | 1515 | 574.36
6265201 | KIMTECH® Pure*G3 gloves size 8,5 STERLING* Nitrile, grey, hand specific, 30 cm pack of 10x30 | 1515 | 574.36
6265202 | KIMTECH® Pure*G3 gloves size 9 STERLING* Nitrile, grey, hand specific, 30 cm pack of 10x30 | 1515 | 574.36
6265203 | KIMTECH® Pure*G3 gloves size 10 STERLING* Nitrile, grey, hand specific, 30 cm pack of 10x30 | 1515 | 574.36
6265204 | KIMTECH® Pure*G3 gloves size 7 Nitrile, hand specific, 30 cm pack of 10x20 | 1516 | 595.42
6265205 | KIMTECH® Pure*G3 gloves size 10 Nitrile, hand specific, 30 cm pack of 10x20 | 1516 | 595.42
6265211 | Muffle furnace L 24/12/B410 with conroller 230 Volt | 905 | 8652.61
6265212 | macroVis cuvette PMMA, max. 4500 µl, pack of 10x100 | 1157 | 202.7
6265213 | semiVis cuvette PMMA, max. 3000 µl, pack of 10x100 | 1157 | 197.72
6265214 | Eppendorf Tubes® 5,0ml ambra, light protected, pack of 2x100 | 692 | 95.56
6265247 | Seven2Go Conductivity meter S3 base unit | 331 | 697.07
6265248 | Seven2Go conductivity-S3-Standard-Kit base unit, with InLab 738-ISM, calibration bottles conductivity standards 1413 µS/cm, 12,88 mS/cm | 331 | 1027.27
6265249 | Seven2Go Conductivity-S3-Field-Kit base unit, with InLab 738-ISM,calibration bottles, conductivity standards 1413 µS/cm, 12,88 mS/cm, | 331 | 1053.34
6265250 | Seven2Go Conductivity-S3-Bioethanol-Kit base unit, with InLab 725, calibration bottles, conductivity standards 1413 µS/cm, 12,88 mS/cm, | 331 | 1124.94
6265258 | Seven2Go pH/Ion-meter S8 base unit | 308 | 1042.99
6265259 | Seven2Go pH/Ion-S8-Standard-Kit base unit, with InLab Expert Pro-ISM-IP67, calibration bottles, buffer solutions for | 308 | 1232.31
6265260 | Seven2Go pH/Ion-S8-Field-Kit base unit, with InLab Expert Pro-ISM-IP67, calibration bottles, buffer solutions for | 308 | 1186.3
6265261 | Seven2Go pH/Ion-S8-Biotech-Kit base unit, with InLab Routine Pro-ISM(incl.cable), calibration bottles, buffer solution for | 308 | 1390.82
6265262 | Seven2Go pH/Ion-S8-Fluoride-Kit base unit, with perfectION, calibration bottles, buffer solution for pH 4,01, 7,00, 9,21, | 308 | 1712.96
6265278 | Gel documentation system omniDoc with 620nm EtBr filter, 312nm UV transilluminator, USB connection, | 1312 | 7338.35
6265311 | Nanocarb secondary filter G ammonia CFG 7, 655x546x40mm | 286 | 911.33
6265408 | LLG-Sample dishes, aluminium ca. 100x7 mm, pack of 80 | 383 | 23.31
6265414 | Seven2Go pH/mV-S2-Meter basic unit | 305 | 655.15
6265415 | Seven2Go pH/mV-S2-Standard-Kit basic unit, with InLab Expert Pro-ISM-IP67, buffer bags for pH 4.01, 7.00, 9.21, 10.00 | 305 | 817.62
6265416 | Seven2Go pH/mV-S2-Feld-Kit | 305 | 885.76
6265417 | Seven2Go pH/mV-S2-Food-Kit | 305 | 943.41
6265418 | Seven2Go pH/mV-S2-Light-Kit | 305 | 707.56
6265442 | Gas cylinder cabinet type G90, RAL 7035 2050x600x615 (HxWxD), incl. 5 shelves, 1 mounting grid ***special product*** | 293 | 4290.67
6265466 | Liner TQ (CE) 5 mm ID Split Focus, pack of 5 | 1491 | 361.47
6265467 | Liner TQ (CE) 5 mm ID Splitless Focus, pack of 5 | 1491 | 374.09
6265468 | Liner TQ (CE) 5 mm ID Splitless with single taper, pack of 5 | 1491 | 363.31
6265469 | Liner TQ (CE) 3 mm ID Split, straight-through, pack of 5 | 1491 | 220.29
6265470 | Liner TQ (CE) 5 mm ID Split, straight- through, pack of 5 | 1491 | 260.58
6265473 | Liner SH17A 3.4mm ID pack of 5 | 1491 | 193.23
6265474 | Liner SH17A/2010 Single Taper pack of 5 | 1491 | 447.04
6265475 | Liner SH2010 3.4mm ID GN pack of 5 | 1491 | 240.22
6265520 | Cell culture flasks T25, 25cm² Nunclon Sphera sterile, pyrogen free, pack of 18 | 1334 | 407.24
6265521 | Cell culture flasks T75, 75cm² Nunclon Sphera sterile, pyrogen free, pack of 24 | 1334 | 949.35
6265588 | Stainless steel cutter A 10.1 | 576 | 97.5
6265589 | Hard metal cutter A 10.3 | 576 | 430.99
6265590 | Star-shaped cutter A 10.2 | 576 | 246.46
6265591 | Grinding chamber A 10.4 | 576 | 188.95
6265595 | Spiral stirrer R 3003 Ø 50mm, length 350mm | 494 | 528.31
6265596 | Spiral stirrer R 3003.1 Ø 100mm, length 550mm | 494 | 730.09
6265597 | Spiral stirrer R 3003.2 Ø 150mm, wave Ø 10mm, length 800mm | 494 | 934.32
6265598 | Blade stirrer R 3004 Ø 30mm, length 359mm | 494 | 458.8
6265599 | Blade stirrer R 3004.1 Ø 50mm, length 565mm | 494 | 612.69
6265638 | LLG-Spatula, L-shaped ABS, blue, sterils, pack of 50x10 | 1367 | 54.63
6265639 | LLG-Spatula, L-shaped ABS, blue, sterile, single packed, pack of 500 | 1367 | 80.09
6265640 | LLG-Spatula, T-shaped ABS, blue, sterile, pack of 50x10 | 1367 | 54.63
6265641 | LLG-Spatula, T-shaped ABS, blue, sterile, single packed, pack of 500 | 1367 | 80.09
6265646 | LLG-Sample containers, 7ml, PS with PP-screw cap and plain label, pack of 700 | 42 | 128.46
6265647 | LLG-Sample container, 30ml, PS with PP-screw cap, with plain label, pack of 50 | 42 | 21.06
6265648 | LLG-Sample container 60ml, PS with PE-screw cap, with plain label, pack of 60 | 42 | 31
6265649 | LLG-Sample container 20ml, PP with HDPE-screw cap and plain label, pack of 1000 | 42 | 196.25
6265650 | LLG-Sample container 40ml, PP with HDPE-screw cap and plain label, pack of 500 | 42 | 141.64
6265651 | LLG-Sample container 60ml, PP with HDPE-screw cap and plain label, pack of 500 | 42 | 157.57
6265652 | LLG-Sample containers 80ml, PP with HDPE-screw cap and plain label, pack of 300 | 42 | 105.53
6265653 | LLG-Sample containers 120ml, PP with HDPE-screw cap and plain label, pack of 300 | 42 | 125.68
6265654 | LLG-Sample containers 250ml, PP with HDPE-screw cap and plain label, pack of 154 | 42 | 153.6
6265655 | LLG-Sample containers 450ml, PP with HDPE-screw cap and plain label, pack of 132 | 42 | 155.41
6265656 | LLG-Sample containers 900ml, PP with HDPE-screw cap and plain label, pack of 64 | 42 | 132.76
6265657 | LLG-Test and centrifuge tubes 5ml 75x12mm, PS, rimed, round bottom, graduated, with plain label, pack of 500 | 694 | 35.32
6265658 | LLG-Test and centrifuge tubes 5ml 75x12mm, PP, rimed, round bottom, graduated, with plain label, pack of 500 | 694 | 38.85
6265659 | LLG-Test and centrifuge tubes 14ml 100x17mm, PS, rimed, round bottom, graduated, with plain label, pack of 250 | 694 | 37.41
6265660 | LLG-Test and centrifuge tubes 14ml 100x17mm, PP, rimed, round bottom, graduated, with plain label, pack of 250 | 694 | 34.76
6265665 | LLG-Dual-position-caps Ø 12mm, PE, for test and centrifuge tubes, pack of 1000 | 694 | 35.66
6265666 | LLG-Dual-position-caps Ø 17mm, PE, for test and centrifuge tubes, pack of 1000 | 694 | 50.85
6265667 | LLG-Transport tubes, 5ml PP, with screw cap, 60x16mm, conical bottom, free standing, pack of 100 | 562 | 17.84
6265668 | LLG-Transport tubes 10ml PP, with screw cap, 80x16mm, conical bottom, free standing, pack of 100 | 562 | 17.84
6265700 | Blade stirrer R 3004.2 Ø 70mm, length 819mm | 494 | 782.69
6265701 | Tube DT-20 eco 20 ml, with rotor-stator element pack of 25 | 604 | 294.67
6265732 | Vibration spatula 220mm PTFE coated, slimmer dosing spatula | 119 | 50.2
6265733 | Universal Container 30 ml, PS, plain label, pack of 400 | 43 | 124.36
6265747 | Finnpipette F3, 1 channel variable volume 10 - 100 µl | 968 | 361.83
6265752 | Protein Kit RNA-12 PS | 174 | 27.34
6265753 | Protein Kit RNA-24 PS | 174 | 37.62
6265769 | Vol.flask 10 ml, NS 10/19 BLAUBRAND, cl.A, USP, conf.batch cert., glass stopper, borosilicate 3.3 | 921 | 23.69
6265775 | Vol.flask 2000 ml, NS 29/32 BLAUBRAND, cl.A, USP, conf.batch cert., glass stopper, borosilicate 3.3 | 921 | 76.07
6265798 | LLG-Grid divider 6x6 H=30mm, from cardboard for Cryobox 133 x 133 mm | 758 | 1.7
6265799 | LLG-Grid divider 9x9 H=22mm, from cardboard for Cryobox 133 x 133 mm | 758 | 1.65
6265800 | LLG-Grid divider 10x10 H=22mm, from cardboard for Cryobox 133 x 133 mm | 758 | 1.81
6265803 | Vol.flask 5 ml, NS 10/19 BLAUBRAND, cl.A, USP, conf.batch cert., glass stopper, borosilicate 3.3 | 921 | 23.32
6265834 | Laboratory Refrigerator/Freezer combination 159/109 ltr., incl.3 shelves, 2 half baskets/ 1 shelf, 2 baskets, 457x450x725mm / | 782 | 3561.03
6265875 | Sucrose (Brix) Standard - 60% 1.441928, 15ml | 1134 | 126.11
6265876 | Sucrose (Brix) Standard - 5% 1.340264, 15ml | 1134 | 126.11
6265877 | Index Standard Solution 1.34325, 15ml, stabilised sucrose | 1134 | 216.31
6265878 | Index Standard Solution 1.37233, 15ml, stabilised sucrose | 1134 | 224.93
6265879 | Index Standard Solution 1.39032, 15ml, stabilised sucrose | 1134 | 170.76
6265880 | Index Standard Solution 1.44193, 15ml, stabilised sucrose | 1134 | 216.31
6265881 | LLG-Short serological pipettes type 1 5ml, PS, paper/plastic peel, individually packed, blue code, sterile, pack of 200 | 938 | 75.21
6265882 | LLG-Short serological pipettes type 1 10ml, PS, paper/plastic peel, individually packed, organe code, sterile, pack of 150 | 938 | 75.21
6265883 | LLG-Short serological pipettes type 1 25ml, PS, paper/plastic peel, individually packed, red code, sterile, pack of 100 | 938 | 65.82
6265902 | Analysing mill A 10 basic S 002 with UK plug | 576 | 2839.6
6265903 | Analysing mill A 10 basic S 003 with CH plug | 576 | 2839.6
6265907 | UV-Lamp, 12 W, 425 mA | 1290 | 232.05
6265921 | Test tubes 100x16mm, wall 0,6-0,7 mm Boro 5.1, even rim, round bottom, pack of 250 | 25 | 45.63
6265977 | Membrane filter 50 mm, 0,45 µm Cellulose, sterile, pack of 100 | 724 | 278.96
6266073 | CertoClav exhaust filter, type F compl. with vessel | 1200 | 871.59
6266183 | Durham tubes 35x6mm without rim, soda lime glass pack of 250 | 1375 | 38.42
6266184 | Durham tubes 50x6mm without rim, soda lime glass pack of 350 | 1375 | 53.67
6266189 | CHROMAFIL Xtra disposable filter H-PTFE-20/25 Hydrophilic polytetrafluoroethylene 0.20 µm, 25 mm colourless PP-case, labelled, pack of 100 | 738 | 111.43
6266190 | CHROMAFIL Xtra disposable filter H-PTFE-45/25 PTFE hydrophilic, 0.45 µm, 25 mm, colourless PP-case, labelled, pack of 400 | 738 | 371.94
6266191 | CHROMAFIL Xtra disposable filter H-PTFE-20/13 Hydrophilic polytetrafluoroethylene 0.20 µm, 13 mm colourless PP-case, labelled, pack of 100 | 738 | 111.43
6266192 | CHROMAFIL Xtra disposable filter H-PTFE-45/13 Hydrophilic polytetrafluoroethylene 0.45 µm, 13 mm colourless PP-case, labelled, pack of 100 | 738 | 111.43
6266223 | Glove Box Vitrum with Transfer Chamber glass/al | 281 | 10676.86
6266240 | Molecular model advanced level chemistry Set 64 atoms, 38 links | 174 | 35.63
6266302 | Whirl-Pak® sample bags 150x380 mm w/o writing field, PE, sterile, capacity 1240 ml, pack of 500 | 560 | 228.64
6266303 | Whirl-Pak® sample bags 150x230 mm with writing field, PE, sterile, capacity 710 ml, stand up, pack of 500 | 560 | 234.6
6266304 | Whirl-Pak® sample bags 254x380 mm with writing field, sterile, volume 2720 ml, pack of 250 | 560 | 234.74
6266305 | Whirl-Pak® sample bags 254x508 mm with writing field, sterile, volume 3640 ml, pack of 250 | 560 | 280.78
6266314 | Universal cabinet UF1060 +20...+300°C, 1060 ltr. laboured air circulation | 854 | 16748.9
6266337 | Stainless steel grid for model size 1040x850 (for good air circulation) | 867 | 847.5
6266423 | Finnpipette F3, 1-channel variable volume 0.5 - 5 ml | 968 | 388.92
6266437 | Upper basket/Module A 100 for max. 2 injector module or inserts 141x528x525 mm | 1196 | 849.99
6266438 | Upper basket/mount A 101 front wall open, for inserts, height adjustable, 206x528x527mm | 1196 | 609.46
6266439 | Upper basket/mount A 102 front wall open, for inserts, height adjustable, 206x528x527mm | 1196 | 610.81
6266440 | Upper basket/mount A 103 front wall open, for inserts, height adjustable, 133x528x528mm | 1196 | 602.7
6266441 | Lower basket/Module A 150 for max. 2 injector module or inserts 154x529x546mm | 1196 | 740.55
6266442 | Lower basket/Module A 151 for DIN-sieve dish or inserts 88x529x522mm | 1196 | 456.68
6266443 | Cleaning nozzle A 802 for injector module 187x30x15mm | 1196 | 76.83
6266444 | Carriage A 202 for sieve dish Luer-Lock connection, integrated washing arm | 1196 | 1231.38
6266448 | Carriage A 200 for 38 pipettes in 3 lines 397x529x546mm | 1196 | 3040.2
6266515 | Dosys classis 173, 0.1 - 0.5 ml self-filling syringe valve integrated | 1008 | 154.72
6266530 | Cell holder for 4 cuvettes 50mm and 100mm, for LLG-uniSPEC 2 and 4 Spectrometer | 1138 | 137.58
6266568 | LLG-folded tissues, high white extra suction strong, 3 layers, ca.22x42 cm, box of 100 tissues, pack of 20 | 1178 | 113.65
6266573 | VHCpro 8-channel tip adapter with ejector | 1353 | 505.1
6266574 | BVC-Shuttle, mobile underframe for BVC | 1353 | 186.31
6266590 | "Industry" sampler,aluminium telescopic rods length 70-180 cm | 555 | 64.63
6266611 | LLG-Swimming balls, PP, Ø20mm for 100qmm surface, temp. resistant up to +100°C, pack of 250 | 831 | 43.43
6266640 | LLG-Overall tritex® pro size 2 (M) SMS material 3 layer, white, pack of 5 | 249 | 34.4
6266641 | LLG-Overall tritex® pro size 3 (L) SMS-material 3-layer, white pack of 5 | 249 | 34.4
6266642 | LLG-Overall tritex® pro size 4 (XL) SMS-Material 3-layer, white, pack of 5 | 249 | 34.4
6266643 | LLG-Overall tritex® pro size 5 (XXL) SMS-Material 3-layer, white pack of 5 | 249 | 34.4
6266668 | Universal tissue blue/white 38x38cm, Pack á 10 tissues | 1175 | 9.27
6266669 | Universal tissue red/white 38x38cm, Pack á 10 tissues | 1175 | 9.27
6266670 | Universal tissue green/white 38x38cm, Pack á 10 tissues | 1175 | 9.27
6266671 | Universal tissue yellow/white 38x38cm, Pack á 10 tissues | 1175 | 9.27
6266672 | Sponge with handle, green/yellow 15x9x4cm, pack of 10 | 1175 | 7.55
6266673 | Sponge with handle, green/yellow 9.5x7x4.5cm, pack of 10 | 1175 | 3.11
6266674 | Multitex® tissue Ultra z 70 white, ca. 35x30cm, disposable tissue box of 76 tissues, pack of 12 | 1176 | 93.29
6266675 | Multitex® roll Ultra z 70 white, disposable tissues 500 tears á 41/38cm | 1176 | 71
6266676 | Unitex® tissue, turquoise ca. 38x30cm, disposable tissue box 50 tissues, pack of 4 | 1175 | 28.79
6266677 | Unitex® roll, turquoise disposable tissues 500 tears á 39/32,5cm | 1175 | 63.51
6266678 | Washing up liquid HS citro, 1 Ltr. | 1175 | 4.84
6266679 | Pipet Box 150-200mm aluminium | 945 | 61.44
6266680 | Pipet Box 235-305mm aluminium | 945 | 54.24
6266681 | Pipet Box 315-385mm aluminium | 945 | 58.87
6266682 | Pipet Box 315-485mm aluminium | 945 | 64.22
6266691 | Test tubes 160x16mm, wall 1.1-1.2 mm Boro 3.3, smooth edge, round bottom pack of 100 # A616016001211100SP4 | 26 | 46.97
6266733 | Reaction tubes, disposable, 0.5 ml, PP, PLASTIBRAND, transparent, safety closure, pack of 500 | 1407 | 34.96
6266734 | Reaction tubes, disposable, 2 ml, PP, PLASTIBRAND, transparent, safety closure, pack of 500 | 1407 | 36.67
6266735 | Screw cap, transparent, w. Safety lock, non-sterile, silicone sealing, pack of 1000 | 1408 | 388.44
6266736 | Screw cap, blue, w. Safety lock, non-sterile, silicone sealing, pack of 1000 | 1408 | 388.44
6266737 | Screw cap, green, w. Safety lock, non-sterile, silicone sealing, pack of 1000 | 1408 | 388.44
6266738 | Screw cap, purple, w. Safety lock, non-sterile, silicone sealing, pack of 1000 | 1408 | 388.44
6266739 | Screw cap, red, w. Safety lock, non-sterile, silicone sealing, pack of 1000 | 1408 | 388.44
6266740 | Screw cap, yellow, w. Safety lock, non-sterile, silicone sealing, pack of 1000 | 1408 | 388.44
6266794 | 3-in-1-Compact-flow-through cuvette 176.760-QS, 550µl, center height 8.5mm with 2 tube connections | 1156 | 1099.3
6266805 | Wide-mouth glass bottle 500ml, DURAN® double-walled, GLS 80, with screw cap and pouring ring PP blue | 72 | 550.91
6266806 | Wide-mouth glass bottle 1000ml, DURAN® double-walled, GLS 80, with screw cap and pouring ring PP blue | 72 | 668.46
6266808 | Balance brush size 6 / 12mm oval | 381 | 24.36
6266815 | Culture bottles 45x27mm with aluminium screw cap, pack of 100 | 28 | 323.65
6266816 | Culture bottles 75x27mm with aluminium screw cap, pack of 100 | 28 | 337.19
6266817 | Easyflame CP 250 adapter für 9.018 794 | 1382 | 154.92
6266818 | Schuett easyflame flame plus sterilizer mobile | 1382 | 489.18
6266825 | Balance brush set cons. of: size 2 / 6mm, size 4 / 9mm, size 6 / 12mm | 381 | 44.35
6266864 | LLG-Crimp Neck Vials N 8, 1.2ml O.D.: 8.2mm, outer height: 40 mm, brown, flat bottom, pack of 100 | 1435 | 31.54
6266865 | LLG-Alu-Vials closure N 8, silver 1.3 mm, with hole, silicone white/PTFE red slotted, 45° shore A ,pack of 100 | 1435 | 42.18
6266866 | LLG-Screw caps 8 mm, black PP, with hole, natural rubber red-orange/TFE with septum, transparent, 1,3 mm, pack of 100 | 1436 | 21.14
6266867 | LLG-Screw caps 8 mm, black PP, closed, thread 8-425, natural rubber red/orange TFE transp., 60° shore, pack of 100 | 1436 | 21.63
6266868 | LLG-TPX Short Thread vials, 32 x 11.6mm with integrated 0.2ml glass micro insert, 15mm tip, pack of 100 | 1437 | 68.15
6266871 | LLG-2in1 KIT: 1.5 ml Short thread vials brown + KGW-caps Ultra Clean, blue, ND9, pack of 100 | 1439 | 45.56
6266872 | LLG-Short thread screw cap 9 mm PP,transparent, w.hole, natural rubber red-orange, TEF transparent, 60 shore A, 1,0 mm, pack of 100 | 1438 | 21.34
6266873 | High precision tweezers 120 mm fine tip, strong, stainless steel anti-magnetic, anti acid | 134 | 28.74
6266874 | High precision tweezers 120 mm rounded tip, flat, stainless steel anti-magnetic, anti acid | 134 | 28.74
6266875 | High precision tweezers 110 mm type 3C.SA, very sharp fine tip, strong, stainless steel, anti-magnetic, anti acid | 134 | 29.13
6266876 | High precision tweezers 110 mm type 5.SA, extra fine tip, stainless steel anti-magnetic, anti acid | 134 | 34.04
6266877 | High precision tweezers 115 mm very fine curved 45° tip, stainless steel anti-magnetic, anti acid | 134 | 36.78
6266878 | Tweezer 130 mm anti-magnetic, anti acid, with strong replaceabte tip type carbon fibre | 134 | 33.78
6266879 | Tweezer 130 mm anti-magnetic, anti acid, with strong sharp strong replaceabte tip type carbon fibre | 134 | 33.78
6266880 | Tip set for replaceable tip tweezers const. of 2 tips, 3 screws for 6.266 878 | 134 | 11.9
6266881 | Tip set for replaceable tip tweezers const. of 2 tips, 3 screws for 6.266 879 | 134 | 11.9
6266883 | LLG-screw cap, blue 6 mm hole PP, 9 mm closure, natural rubber red-orange/TEF clear 60°shore A, 1,0 mm | 1438 | 15.6
6266890 | Nitrous fumes 0.2/a 0.2 - 6 ppm, 5 - 30 ppm pack of 10 | 1214 | 140.08
6266893 | Precision balance Adventurer® AX223/E 220 g / 1 mg, external calibration weighing plate dia. 130mm | 364 | 1720.13
6266904 | Replacement head 43x21x20mm punched in wood for Hinge glasses brush | 1182 | 28.63
6266905 | 2in1-Refractometer-Polarimeter RePo-1 Angle of Rotation -5...+5°,Int.sugar scale -130...+130°Z, Brix 0...85%, temperature +15...+40 | 1135 | 1287.35
6266906 | Digital benchtop refractometer RX-5000i 0.00 - 100.00% Brix, 1.32422 - 1.58000 nD measurement accuracy: nD ±0.00002, Brix ±0.01% | 1130 | 10272.02
6266909 | Protecting glasses 2890 AS/AF/UV, lenses: acetate+polycarbonate clear, gastight, scratch-resistant, with indirect venting | 202 | 27.31
6266910 | Humidity logger EBI 300 TH incl. humidistat TPH400 | 405 | 241.56
6266911 | Temperature logger EBI 300 TE incl. temperature sensor | 405 | 227.58
6266912 | Humidity logger EBI 310 TH incl. humidistat TPH 500 | 406 | 641.96
6266913 | Temperature logger EBI 310 TE incl. temperature sensor TPX220 | 406 | 609.1
6266914 | Standrad pH-tester PHX 800 pH 0...14, accuracy 0,1 pH 170x32x15mm | 300 | 160.23
6266923 | in1 KIT: 1.5ml Short Thread vial ND9 clear labeling field, +UltraBond KGW-cap blue, cons.of: 11 09 0519 + 09 04 1534, pack of 100 | 1439 | 137.25
6266980 | EasyLED Spotlight Plus illumination system incl. power supply 100-240 V 1 lighthead max. 130 lm | 1112 | 487.05
6266981 | EasyLED Double Spotlight Plus illumination system incl. power supply 100-240 V 2 lightheads max. 130 lm | 1112 | 681.35
6266984 | Dimroth Condensers with Cone, Cone NS 71/51 Extractor ml 1000ml, with olive | 642 | 259.97
6266985 | Spare keys, NS 29.2, PTFE bore 10 mm, for one-way plug valve | 655 | 91.26
6266986 | Glass stopcock, massive, NS 29.2 hole 10.0mm | 655 | 39.76
6266990 | Floor stand with waste bag holder for rolls up to 42cm width | 1178 | 108.94
6266991 | Wall holder with waste bag holder for rolls up to 42cm width | 1178 | 91.28
6267111 | LLG-Screw caps N 10, black, PP hole, thread 10-425; Natural rubber red-orange/TEF transparency, 60°shore A, 1,3mm,pack of 100 | 1439 | 26.03
6267112 | LLG-Screw caps N 10, PP, black closed Thread 10-425;Natural rubber red-orange/TEF transparency, 60°shore A, 1,3mm,pack of 100 | 1439 | 29.19
6267115 | LLG-PP-Microbottles 0,3 ml 32x11,6mm, with snap ring pack of 100 | 1441 | 20.52
6267116 | LLG-Snap ring caps 11 mm PE,transparent,with hole,natural rubber red-orange TFE transparent, pack of 100 | 1442 | 22.66
6267117 | LLG-Threaded bottle 4 ml, clear 45 x 14,7 mm, writing field and filling mark pack of 100 | 1443 | 23.74
6267121 | LLG-Screw-caps 18mm, PP black, with hole, Butyl red/PTFE grey, 55° shore A, 1,6mm, pack of 100 | 1444 | 36.43
6267122 | LLG-Seal UltraClean 18 mm magnetic, silver, closed silicone white/PTFE red, pack of 100 | 1446 | 68.39
6267124 | LLG-EPA threaded bottle 30 ml, clear 1st hydrolytic class, 72.5 x 27.5 mm, pack of 100 | 1450 | 47.4
6267125 | LLG-EPA threaded bottle 30 ml, amber 1st hydrolytic class, 72.5 x 27.5 mm, pack of 100 | 1450 | 85.71
6267126 | LLG-EPA threaded bottle 60 ml, clear 1st hydrolytic class, 140 x 27.5 mm, pack of 100 | 1450 | 85.93
6267127 | LLG-EPA thread bottle 60 ml, amber glass 1. hydrolytic class, 140 x 27.5 mm, pack of 100 | 1450 | 100.94
6267132 | Precision-ASTM-hydrometer type S500HL-14 -20...+65°C in 1°C, 600-650 in 0,5 kg/m³, 380 mm | 426 | 150.69
6267133 | Precision-ASTM-hydrometer type S501HL-14 -20...+65°C in 1°C, 650-700 in 0,5 kg/m³, 380 mm | 426 | 150.69
6267134 | Precision-ASTM-hydrometer type S502HL-14 -20...+65°C in 1°C, 700-750 in 0,5 kg/m³, 380 mm | 426 | 140.43
6267135 | Precision-ASTM-hydrometer type S503HL-14 -20...+65°C in 1°C, 750-800 in 0,5 kg/m³, 380 mm | 426 | 140.43
6267136 | Precision-ASTM-hydrometer type S504HL-14 -20...+65°C in 1°C, 800-850 in 0,5 kg/m³, 380 mm | 426 | 140.43
6267137 | Precision-ASTM-hydrometer type S505HL-14 -20...+65°C in 1°C, 850-900 in 0,5 kg/m³, 380 mm | 426 | 140.43
6267138 | Precision-ASTM-hydrometer type S506HL-14 -20...+65°C in 1°C, 900-950 in 0,5 kg/m³, 380 mm | 426 | 140.43
6267139 | Precision-ASTM-hydrometer type S507HL-14 -20...+65°C in 1°C, 900-1000 in 0,5 kg/m³, 380 mm | 426 | 140.43
6267140 | Precision-ASTM-hydrometer type S508HL-14 -20...+65°C in 1°C, 1000-1050 in 0,5 kg/m³, 380 mm | 426 | 150.69
6267141 | Precision-ASTM-hydrometer type S509HL-14 -20...+65°C in 1°C, 1050-1100 in 0,5 kg/m³, 380 mm | 426 | 150.69
6267142 | Precision-ASTM-thermometer Type S510HL-14 -20...+65°C in 1°C, 775-825 in 0,5 kg/m³, 380 mm | 426 | 140.43
6267155 | Weight F1, 10g, stainless steel ECO-Form | 380 | 27.31
6267164 | Plastic-electrode AT 200 pH 0...14, -5...+80°C, Ø 12 mm, shank length 120mm | 303 | 275.29
6267166 | Tissue Culture plates 6-well, PS 10,0cm², treated, sterile, pack of 100 | 1337 | 136.53
6267167 | Tissue Culture plates 12-well, PS 4 cm², treated, sterile, pack of 100 | 1337 | 142.05
6267168 | Tissue Culture plates 24-well, PS 2 cm², treated, sterile, pack of 100 | 1337 | 142.05
6267169 | Tissue Culture plates 48-well, PS 0,85cm², treated, sterile, pack of 100 | 1337 | 152.96
6267170 | Tissue Culture plates 96-well, PS 0,38cm², treated, sterile, pack of 100 | 1337 | 136.53
6267171 | Tissue Culture plates 96-well, PS 0,5 cm², treated, sterile, U-shaped, pack of 100 | 1337 | 169.37
6267180 | Filter units 250ml Pore 0,22µm, PES, sterile, pack of 12 | 1354 | 95.23
6267181 | Filter units 250ml Pore 0,45µm, PES, sterile, pack of 12 | 1354 | 95.23
6267182 | Filter units 500ml Pore 0,22µm, PES, sterile, pack of 12 | 1354 | 117.15
6267183 | Filter units 500ml Pore 0,45µm, PES, sterile, pack of 12 | 1354 | 117.15
6267184 | Filter units 1000ml Pore 0,22µm, PES, sterile, pack of 12 | 1354 | 172.52
6267185 | Filter units 1000ml Pore 0,45µm, PES, sterile, pack of 12 | 1354 | 172.52
6267187 | Membrane filters 47 mm, 0,2 µm white with black grid, sterile, on roll for dispenser, pack of 300 | 728 | 367.44
6267191 | Test tubes,soda glass,without rim,16 x 100 mm wall 0.6-0.7 mm, pack of 250 | 24 | 32.68
6267248 | KIMTECH® Pure*G3 Gloves size 6,5 Latex, sterile, handspecific, 30 cm, pack of 10x20 | 1519 | 454.46
6267249 | KIMTECH® Pure*G3 Gloves size 7 Latex, sterile, handspecific, 30 cm, pack of 10x20 | 1519 | 454.46
6267250 | KIMTECH® Pure*G3 Gloves size 7,5 Latex, sterile, handspecific, 30 cm, pack of 10x20 | 1519 | 454.46
6267251 | KIMTECH® Pure*G3 Gloves size 8 Latex, sterile, handspecific, 30 cm, pack of 10x20 | 1519 | 454.46
6267252 | KIMTECH® Pure*G3 Gloves size 9 Latex, sterile, handspecific, 30 cm, pack of 10x20 | 1519 | 454.46
6267253 | KIMTECH® Pure*G3 Gloves size 10 Latex, sterile, handspecific, 30 cm, pack of 10x20 | 1519 | 454.46
6267263 | Precision balance Adventurer® AX2202 2200 g / 0.01 g, internal calibration, weighing plate 175x195mm | 364 | 2150.16
6267267 | LLG-Disposable syringe 3-part, 2ml LUERSLIP, PP, non sterile, pack of 500 | 1460 | 29.13
6267268 | LLG-Disposable syringe 3-part, 5ml LUERSLIP, PP, non sterile, pack of 500 | 1460 | 32.16
6267269 | LLG-Disposable syringe 3-part, 10ml LUERSLIP, PP, non sterile, pack of 500 | 1460 | 49.67
6267270 | LLG-Disposable syringe 3-part, 20ml LUERSLIP, PP, non sterile, pack of 500 | 1460 | 82.21
6267275 | Safety fundament cabinet type 90, UB90.060.059.S with 1 drawer, RAL 7035 light grey, 590x570x600mm, incl. 1 perforated plate insert | 287 | 2086.75
6267277 | Lower shelf left chamber steel plate, powder coated RAL 7035 for line UB | 287 | 69.99
6267278 | Lower shelf, steel plate powder coated RAL 7035 for Line UB | 287 | 79.4
6267279 | Gas cylinder cabinet type G90, G90.205.140 RAL 7035 lightgrey, 1400x615x2050mm, incl. moutning rail, bottle holder, | 293 | 6401.78
6267293 | LLG-Cleaning brush 845mm 20x125 mm, for burettes and tubings, pack of 10 | 1183 | 47.06
6267294 | LLG-Cleaning brush L=460 mm 70x130 mm, for large size bottles, pack of 10 | 1183 | 39.91
6267295 | LLG-Cleaning brush L=460mm 50x110 mm, for medium size bottles pack of 10 | 1183 | 41.09
6267296 | LLG-Cleaning brush L=380 mm 40x110 mm, for small size bottles pack of 10 | 1183 | 37.3
6267297 | LLG-Cleaning brush L=295 mm 25x100 mm, for test tubes pack of 10 | 1183 | 29.63
6267298 | LLG-Cleaning brush L=235 mm 12x80 mm, for narrow test tubes pack of 10 | 1183 | 29.56
6267317 | Magnetic strring bar set 1 cons.of: 2x 20x6mm, 2x 25x6mm, 2x 30x6mm, 2x 40x8mm, 1x 50x8mm, 1x 60x9mm | 476 | 61.82
6267318 | Magnetic stirring bar Set 2 cons.of: 1x 15x6mm, 2x 20x6mm, 2x 25x6mm, 1x 30x6mm, 2x 40x8mm, 1x 50x8mm, 1x 60x9mm | 476 | 91.15
6267343 | Filter plate 60 mm, por.4 rim not fused and centred | 747 | 22.09
6267346 | LLG-Beaker 50ml, low form PTFE | 1223 | 26.62
6267347 | LLG-Beaker 100ml, low form PTFE | 1223 | 33.34
6267348 | LLG-Beaker 250ml, low form PTFE | 1223 | 67.53
6267353 | Cuvette rack, PP with attached lid, for 12 cuvettes with 10 mm light path | 1160 | 14.88
6267361 | Bottle basket, ABS for 6 bottles of 250/500ml | 50 | 20.11
6267376 | LLG-Evaporating dish 50ml dia. 60mm, height 30mm, stainless steel | 106 | 22.71
6267379 | LLG-Crystallising dish 70x35mm stainless steel | 105 | 15.81
6267380 | LLG-Crystallising dish 85x45mm stainless steel | 105 | 20.03
6267381 | LLG-Crystallising dish 110x55mm stainless steel | 105 | 19.69
6267385 | Double spatula 150 mm curved, stainless steel | 119 | 4.17
6267386 | Double spatula 180 mm curved, stainless steel | 119 | 5.1
6267387 | Double spatula 210 mm curved, stainless steel | 119 | 6.05
6267404 | LLG-Weighing brush wooden handle | 1183 | 19.03
6267406 | Magnifier with illumination 2X / 4X magnification | 1096 | 55.86
6267407 | Handheld magnifier with illumination 3X / 5X magnification | 1094 | 37.04
6267409 | Desk protector, cork, 200 x 200 x 10mm | 190 | 11.41
6267410 | Desk protector, cork 300 x 300 x 10mm | 190 | 18.77
6267411 | Tally counter, digital up to 9999 | 1392 | 13.59
6267412 | Rack for centrifuge tubes 15ml PP, 5x5 places | 37 | 9.73
6267413 | Rack for centrifuge tubes 50ml PP, 5x5 places | 37 | 9.56
6267420 | Stirring rod Chemware® 200mm dia. 6mm, PTFE Fluoropolymer | 1232 | 122.16
6267421 | Stirring rod Chemware® 250mm dia. 6mm, PTFE Fluoropolymer | 1232 | 172.36
6267422 | Stirring rod Chemware® 300mm dia. 6mm, PTFE Fluoropolymer | 1232 | 166.59
6267425 | Beaker Chemware® 30ml PTFE, dia.32.9mm, H 45.0mm | 1224 | 61.39
6267427 | Beaker Chemware® 100ml PTFE, dia. 48.3mm, H 65.5mm | 1224 | 112.29
6267428 | Beaker Chemware® 250ml PTFE, dia. 65.7mm, H 92.3mm | 1224 | 146.56
6267429 | Beaker Chemware® 400ml PTFE, dia. 76.0mm, H 107.0mm | 1224 | 97.56
6267430 | Beaker Chemware® 600ml PTFE, dia. 85.0mm, H 124.5mm | 1224 | 144.23
6267431 | Beaker Chemware® 1000ml PTFE, dia. 104.7mm, H 146.2mm | 1224 | 164.32
6267432 | Beaker Chemware® 50ml PFA, dia. 42,7mm, H 43,3mm, graduated | 1224 | 53.51
6267434 | Beaker Chemware® 250ml PFA, dia. 71,6mm, H 76,2mm, graduated | 1224 | 143.93
6267438 | Bottle Chemware® 100ml, narrow neck PFA, dia. 16,7mm, H 100,8mm, graduated | 1226 | 106.22
6267439 | Bottle Chemware® 250ml, narrow neck PFA, dia. 16,5mm, H 133,7mm, graduated | 1226 | 162.74
6267440 | Bottle Chemware® 500ml, narrow neck PFA, dia. 17,0mm, H 165,1mm, graduated | 1226 | 208.93
6267441 | Bottle Chemware® 1000ml, narrow neck PFA, dia. 25,3mm, H 202,4mm, graduated | 1226 | 330.17
6267443 | Bottle Chemware® 100ml, wide mouth PFA, dia. 25,7mm, H 106,5mm, graduated | 1228 | 143.1
6267444 | Bottle Chemware® 250ml, wide mouth PFA, dia. 25,7mm, H 136,8mm, graduated | 1228 | 201.3
6267445 | Bottle Chemware® 500ml, wide mouth PFA, dia. 33,9mm, H 173,8mm, graduated | 1228 | 299.15
6267446 | Bottle Chemware® 1000ml, wide mouth PFA, dia. 36,8mm, H 207,2mm, graduated | 1228 | 491.42
6267447 | Evaporating dish Chemware® 100ml PFA, height 29,5mm | 1222 | 61.87
6267448 | Evaporating dish Chemware® 100ml PTFE, height 37,3mm | 1222 | 169.88
6267449 | Evaporating dish Chemware® 400ml PTFE, height 45,2mm | 1222 | 100.65
6267450 | Vol.cylinder Chemware® 10ml PFA, graduated, with spout, broad base | 1229 | 499.07
6267452 | Vol.cylinder Chemware® 50ml PFA, graduated, with spout, broad base | 1229 | 541.16
6267453 | Vol.cylinder Chemware® 100ml PFA, graduated, with spout, broad base | 1229 | 633.27
6267454 | Vol.cylinder Chemware® 200ml PFA, graduated, with spout, broad base | 1229 | 762.71
6267468 | Jar Chemware® 60ml PFA, with screw-lid | 1230 | 95.44
6267469 | Jar Chemware® 120ml PFA, with screw-lid | 1230 | 150.02
6267470 | Jar Chemware® 240ml PFA, with screw-lid | 1230 | 185.33
6267471 | Jar Chemware® 360ml PFA, with screw-lid | 1230 | 234.7
6267475 | Dipper Chemware® PFA, dia. 76mm, L 180mm | 1233 | 86.96
6267479 | Tong Chemware® 240mm stainless steel, PTFE coated | 1233 | 36.08
6267481 | Wash-bottle Chemware® 250ml, wide mouth PFA, break-resistant | 1228 | 226.58
6267482 | Wash bottle Chemware® 500ml, wide mouth PFA, break resistant | 1228 | 343.02
6267483 | Wash bottle Chemware® 1000ml, wide mouth PFA, break resistant | 1228 | 555.18
6267484 | Gas sampling bag Chemware® FEP, Fitting: On/Off, 150 x 250 mm, 1,2 L | 542 | 64.81
6267485 | Gas sampling bag Chemware® FEP, Fitting: On/Off, 150 x 150 mm, 0,5 L | 542 | 54.98
6267486 | Gas sampling bag Chemware® FEP, Fitting: On/Off, 300 x 300 mm, 4,7 L | 542 | 80.74
6267487 | Gas sampling bag Chemware® FEP, Fitting: On/Off, 600 x 900 mm, 50 L | 542 | 210.55
6267488 | Gas sampling bag Chemware® FEP, Fitting: Septum, 150 x 150 mm, 0,5 L | 542 | 44.68
6267489 | Gas sampling bag Chemware® FEP, Fitting: Septum, 150 x 250 mm, 1,2 L | 542 | 53.15
6267492 | Gas sampling bags Chemware® PVF, Fitting: on/off, 150 x 150 mm, 0,3 L | 542 | 53.67
6267494 | Gas sampling bag Chemware® PVF, Fitting: on/off, 300 x 300 mm, 3,8ml | 542 | 71.05
6267506 | Tough-Spots®, PVC round, Ø 9.5mm pink, pack of 1000/roll | 169 | 48.82
6267517 | Tough-Spots®, PVC round, Ø 9.5mm coffee, pack of 1000/roll | 169 | 48.82
6267518 | Tough-Spots®, PVC round, Ø 9.5mm orange, pack of 1000/roll | 169 | 48.82
6267562 | Weight F1, 50g, stainless steel, ECO form | 380 | 46.32
6267578 | Automatic autoclaves AES-50 | 1201 | 7680.33
6267579 | Automatic autoclaves AHS-50-DRY | 1200 | 11701.64
6267608 | Test tubes Chemware® 15ml PFA, 14x16x110mm, w/o cap | 1221 | 66.36
6267609 | Test tube Chemware® 25ml PFA, 16x19x170mm, w/o cap | 1221 | 101.19
6267614 | Test tube Chemware® 15ml PFA, 14x16x162mm, with cap | 1221 | 139.06
6267615 | Test tube Chemware® 20ml PFA, 14x16x160mm, with cap | 1221 | 138.74
6267616 | Test tube Chemware® 25ml PFA, 16x19x185mm, with cap | 1221 | 155.06
6267617 | Test tube Chemware® 50ml PFA, 19x22x235mm, with cap | 1221 | 197.56
6267620 | Uhrenglas Chemware® dia. 75mm PTFE | 1222 | 40.49
6267621 | Watch glass Chemware® dia. 100mm PTFE | 1222 | 54.89
6267623 | Watch glass Chemware® dia. 150mm PTFE | 1222 | 93.05
6267641 | Ultra Clear RO EDI 10 Reverse osmosis system combination | 1289 | 8846.19
6267643 | Chemistry membrane pump ME 8C NT + 2AK one step, 120 V, 60 Hz, C/US, w/o mains cable ***export control*** | 1065 | 6461.97
6267647 | LLG-Replacement accu for pipetting help 9.281 041 | 939 | 54.48
6267682 | Turbidity sensor VisoTurb® 900-P | 1265 | 1973.15
6267701 | Syrige pump Legato® 200 220 V / 50 Hz, CE for one or two syringe 0,5µl-140ml | 1055 | 4323.06
6267702 | Syringe pump Legato® 210 220V / 50 Hz, CE, for two syringes 0,5µl-140ml, addition and extraction | 1055 | 5619.3
6267703 | Multirack for 6 syringes 30-60ml or 10 syringes 0,5µl-20ml | 1056 | 1048.51
6267704 | Multirack for 4 syringes 60-140ml | 1056 | 1048.51
6267705 | Multirack for 4 syringes 0.5µl-10ml | 1056 | 812.31
6267706 | Syring pump Legato® 100 220 V / 50 Hz, CE for one syringe 0,5µl-60ml | 1055 | 2635.09
6267707 | Syringe pump Legato® 101 220 V / 50 Hz, CE for two syringes 0,5µl-10ml | 1055 | 3265.34
6267708 | Single syringe pump Legato® 110 I/W 220 V / 50 Hz, CE, for one syringes 0,5µl-140ml, addition and extraction | 1055 | 3454.31
6267727 | Platform flat 3-level tower with non-slip mat 480x380x340mm, fits PSU-20i | 508 | 593.49
6267784 | Particle insertion filter P1R against solid, liquid particles pack of 2 | 212 | 5.54
6267785 | Particle insertion filter P2R against solid, liquid particles pack of 2 | 212 | 14.7
6267786 | Particle insertion filter P3R against solid, liquid particles pack of 2 | 212 | 18.67
6267806 | LLG-Test tubes 100 x 30 mm soda-glass, round bottom, without rim | 24 | 97.06
6267808 | Viewing window/Secchi, 250mm Ø in four areas splited, two are black | 1262 | 123.61
6267816 | Micro spoon spatula 210 mm flat and spoon end, 18/10 steel | 118 | 4.61
6267888 | Rotation evaporator Rotavapor R-300 with heating bath 301, glass assembly vertical ***export control*** | 660 | 7787.74
6267889 | Rotation evaporator Rotavapor R-300 with heating bath 301, glass assembly cold trap ***export control*** | 660 | 8265.26
6267891 | Rotation evaporator Rotavapor R-300 with heating bath 305, glass assembly vertical ***export control*** | 660 | 8166.94
6267892 | Rotation evaporator Rotavapor R-300 with heating bath 305, glass assembly cold trap ***export control*** | 660 | 8644.46
6267923 | 3-in-1-Compact-Flow-Through 176.760-QS, 550µl, with 2 screw connections, CH=15mm | 1156 | 1099.3
6267972 | LLG-Sample containers 250ml, PP with HDPE-screw cap and plain label, sterile and single packed, pack of 70 | 42 | 136.84
6267991 | Isolating box with lid 3,5 Ltr. O.D.: 225x225x195mm, I.D.: 165x165x130mm | 792 | 8.81
6267995 | IDS redox electrode SenTix® ORP-T 900 | 322 | 341.44
6268048 | Complete system BD600 BSB for 6 measruing points | 1258 | 3410.27
6268091 | LLG-Cell strainers 100µm Nylon, yellow, sterile, pack of 50 | 1343 | 109.7
6268092 | LLG-Cell strainers 70µm Nylon, white, sterile, pack of 50 | 1343 | 109.7
6268093 | LLG-Cell strainers 40µm Nylon, blue, sterile, pack of 50 | 1343 | 109.7
6268112 | Cross Beater Mill SK 300 up to 25mm, 2000-4000 min-1, 220-240V, 50/60 Hz, hardened steel | 572 | 14928.75
6268113 | Cross Beater Mill SK 300 up to 25mm, 2000-4000 min-1, 220-240V, 50/60 Hz, cast iron | 572 | 12436.04
6268114 | Cross Beater Mill SK 300 up to 25mm, 2000-4000 min-1, 220-240V, 50/60 Hz, stainless steel | 572 | 14928.75
6268116 | Bottom sieve for SK300 trapezoid holes 0,12 mm | 572 | 293.24
6268117 | Bottom sieve for SK300 trapezoid holes 0,20 mm | 572 | 293.24
6268118 | Bottom sieve for SK300 trapezoid holes 0,25 mm | 572 | 293.24
6268119 | Bottom sieve for SK300 trapezoid holes 0,50 mm | 572 | 293.24
6268120 | Bottom sieve for SK300 trapezoid holes 0,75 mm | 572 | 293.24
6268121 | Bottom sieve for SK300 trapezoid holes 1,00 mm | 572 | 293.24
6268122 | Bottom sieve for SK300 trapezoid holes 1,50 mm | 572 | 293.24
6268123 | Bottom sieve for SK300 trapezoid holes 2,00 mm | 572 | 293.24
6268124 | Bottom sieve for SK300 trapezoid holes 3,00 mm | 572 | 293.24
6268125 | Bottom sieve for SK300 trapezoid holes 4,00 mm | 572 | 293.24
6268126 | Bottom sieve for SK300 trapezoid holes 5,00 mm | 572 | 293.24
6268127 | Bottom sieve for SK300 trapezoid holes 6,00 mm | 572 | 293.24
6268128 | Bottom sieve for SK300 trapezoid holes 8,00 mm | 572 | 293.24
6268129 | Bottom sieve for SK300 trapezoid holes 10,00 mm | 572 | 293.24
6268130 | Ring filter for 5 l collecting vessel | 572 | 1831.67
6268193 | Analytical balance Adventurer® AX124 120 g / 0.1 mg, internal calibration weighing plate dia. 90mm | 370 | 3044.82
6268195 | Analytical balance Adventurer® AX124/E 120 g / 0.1 mg, external calibration weighing plate dia. 90mm | 370 | 2679.05
6268196 | Analytical balance Adventurer® AX224 220 g / 0.1 mg, internal calibration weighing plate dia. 90mm | 370 | 3168.39
6268198 | Analytical balance Adventurer® AX224/E 220 g / 0.1 mg, external calibration weighing plate dia. 90mm | 370 | 2807.56
6268199 | Analytical balance Adventurer® AX324 320 g / 0.1 mg, internal calibration weighing plate dia. 90mm | 370 | 3361.17
6268208 | Precision balance Adventurer® AX223 220 g / 1 mg, internal calibration weighing plate dia. 130mm | 364 | 2160.05
6268210 | Precision balance Adventurer® AX423 420 g / 1 mg, internal calibration weighing plate dia. 130mm | 364 | 2436.84
6268212 | Precision balance Adventurer® AX423/E 420 g / 1 mg, external calibration weighing plate dia. 130mm | 364 | 2026.58
6268213 | Precision balance Adventurer® AX523 520 g / 1 mg, internal calibration weighing plate dia. 130mm | 364 | 2748.25
6268215 | Precision balance Adventurer® AX523/E 520 g / 1 mg, external calibration weighing plate dia. 130mm | 364 | 2333.05
6268218 | Precision balance Adventurer® AX1502 1520 g / 0.01 g, internal calibration, weighing plate 175x195mm | 364 | 2115.56
6268220 | Precision balance Adventurer® AX1502/E 1520 g / 0.01 g, external calibration, weighing plate 175x195mm | 364 | 1720.13
6268222 | Precision balance Adventurer® AX2202/E 2200 g / 0.01 g, external calibration, weighing plate 175x195mm | 364 | 1744.84
6268223 | Precision balance Adventurer® AX4202 4200 g / 0.01 g, internal calibration, weighing plate 175x195mm | 364 | 2412.13
6268225 | Precision balance Adventurer® AX4202/E 4200 g / 0.01 g, external calibration, weighing plate 175x195mm | 364 | 2026.58
6268226 | Precision balance Adventurer® AX5202 5200 g / 0.01 g, internal calibration, weighing plate 175x195mm | 364 | 2748.25
6268240 | LLG-Serological pipettes type 1 10ml, stretched mouth, PS, paper/plastic peel, indiv. packed, prange code, sterile, pack of 200 | 938 | 50.14
6268358 | Latex glove Pro-Fit 6240 - Super Blue size 7, blue, cotton jersey lining, roughended surface, pair | 233 | 9.4
6268359 | Latex glove Pro-Fit 6240 - Super Blue size 8, blue, cotton jersey lining, roughended surface, pair | 233 | 9.4
6268360 | Latex glove Pro-Fit 6240 - Super Blue size 9, blue, cotton jersey lining, roughended surface, pair | 233 | 9.4
6268361 | Latex glove Pro-Fit 6240 - Super Blue size 10, blue, cotton jersey lining, roughended surface, pair | 233 | 9.4
6268389 | SIMDOS®10 membrane dosing pump FEM 1.10 FT.18 S2 | 1053 | 3196.85
6268391 | SIMDOS®10 membrane dosing pump FEM 1.10 KT.18 S2 | 1053 | 1736.49
6268393 | SIMDOS®10 membrane dosing pump FEM 1.10 TT.18 S2 | 1053 | 1859.2
6268399 | Scalpel blades type 18R, non-sterile round tip, pack of 12 blades | 1401 | 6.75
6268419 | Protection lenses super f OTG CR 9169 colour:white/light blue, lenses:PC colourless /UV 2-1,2, uvex supravision CR | 1510 | 28.09
6268477 | Inverted microscope AE31E Binocular lens tube, 45° viewing angle | 1100 | 3910.66
6268478 | Inverted microscope AE31E Trinocular lens tube, 45° viewing angle | 1100 | 4241.32
6268500 | ***no longer available*** Slide box, white for 50 slides 76x26 mm | 1121 | 9.7
6268619 | Spectralphotometer PhotoLab® 7100 VIS | 1247 | 6317.53
6268620 | Spectralphotometer PhotoLab® 7600 UV-VIS | 1247 | 10135.48
6268630 | Temperature data logger testo 175 T3 incl. dip measuring tip type K # 0602.5792 DAkkS certificate temp., 2 p.150,950°C # 0520.0281 | 407 | 914.35
6268656 | Tygon® pump tubing LMT-55 i.d. 0.95 mm, white/black, standard, 3 rider, pack of 12 | 1047 | 80.74
6268692 | Tubes Benzene 0,25/a 2 scales, measuring range 1:2-10 ppm, measuring range 2:0,25-2 ppm, UN 3260, 8, III, (E) | 1214 | 196.58
6268720 | Carboy 20 liters PP, with tube connection | 58 | 163.3
6268733 | Beaker 3000 ml, 18/10-steel with rim and handle | 16 | 226.96
6268802 | LLG-Evaporating dish 274/1a 62 ml, 70 x 30 mmm, flat bottom, with drain | 106 | 10.35
6268846 | Earplugs x-fit, refill-box model lime, SNR 37 db(A) w/o cord, loose, pack of 300 | 214 | 61.89
6268861 | VisionMate ST 2-D Barcode reader single tube | 767 | 2682.19
6268864 | Vacuum gauge VACUU VIEW extended 1100 - 0.001 mbar, 100-230 V / 50-60 Hz | 1078 | 1348.64
6268865 | Vacuum gauge VACUU VIEW 1100 - 0.1 mbar, 100-230 V / 50-60 Hz | 1078 | 1179.9
6268880 | Quartz glass crucible 15 ml 35x28 mm, middle form | 113 | 24.84
6268887 | CHROMAFIL® Xtra disposable filter PA-45/13 PTFE, 0,45µm, 13 mm,colourless PP-case labelled, pack of 100 | 737 | 111.43
6268889 | Paraffin section flotation bath 2.5 liters 230V 50/ 60Hz EU and UK-plug | 1403 | 1093.56
6268917 | BEL-ART-Flowmi Tip Strainers pre-sterilized, Por. 70µm pack of 50, -H13680-0070- | 1343 | 183.14
6268947 | Conductivity-Meter CT 830 set 4-pol, 0...200/2000µS, 0...20/500mS, -10...+100°C, 3 mm, incl. 1.5 m cable+case | 331 | 1387.59
6268955 | Wire basket CV-12, stainless steel Ø 220mm x heigth 200mm, for automatic autoclaves AES-12 | 1201 | 177.82
6269015 | Disposable sampler 100 ml "ZoneDispo" HDPE/sterile, 500 mm long, pack of 20 | 546 | 283.78
6269226 | Centrifuge tube 100 ml, Oil conical, white graduated pack of 12 | 690 | 753.56
6269234 | Optifit Pipette tips 10 - 1000 µl FlexiBulk, non sterile, free of RN-/DNase and endotoxins, pack of 480 | 991 | 31.67
6269244 | LLG-Evaporating dish 274/6 450 ml, 145 x 55 mm, flat bottom, with drain | 106 | 35.45
6269245 | LLG-Evaporating dish 274/8 800 ml, 169 x 68 mm, flat bottom, with drain | 106 | 39.78
6269284 | MBP Filter tips ART XLG 200 200µl, sterile, extra long, genomic, pack of 8x96 | 995 | 151.69
6269288 | Embedding cassettes type Mega yellow, POM, 40x28x13,6mm, pack of 100 | 1398 | 29.25
6269370 | Electrode-IDS Conductivity TetraCon® 925/LV with fork design, especially for small volumes, cell constant 0,469 cm-1 | 337 | 1055.4
6269400 | Safety vented wash bottle 500ml Ethanol, LDPE, closure PP white, pack of 6 | 93 | 59.97
6269401 | Safety vented wash bottle 500ml Methanol, LDPE, closure PP green, pack of 6 | 93 | 59.97
6269402 | Safety vented wash bottle 500ml Isopropanol, LDPE, closure PP yellow, pack of 6 | 93 | 59.97
6269403 | Safety vented wash bottle 500ml Distilled water, LDPE, closure PP natural, pack of 6 | 93 | 59.97
6269404 | Safety vented wash bottle 500ml Sodium hypochlorite, LDPE, closure HDPE white, pack of 6 | 93 | 59.97
6269405 | Safety vented wash bottle 500ml deionized water, LDPE, closure PP natural, pack of 6 | 93 | 59.97
6269414 | Receiving flasks 250ml with KS-bowl, PUR-coated | 663 | 132.05
6269487 | Syringe 10R-BT-GT-0.47C 10 µl | 1494 | 155.25
6269500 | Dispensette® S Organic, Digital 0,5 - 5 ml, without recirculation valve | 1018 | 455.7
6269501 | Dispensette® S Organic, Digital 0,5 - 5 ml, with recirculation valve | 1018 | 512.72
6269502 | Dispensette® S Organic, Digital 1 - 10 ml, without recirculation valve | 1018 | 455.7
6269503 | Dispensette® S Organic, Digital 1 - 10 ml, with recirculation valve | 1018 | 512.72
6269504 | Dispensette® S Organic, Digital 2,5 - 25 ml, without recirculation valve | 1018 | 561.02
6269505 | Dispensette® S Organic, Digital 2,5 - 25 ml, with recirculation valve | 1018 | 616.17
6269506 | Dispensette® S Organic, Digital 5 - 50 ml, without recirculation valve | 1018 | 606.12
6269507 | Dispensette® S Organic, Digital 5 - 50 ml, with recirculation valve | 1018 | 659.81
6269508 | LaboPlast sample scoop 250 ml w/o lid, PS, white, disposable, pack of 10 | 551 | 34.59
6269509 | LaboPlast sample scoop 250 ml w/o lid, PS, white, disposable, pack of 10 | 551 | 58.61
6269510 | LaboPlast sample scoop 500 ml w/o lid, PS, white, disposable, pack of 10 | 551 | 56.28
6269511 | LaboPlast sample scoop 500 ml with lid, PS, white, disposable, pack of 10 | 551 | 103.94
6269512 | SteriPlast sample scoop 250 ml w/o lid, PS, weiß, steril, pack of 10 | 551 | 35.22
6269513 | SteriPlast sample scoop 250 ml with lid, PS, white, sterile, pack of 10 | 551 | 65.19
6269514 | SteriPlast sample scoop 500 ml w/o lid, PS, white, sterile, pack of 10 | 551 | 67.79
6269515 | SteriPlast sample scoop 500 ml with lid, PS, white, sterile, pack of 10 | 551 | 115.17
6269584 | Cartridge against Ammonia K1 pack of 2 | 212 | 32.65
6269585 | Gas and combined filters A1HgP3R for series 6000, pack of 2 | 212 | 90.55
6269586 | Filter for masks 6000/7000/7500 A1+formaldehyd, pack of 2 | 212 | 31.82
6269587 | Filter lid (70071651742) for combination of gas filters with particle filter, pack of 2 | 212 | 9.43
6269588 | Gas filter A2 for half mask of series 6000, pack of 2 | 212 | 32.31
6269589 | Gas-/Combination filter ABE1 for semi mask of series 6000, pack of 2 | 212 | 29.45
6269590 | Gas filter A1 against organic gases and steams for series 6000, pack of 2 | 212 | 26.59
6269621 | High precision tweezers 110 mm type 4.SA, extra fine tip, stainless steel, anti-magnetic, anti acid | 134 | 31.33
6269622 | High precision tweezers 120 mm type 34A.SA, smooth tip to hold delicate parts, stainless steel, anti-magnetic, anti acid | 134 | 26.28
6269657 | Cork borers tube diam. 5 - 7.5 mm nickel-plated brass, with handles clearing rod set of 13 | 32 | 32.65
6269685 | Mixing cylinders, class A,with PP stopper cap. 250 ml, Borosilicate 3.3 incl. DAkkS certificate | 916 | 166.06
6269725 | Cold light source KL 1500 HAL (w/o power cord) | 1111 | 1090.17
6269765 | Cooling-Incubator KT 170-230V 163 ltr., 4...100°C 600x765x355mm | 871 | 8469.81
6269768 | CVP-2 all-in-one PCR Centrifuge/Vortex Mixer centrifuge: 300-1500rpm, vortex: 300-1200rpm, for PCR plates | 667 | 1698.28
6269779 | Overshoe dispenser HYGOMAT CLEANROOM 740x300x730mm | 252 | 660.39
6269788 | LLG-Cryobox 136x136x32mm blue, special, w/o grid | 757 | 4.15
6269789 | LLG-Cryobox 136x136x32mm red, special, w/o grid | 757 | 4.15
6269790 | LLG-Cryobox 136x136x32mm green, special, w/o grid | 757 | 3.99
6269841 | Tamper-evident seal 38ml white | 85 | 1.08
6269868 | Saftey cabinet S-CLASSIC Typ 90 596 x 616 x 1968 mm (WxDxH), swing doors grey RAL 7035, 3 shelves, 1 perforated | 292 | 3229.06
6269871 | Hose connection tubing K-260-2-M38x1,5 plastic, -60?+260°C, 200cm | 823 | 1431.73
6269900 | Reagents set DPD No 4 for ID 1 active oxygen (0-10mg/L) no danger good | 1238 | 5.84
6269901 | Reagents set Alkalinity-M for ID 5 Total-Alkalinity (5-200mg/L) no danger good | 1238 | 8.16
6269902 | Reagents set Alkalinity-M-HR for ID 121 Total-Alkalinity (0-500mg/L) no danger good | 1238 | 8.16
6269927 | Reagents set CYA-Test for ID 20 cyanuric acid (0-160mg/L) no danger good | 1238 | 9.14
6269936 | Reagents set Total Hardness for ID 56/57 (2-500mg/L) no danger good | 1238 | 7.57
6269941 | Reagents det DPD No 1 for ID 8,11,16,27,37,82,95, pack of 50 tablets | 1238 | 5.84
6269943 | Reagents set potassium for ID 48 potassium (0.7-12mg/L) no danger good | 1238 | 34.51
6269965 | Reagents set Universal pH for ID 41 pH value (4-11pH) no danger good | 1238 | 11.87
6270012 | Printer for autoclaves | 1202 | 501.62
6270023 | Digital Power measuring unit FK 250. max. 250 N / 0,1 N, for pull- and pressure measurements | 437 | 283.02
6270036 | Test tubes 65 x 30mm with snap-on lid pack of 200 | 28 | 83.57
6270049 | LLG-Sample containers 900ml, PP with HDPE-screw cap, w/o label, pack of 64 | 42 | 120.11
6270089 | Erlenmeyer flasks 2000ml narrow neck boro 3.3, pack of 10 | 19 | 106.33
6270090 | Beakers 3000 ml, low form, boro 3.3 with division and spout | 13 | 37.64
6270091 | Beakers 2000 ml, low form, Boro 3.3 with division and spout, pack of 10 | 13 | 78.02
6270115 | Precision incubator BF 260 with forced circulating air, 260 litres, 230 V., 50/60 Hz. | 868 | 5829.2
6270117 | Beaker 2000 ml, high form, boro 3.3 with division and spout pack of 10 | 13 | 101.99
6270118 | Erlenmeyer flask 3000ml narrow neck boro 3.3 | 19 | 35
6270119 | Erlenmeyer flask 5000ml, narrow neck boro 3.3 | 19 | 77.27
6270176 | LLG-Snap-ring bottle 1,5 ml, clear 1. hydrologic class, 32x11,6 mm, writing label and filling mark, pack of 100 | 1441 | 21.66
6270177 | LLG-Snap-ring bottle 1,5 ml, amber 1. hydrologic class, 32x11,6 mm, writing label and filling mark, pack of 100 | 1441 | 14.96
6270180 | Syringe pump Legato® 185 220 V / 50 Hz, CE for one syringe 0,5µl-10ml | 1055 | 3911.73
6270181 | Erlenmeyer flask 2000ml wide neck boro 3.3, pack of 10 | 19 | 106.09
6270183 | Gas- and combination filter AXP3 for full masks, series 6000, pack of 2 | 212 | 82.67
6270192 | Glass tank 180x130x180mm fine ground rim | 1122 | 38.44
6270193 | Glass tank 200x150x200mm fine ground rim | 1122 | 40.83
6270194 | Glass tank 250x180x220mm fine ground rim | 1122 | 59.1
6270201 | H2O Osmolality Standard 5 ml 500mOsm/Kg, pack of 12 | 1344 | 193.18
6270239 | Digital-Hand-Refractometer PAL-COFFEE (BX/TDS) 0.00 bis 22.00% Brix, 0.00 bis 22.00% TDS | 1127 | 340.87
6270246 | Dispenser Calibrex organo 525, 0.25-2.5 ml, ground glass plunger, autclavable | 1013 | 379.47
6270247 | Dispenser Calibrex organo 525, 0.5-5 ml, ground glass plunger, autclavable | 1013 | 379.47
6270248 | Dispenser Calibrex organo 525, 1-10 ml, ground glass plunger, autclavable | 1013 | 379.47
6270252 | Precision balance PLJ 2000-3A 2100 g / 0,001 g, weighing plate dia.110 mm | 363 | 1715.53
6270262 | Disposable tweezers 120 mm sterile, ABS, anatomic pack of 100 | 137 | 27.28
6270264 | Overhead stirrer REAX 2 incl. universal adapter | 534 | 2021.66
6270265 | LLG-Safety pipetting ball, normal type red | 943 | 6.49
6270266 | LLG-Safety pipetting ball, universal type red | 943 | 6.75
6270267 | LLG-Safety pipetting ball "Flip" red | 943 | 5.74
6270296 | Canister S50 10 ltr., with viewing stripe PE-HD, electrical divertable, with UN permission, 190 x 315 x 230mm | 268 | 99.57
6270299 | Wire shelf stainless steel for LF 660-2/700/1400, incl. supporters | 785 | 241.58
6270366 | LLG-Disposable gloves, Standard Long, Nitrile, size S, blue, texturised, powder free, 300mm, pack of 100 | 221 | 12.62
6270367 | LLG-Disposable gloves, Standard Long, Nitrile size M, blue, texturised, powder free, 300mm, pack of 100 | 221 | 12.62
6270368 | LLG-Disposable gloves, Standard Long, Nitrile size L, blue, texturised, powder free, 300mm, pack of 100 | 221 | 12.62
6270369 | LLG-Disposable gloves, Standard Long, Nitrile size XL, blue, texturised, powder free, 300mm, pack of 90 | 221 | 12.62
6270392 | Wide neck bottles 100 ml, amber DIN 40, w/o 9072165 screw-cap pack of 56 | 69 | 54.95
6270393 | Pocket meter Multi 3510 IDS SET 4 incl. FDO® 925 | 351 | 2423.21
6270403 | LLG-Centrifuge tubes economy 15ml, PP, graduated, conical, pack of 500 | 691 | 82.28
6270404 | LLG-Centrifuge tubes economy 50ml, PP, graduated, conical, pack of 500 | 691 | 103.18
6270405 | LLG-Centrifuge tubes economy 50ml, PP, graduated, self-standing, pack of 500 | 691 | 110.05
6270419 | Multi 3620 IDS SET C incl. SenTix® 940, TetraCon® 925 | 351 | 2949.37
6270420 | LLG-Microlitre pipette proMLP 2 1-channel, variable, 0,2-2 µl | 951 | 186.88
6270421 | LLG-Microlitre pipette proMLP 10 1-channel, variable, 0.5-10µl | 951 | 186.88
6270422 | LLG-Microlitre pipette proMLP 20 1-channel, variable, 2-20 µl | 951 | 186.88
6270423 | LLG-Microlitre pipette proMLP 100 1-channel, variable, 10-100 µl | 951 | 186.88
6270424 | LLG-Microlitre pipette proMLP 200 1-channel, variable, 20-200 µl | 951 | 186.88
6270425 | LLG-Microlitre pipette proMLP 1000 1-channel, variable, 100-1000 µl | 951 | 186.88
6270426 | LLG-Microlitre pipette proMLP 5K 1-channel, variable, 500-5000 µl | 951 | 186.88
6270427 | LLG-Microlitre pipette proMLP 10K 1-channel, variable, 1000-10000 µl | 951 | 186.88
6270443 | Titration module TB 2 for connection with S 5 | 1273 | 5069.7
6270479 | LLG-Absorbent, 5kg oil and chemical binder, granules | 262 | 162.44
6270501 | Protection gloves AdvanTech 529 size 6, nitrile, white, 300mm long, even w.grained finger tips, pack of 100 | 1512 | 52.11
6270502 | Protection gloves AdvanTech 529 size 7, nitrile, white, 300mm long, even w.grained finger tips, pack of 100 | 1512 | 52.11
6270503 | Protection gloves AdvanTech 529 size 8, nitrile, white, 300mm long, even w.grained finger tips, pack of 100 | 1512 | 52.11
6270504 | Protection gloves AdvanTech 529 size 9, nitrile, white, 300mm long, even w.grained finger tips, pack of 100 | 1512 | 52.11
6270505 | Protection gloves AdvanTech 529 size 10, nitrile, white, 300mm long, even w.grained finger tips, pack of 100 | 1512 | 52.11
6270514 | TILT media bottle 500ml, clear with division, GL 56, with screw-cap white (PP) | 1335 | 17.02
6270531 | Laboratory glass bottle 100ml, GL 45, clear DURAN®, pressure plus, pressure resistant, w/o screw-cap and pouring ring | 66 | 18.61
6270534 | Baffled wide mouth bottle GLS80® 250ml, clear DURAN®, with graduation, with screw-cap and pouring ring | 71 | 46.23
6270535 | Baffled wide mouth bottle GLS80® 500ml, clear DURAN®, with graduation, with screw-cap and pouring ring | 71 | 63.62
6270536 | Baffled wide mouth bottle GLS80® 1000ml, clear DURAN®, with graduation, with screw-cap and pouring ring | 71 | 74.05
6270548 | pH-Meter Lab 845 for pH measurement ***Please order electrode separately!!!*** | 309 | 717.86
6270549 | Conductivity meter Lab945 for conductivity measurement ***Please order electrode separately!!!*** | 334 | 869.51
6270566 | Orbital shaker, digital 20-300 rpm, 100-240 V, 50/60 Hz, Universal Plug | 507 | 1399.48
6270569 | Label remover SOLVENT 50 SUPER pressurized package, flammable, AEROSOLS, UN 1950, 2.1, 5F, (D) | 170 | 22.17
6270572 | Melting point apparatus automatic, model SMP 50 | 446 | 8210.48
6270591 | Precision balanace PNJ 600-3M 620 g / 0,001 g, calibratable weighing plate dia.140mm | 360 | 922.44
6270615 | Agarose, powder, 100g, HR | 1308 | 573.16
6270627 | VITgrip Laboratory bottles 125ml, PP w.originality closure, GL45 pack of 6 | 67 | 37.44
6270628 | VITgrip Laboratory bottles 250ml, PP with originality closure, GL45 pack of 6 | 67 | 44.57
6270629 | VITgrip Laboratory bottles 500ml, PP w.originality closure, GL45 pack of 6 | 67 | 50.53
6270630 | VITgrip Laboratory bottles 1000ml, PP w.originality closure, GL45 pack of 6 | 67 | 71.65
6270631 | VITgrip Laboratory bottle 2000ml, PP w.originality closure, GL45 | 67 | 32.82
6270632 | Cry protection glove Cryokit400 size 7, length 400mm | 241 | 172.54
6270633 | Cry protection glove Cryokit400 size 8, length 400mm | 241 | 172.54
6270634 | Cry protection glove Cryokit400 size 9, length 400mm | 241 | 172.54
6270635 | Cry protection glove Cryokit400 size 10, length 400mm | 241 | 172.54
6270636 | Cry protection glove Cryokit400 size 11, length 400mm | 241 | 172.54
6270637 | Cry protection glove Cryokit550 size 8, length 550mm | 241 | 259.13
6270638 | Cry protection glove Cryokit550 size 8, length 550mm | 241 | 259.13
6270639 | Cry protection glove Cryokit550 size 10, length 550mm | 241 | 259.13
6270640 | Cry protection glove Cryokit550 size 11, length 550mm | 241 | 259.13
6270667 | pH electrode InLab® Surface body length: 110 mm | 319 | 601.25
6270720 | LLG-Aluminium Center Tear Off Cap N 20, silver, Butyl stopper, grey, Hardness: 37° shore A pack of 100 | 1448 | 21.5
6270721 | LLG-Aluminium Center Tear Off Cap N 20, silver, pack of 100 | 1448 | 6.75
6270726 | Laminar flow cabinet Airstream® AC2-3E8 microbiological, 0.9 m, Class II, DIN 12469 | 1357 | 9060.42
6270828 | Light box "slimlite plano" illuminated area 22 x 16 cm, 1050 mA, no danger good | 1096 | 129.24
6270829 | Light box "slimlite plano" illuminated area 32 x 22,8 cm, 1050 mA, no danger good | 1096 | 180.74
6270850 | Horizontal shaker HS 501 digital without accessories, 220 - 240 V | 515 | 6886.64
6270862 | Toothpick in dispenser loose, 80 x 2mm, 2 tips, pack of 20x1000 | 1367 | 38.44
6270863 | Toothpicks in dispenser loose, 65 x 2mm, 2 tips, pack of 20x1000 | 1367 | 29.8
6270910 | Saftey cabinet S-CLASSIC-90 WDAS 1200 x 615 x 1968 mm (WxDxH), RAL 1004, 3 shelves, | 292 | 4193.82
6270919 | Rotation microtome RAZOR, manual thickness adjustment 0.5 ~ 60 µm incl. disposable blades | 1399 | 15755.06
6270920 | Rotation microtome RAZOR-E, fully automatic thicknes adjustment 0.5 ~ 60 µm, incl. disposable blades | 1399 | 24859.97
6270923 | Knife, tungsten carbide, 16 cm | 1399 | 4091.57
6270924 | Universal Microtome blades MS200 low profile, L 80mm, W 8mm, plasma coated pack of 50 | 1400 | 111.89
6270926 | Microtome blades MS33 low profile, L 80mm, W 8mm, for extra thin sectioning, pack of 50 | 1400 | 144.44
6270927 | Microtome blades MS24 low profile, L 80mm, W 8mm, for hard tissues, pack of 50 | 1400 | 144.44
6270930 | Trimming knives MS130 L 130mm, for tissues with fibers pack of 50 | 1400 | 148.5
6270931 | Trimming knives MS260 L 260mm, for tissues, pack of 50 | 1400 | 261.01
6270932 | Blade holder adapter LOW profile | 1399 | 629.03
6270935 | Protection spectacles pheos cx2 9198 colour: red/grey, lenses:PC colourless, UV 400/2C-1,2 W 1 FTKN CE, supravision excellence | 201 | 20.68
6270936 | Protection spectacles pheos cx2 9198 colour: blue/grey, lenses:PC colourless, UV 400/2C-1,2 W 1 FTKN CE, supravision excellence | 201 | 20.68
6270937 | Protection spectacles pheos cx2 9198 colour: white/black, lenses:PC grey, UV 400/5-2,5 W 1 FTKN CE, supravision excellence | 201 | 22.63
6270939 | Ear defender uvex K1 black/green, SNR 28 dB(A) | 215 | 32.18
6270948 | Test version Trimming knives MS130 L 130mm, for tissues with fibers pack of 5 | 1400 | 31.44
6270951 | Wire basket CV-28, stainless steel Ø 270mm x heigth 200mm, for automatic autoclaves AES-28 | 1201 | 192.47
6270956 | Digital Power measuring unit FK 25. max. 25 N / 0,04 N, for pull- and pressure measurements | 437 | 283.02
6270957 | Digital Power measuring unit FK 50. max. 50 N / 0,02 N, for pull- and pressure measurements | 437 | 283.02
6270958 | Digital Power measuring unit FK 100. max. 100 N / 0,05 N, for pull- and pressure measurements | 437 | 283.02
6270959 | Digital Power measuring unit FK 1K. max. 1000 N / 0,5 N, for pull- and pressure measurements | 437 | 283.02
6270975 | Analogue Shore-Hardness durometer HBD 100-00 shore D, 100HD, 1.0 HD | 438 | 182.89
6270977 | Sound measuring instrument SU 130. 50 db | 421 | 129.1
6271000 | LLG-Microbio.Media Luria Bertani (Miller) Powder, 500g | 1361 | 56.99
6271001 | LLG-Microbio.Media 2xYT Powder, 500g | 1361 | 81.44
6271002 | LLG-Microbio.Media YPD Powder, 500g | 1361 | 68.19
6271003 | LLG-Microbio.Media Europ.Bact. Agar, Powder, 500g | 1361 | 134.65
6271004 | LLG-Microbio.Media Yeast Extract Powder, 500g | 1361 | 35.56
6271005 | LLG-Microbio.Media Tryptone Powder, 500g | 1361 | 80.31
6271006 | LLG-Microbio.Media Tryptic Soy Agar (Caso Agar), Powder, 500g | 1361 | 86.03
6271007 | LLG-Microbio.Media Terrific Broth Powder, 500g | 1361 | 59.73
6271008 | LLG-Microbio.Media Luria Bertani Agar (Lennox) Powder, 500g | 1361 | 73.29
6271009 | LLG-Microbio.Media Luria Bertani Agar (Miller) Powder, 500g | 1361 | 72.49
6271010 | LLG-Microbio.Media Luria Bertani Broth (Lennox) Powder, 500g | 1361 | 63.04
6271011 | LLG-Microbio.Media Casein Peptone Powder, 500g | 1361 | 75.62
6271018 | LLG-Microbio. Media Trypticasein Soy Broth (TSB-media), powder, 500 g | 1361 | 73.77
6272008 | Volumetric flasks,class A,with PP stopper cap. 10 ml, NS 7/16 | 919 | 17.81
6272009 | Sealing film for microplates with pre-cut zone, vinyl, pack of 100 | 1297 | 176.57
6272014 | Microplates pureGrade 96-well, UV-transparent, standard, F-bottom, non-sterile, without lid, pack of 50 | 1317 | 815.79
6272015 | Microplates cellGrade 96-well, white, transparent bottom, F-bottom, sterile, with lid, pack of 5 | 1338 | 89.33
6272016 | Microplates cellGrade 96-well, black, transparent bottom, F-bottom, sterile, with lid, pack of 5 | 1338 | 89.33
6272017 | Microplates cellGrade 384-well, PS, white, transparent bottom, F-bottom, sterile, with lid, pack of 5 | 1338 | 114.99
6272018 | Microplates cellGrade 384-well, PS, black, transparent bottom, F-bottom, sterile, with lid, pack of 5 | 1338 | 114.99
6272030 | riplate® SRW 96 magnetic, 0.2 ml, PP pack of 60 | 1302 | 293.05
6272032 | riplate® 96 tip comb pack of 60 | 1302 | 431.71
6272034 | High precision tweezers 120 mm type 3.SA, very sharp tip, stainless steel, anti-magnetic, anti acid | 134 | 29.13
6272047 | Reverse action tweezers 120 mm type 2AX.SA, flat, accurate, round, stainless steel, anti-magnetic | 135 | 41.16
6272048 | Reverse action tweezers 120 mm type 3X.SA, very sharp, fine, stainless steel, anti-magnetic | 135 | 41.16
6272049 | Tweezers with replaceable plastic tip 130mm type 2ACFR.SA, wide flat duckbill tips, carbon fiber | 134 | 33.78
6272050 | Tweezers with replaceable plastic tip 130mm Typ 7CFR.SA, tips curved, very fine, ESD safe, carbon fiber | 134 | 33.78
6272051 | Replacement kit cons. of: 2 carbon fiber tips, wide flat duckbill, 40mm, 3 screws, ESD safe | 134 | 11.9
6272052 | Replacement kit cons. of: 2 carbon fiber tips, curved, very fine, ESD safe, 3 screws | 134 | 11.9
6272053 | High precision tweezers 105 mm type 128.SA, thin tip, squared, bent, stainless steel, anti-magnetic | 134 | 26.28
6272060 | Fluid dispenser 180 ml, pink static dissipative plastic, ESD safe, Anti-Splash attachment | 1108 | 38.2
6272061 | Sticky swabs, 1mm dia. ESD safe, pack of 25 | 1532 | 53.6
6272062 | Sticky swabs, 2mm dia. ESD safe, pack of 25 | 1532 | 53.6
6272063 | Sticky swabs, 3mm dia. ESD safe, pack of 25 | 1532 | 53.6
6272064 | Sticky swabs kit each 1 pack dia. 1mm / 2mm / 3mm | 1532 | 119.37
6272067 | EOSIN (0,2% alkoholic), histological staining solution, 1 L UN 1170, 3, III, (D/E) | 1405 | 36.54
6272068 | Eukitt mounting medium 100 ml for microscopy UN 1307, 3, III, (D/E) | 1404 | 40.23
6272069 | Eukitt mounting medium 500 ml for microscopy UN 1307, 3, III, (D/E) | 1404 | 113.09
6272088 | LLG-Glass-Syringe, 1ml with glass LUERSLIP | 1057 | 6.85
6272089 | LLG-Glass-Syringe, 2ml with glass LUERSLIP | 1057 | 2.91
6272090 | LLG-Glass-Syringe, 5ml with glass LUERSLIP | 1057 | 3.34
6272091 | LLG-Glass-Syringe, 10ml with glass LUERSLIP | 1057 | 4.45
6272092 | LLG-Glass-Syringe, 20ml with glass LUERSLIP | 1057 | 9.24
6272093 | LLG-Glass-Syringe, 50ml with glass LUERSLIP | 1057 | 31.74
6272094 | LLG-Glass-Syringe, 1ml with metal LUERLOCK | 1057 | 4.45
6272095 | LLG-Glass-Syringe, 2ml with metal LUERLOCK | 1057 | 3.79
6272096 | LLG-Glass-Syringe, 5ml with metal LUERLOCK | 1057 | 5.8
6272097 | LLG-Glass-Syringe, 10ml with metal LUERLOCK | 1057 | 7.55
6272098 | LLG-Glass-Syringe, 20ml with metal LUERLOCK | 1057 | 11.9
6272099 | LLG-Glass-Syringe, 50ml with metal LUERLOCK | 1057 | 34.12
6272136 | Pre-treatment cartridge OmniaPure | 1282 | 362.79
6272137 | Pure water cartridge Omnia 055 | 1282 | 644.07
6272138 | Sterile filter capsule 0,2 µm | 1282 | 277.68
6272139 | Bio end filter | 1282 | 433.77
6272140 | Spare part UV lamp Omnia 185 | 1282 | 486.34
6272141 | UF ultra filtration BIG | 1282 | 1228.62
6272142 | Wall attachment Omnia | 1282 | 279.97
6272143 | Disinfection kit Omnia | 1282 | 312.83
6272144 | Disinfection solution Omnia pack of 3 | 1282 | 68.34
6272145 | Pure water system OmniaTap 6 | 1282 | 5594.4
6272150 | Pure water system OmniaTap 12 UV/UF | 1282 | 8848.93
6272151 | Pre-treatment cartridge Omnia 6 | 1282 | 444.28
6272152 | Pre-treatment cartridge Omnia 12 | 1282 | 644.07
6272154 | Pre-treatment unit OmniTap/Lab - 10" | 1282 | 444.28
6272159 | Clear water cartridge Omnia 067 | 1282 | 444.28
6272160 | UV tank disinfection unit | 1282 | 788.56
6272161 | UV flow disinfection Omnia 254 | 1282 | 2148.42
6272162 | UV unit for TOC reduction Omnia 185 | 1282 | 1691.25
6272177 | KIMTECH PURE* A8 Coverall size S spraytight, breathable, white, pack of 25 | 1504 | 191.81
6272178 | KIMTECH PURE* A8 Coverall size M spraytight, breathable, white, pack of 25 | 1504 | 191.81
6272179 | KIMTECH PURE* A8 Coverall size L spraytight, breathable, white, pack of 25 | 1504 | 191.81
6272180 | KIMTECH PURE* A8 Coverall size XL spraytight, breathable, white, pack of 25 | 1504 | 191.81
6272181 | KIMTECH PURE* A8 Coverall size 2XL spraytight, breathable, white, pack of 25 | 1504 | 191.81
6272182 | KIMTECH PURE* A8 Coverall size 3XL sprytight, breathable, white, pack of 25 | 1504 | 191.81
6272199 | ViscoClock plus M1, 230V incl.inspection thermostate CT72/P | 436 | 7690.45
6272200 | LLG-Measuring pipettes 1 ml, class AS blue grad., 360 mm pack of 10 | 931 | 20.65
6272201 | LLG-Measuring pipettes 2 ml, class AS blue grad., 360 mm pack of 10 | 931 | 20.65
6272202 | LLG-Measuring pipettes 5 ml, class AS blue grad., 360 mm pack of 10 | 931 | 21.44
6272203 | LLG-Measuring pipettes 10 ml, class AS blue grad., 360 mm pack of 10 | 931 | 24.77
6272204 | LLG-Measuring pipettes 20 ml, class AS blue grad., 450 mm pack of 10 | 931 | 43.77
6272205 | LLG-Measuring pipettes 25 ml, class AS blue grad., 450 mm pack of 10 | 931 | 44.74
6272206 | LLG-Measuring pipettes 50 ml, class AS blue grad., 720 mm pack of 10 | 931 | 147.08
6272207 | LLG-Volumetric pipettes 1 ml, class AS blue grad., 310 mm, conformity batch certified pack of 10 | 927 | 28.72
6272208 | LLG-Volumetric pipettes 2 ml, class AS blue grad., 330 mm, conformity batch certified pack of 10 | 927 | 29.41
6272209 | LLG-Volumetric pipettes 3 ml, class AS blue grad., 360 mm, conformity batch certified pack of 10 | 927 | 30.57
6272210 | LLG-Volumetric pipettes 4 ml, class AS blue grad., 360 mm, conformity batch certified pack of 10 | 927 | 31.64
6272211 | LLG-Volumetric pipettes 5 ml, class AS blue grad., 400 mm, conformity batch certified pack of 10 | 927 | 32.06
6272212 | LLG-Volumetric pipettes 10 ml, class AS blue grad., 440 mm, conformity batch certified pack of 10 | 927 | 37.07
6272213 | LLG-Volumetric pipettes 15 ml, class AS blue grad., 455 mm, conformity batch certified pack of 10 | 927 | 54.95
6272214 | LLG-Volumetric pipettes 20 ml, class AS blue grad., 510 mm, conformity batch certified pack of 10 | 927 | 56.02
6272215 | LLG-Volumetric pipettes 25 ml, class AS blue grad., 520 mm, conformity batch certified pack of 10 | 927 | 59.32
6272216 | LLG-Volumetric pipettes 50 ml, class AS blue grad., 540 mm, conformity batch certified pack of 10 | 927 | 79.96
6272224 | ViscoClock plus M2, 230V incl.inspection thermostate CT72/2 | 436 | 11781.12
6272241 | Clean room mats Sticky Mat 46 x 114 cm, white mats, adhesive, pack of 10 mats of 30 sheets | 1542 | 130.13
6272242 | Clean room mats Sticky Mat 46 x 114 cm, blue mats, adhesive, pack of 10 mats of 30 sheets | 1542 | 130.13
6272243 | Clean room mats Sticky Mat white + Frame grey mats 46 x 114 cm, adhesive, set of 10 mats of 30 sheets + 1 frame | 1542 | 182
6272244 | Clean room mats Sticky Mat blue and Frame grey mats 46 x 114 cm, adhesive, set of 10 mats of 30 sheets + 1 frame | 1542 | 182
6272245 | Frame, grey for clean room mats Sticky Mat | 1542 | 110.29
6272246 | LLG-Weighing paper 76x76mm pack of 500 sheets | 382 | 27.17
6272247 | LLG-Weighing paper 102x102mm pack of 500 sheets | 382 | 26.21
6272248 | LLG-Weighing paper 152x152mm pack of 500 sheets | 382 | 34.4
6272250 | Sterilization roll, flat W 5cm, L 200m | 1209 | 18.64
6272251 | Sterilization roll, flat W 7,5cm, L 200m | 1209 | 27.96
6272256 | Sterilization roll, flat W 30cm, L 200m | 1209 | 93.79
6272259 | Sterilization roll, flat W 50cm, L 200m | 1209 | 141.59
6272269 | Sterilization bags, flat 100 x 300mm, pack of 1000 | 1209 | 49.36
6272277 | Sterilization bags, gusseted 200 x 500mm, pack of 500 | 1209 | 249.94
6272327 | Refrigerated heating bath KISS K6 temp.-range: -25..+200°C, 2,0 KW, with controller KISS | 815 | 5275.94
6272328 | Refrigerated Heating Bath KISS K6s temp. range: -25...+200°C, 2 kW, with controller KISS | 815 | 6076.52
6272329 | Refrigerated heating bath KISS K15 temp.-range: -20..+200°C, 2,0 KW, with controller KISS | 814 | 7703.92
6272330 | Refrigerated heating bath KISS K20 temp.-range: -30..+200°C, 2,0 KW, with controller KISS | 814 | 8399.5
6272331 | Refrigerated heating bath KISS K25 temp.-range: -30..+200°C, 2,0 KW, with controller KISS | 814 | 8898.22
6272332 | Refrigerated heating bath KISS E temp.-range: (-30)25..+200°C, 2,0 KW, with controller KISS | 801 | 1482.87
6272334 | Refrigerated heating bath KISS 106A temp.-range: (+15)25...100°C, 2,0 KW, with controller KISS | 802 | 2006.98
6272335 | Refrigerated heating bath KISS 108A temp.-range: +25...100°C, 2,0 KW, with controller KISS | 802 | 2045.33
6272336 | Refrigerated heating bath KISS 110A temp.-range: +25...100°C, 2,0 KW, with controller KISS | 802 | 2083.69
6272337 | Refrigerated heating bath KISS 112A temp.-range: +25...100°C, 2,0 KW, with controller KISS | 802 | 2352.13
6272338 | Refrigerated heating bath KISS 118A temp.-range: +25...100°C, 2,0 KW, with controller KISS | 802 | 2428.83
6272339 | Refrigerated heating bath KISS 225B temp.-range: +25...200°C, 2,0 KW, with controller KISS | 802 | 2837.9
6272340 | Refrigerated heating bath KISS 220B temp.-range: +25...200°C, 2,0 KW, with controller KISS | 802 | 2658.94
6272341 | Refrigerated heating bath KISS 215B temp.-range: (-30)25...100°C, 2,0 KW, with controller KISS | 802 | 2582.23
6272342 | Refrigerated heating bath KISS 212B temp.-range: +25...200°C, 2,0 KW, with controller KISS | 802 | 2479.96
6272343 | Refrigerated heating bath KISS 208B temp.-range: +25...200°C, 2,0 KW, with controller KISS | 802 | 2313.79
6272344 | Refrigerated heating bath KISS 202C temp.-range: +45...200°C, 2,0 KW, with controller KISS | 804 | 2595.02
6272345 | Refrigerated heating bath KISS 205B temp.-range: +45...200°C, 2,0 KW, with controller KISS | 804 | 3119.13
6272346 | minichiller 300 OLÉ circulting cooler --20...+40(80)°C, 230 V / 50/60 Hz | 822 | 4239.12
6272347 | minichiller 300w OLÉ circulting cooler -20...+40(80)°C, 230 V / 50/60 Hz | 822 | 5052.82
6272348 | minichiller 600 OLÉ circulting cooler -20...+40°C, 230 V / 50/60 Hz | 822 | 5302.19
6272350 | minichiller 280 OLÉ circulting cooler -5...+40°C, 230 V / 50/60 Hz | 822 | 3806.03
6272368 | AccuBlock Digital Dry Bath single block capacity, 36x28x15 cm incl. EU and UK power cords | 890 | 385.04
6272369 | AccuBlock Digital Dry Bath dual block capacity, 36x28x15 cm incl. EU and UK power cords | 890 | 422.5
6272370 | AccuBlock Digital Dry Bath fourth block capacity, 36x28x15 cm incl. EU and UK power cords | 890 | 685.35
6272380 | Scott® Control hand towels medium, white, interfold, AIRFLEX® material, 1-ply, 22 x 31.8 cm, pack of 15x212 towels | 1179 | 96.96
6272394 | Optifit-Pipette tips 50 - 1200 µl standard, Flexibulk, pack of 480 | 991 | 34.85
6272397 | Burette 10 ml :0,02 ml, class AS lateral PTFE valve, Schellbach with USP single certificate | 1023 | 162.49
6272436 | VIS Spectrophotometer XD 7000 320-1100 nm, Tungsten halogen lamp 422x195x323mm, 100-240V, 50/60Hz | 1243 | 5542
6272437 | UV-VIS Spectrophotometer XD 7500 190-1100 nm, Xenon flash lamp 422x195x323mm, 100-240V, 50/60Hz | 1243 | 9524.6
6272489 | Digital hand-held refractometer PAL-06S seawater | 1127 | 318.21
6272535 | Screw-cap DIN 45, black PPN, with LDPE insert | 69 | 0.2
6272536 | Screw caps DIN 28, black PP, with foam insert pack of 500 | 78 | 68.82
6272537 | Screw caps, PP, white DIN 28, with cone sealing pack of 500 | 78 | 51.5
6272562 | C-Mount adapter for camera 0,5x | 1102 | 198.61
6272569 | Humidity analyzer MA35M-230N 35 g / 1 mg | 378 | 3425.94
6272603 | Dino-Lite edge digital USB microscope long working distance, 10-140x, LWD, polarizer | 440 | 702.35
6272630 | Code A Standard Filter CFA-11 425x520x65mm | 286 | 643.5
6272640 | LLG-Syringe filters Spheros PES, 0.22 µm Ø 25 mm, green pack of 50 | 729 | 36.93
6272641 | LLG-Syringe filters Spheros PES, 0.45 µm Ø 25 mm, green pack of 50 | 729 | 36.93
6272642 | LLG-Syringe filters Spheros PES, 0.22 µm Ø25 mm, green, sterile pack of 45 | 729 | 37.46
6272643 | LLG-Syringe filters Spheros PES, 0.45 µm Ø 25 mm, green, sterile pack of 45 | 729 | 37.46
6272711 | OmniPAC MINi 300 V, 400 mA, 60 W 110/230 V | 1307 | 585.74
6272762 | Infrared thermometer TFI-260 -60...+550°C, incl. factory calibration certificate | 401 | 113.37
6272802 | LLG-Syringe filters Spheros CA, 0.22 µm Ø 13 mm, red pack of 100 | 729 | 38.66
6272803 | LLG-Syringe filters Spheros CA, 0.45 µm Ø 13 mm, red pack of 100 | 729 | 38.66
6272804 | LLG-Syringe filters Spheros CA, 0.22 µm Ø 25 mm, red pack of 50 | 729 | 33.86
6272805 | LLG-Syringe filters Spheros CA, 0.45 µm Ø 25 mm, red pack of 50 | 729 | 33.86
6272806 | LLG-Syringe filters Spheros CA, 0.22 µm Ø 13 mm, red, sterile, pack of 100 | 729 | 54.35
6272807 | LLG-Syringe filters Spheros CA, 0.45 µm Ø 13 mm, red, sterile, pack of 100 | 729 | 54.35
6272808 | LLG-Syringe filters Spheros CA, 0.22 µm Ø 25 mm, red, sterile, pack of 45 | 729 | 34.34
6272809 | LLG-Syringe filters Spheros CA, 0.45 µm Ø 25 mm, red, sterile, pack of 45 | 729 | 34.34
6272810 | LLG-Syringe filters Spheros Nylon, 0.22 µm Ø 13 mm, pink, pack of 100 | 729 | 38.66
6272811 | LLG-Syringe filters Spheros Nylon, 0.45 µm Ø 13 mm, pink, pack of 100 | 729 | 38.66
6272812 | LLG-Syringe filters Spheros Nylon, 0.22 µm Ø 25 mm, pink, pack of 50 | 729 | 33.86
6272813 | LLG-Syringe filters Spheros Nylon, 0.45 µm Ø 25 mm, pink, pack of 50 | 729 | 33.86
6272816 | LLG-Syringe filters Spheros PTFE, 0.22 µm Ø 13 mm, white, pack of 100 | 729 | 38.66
6272817 | LLG-Syringe filters Spheros PTFE, 0.45 µm Ø 13 mm, white, pack of 100 | 729 | 38.66
6272818 | LLG-Syringe filters Spheros PTFE, 0.22 µm Ø 25 mm, white, pack of 50 | 729 | 33.86
6272819 | LLG-Syringe filters Spheros PTFE, 0.45 µm Ø 25 mm, white, pack of 50 | 729 | 33.86
6272839 | Reference® 2 G variable, single-channel pipette 2 - 20µL, light gray, inkl. epT.I.P.S.®-Box | 974 | 482.81
6272840 | Reference® 2 G variable, single-channel pipette 10 - 100 µl, yellow, incl. epT.I.P.S.® Box | 974 | 482.81
6272841 | Reference® 2 G variable, single-channel pipette 100 - 1000 µl, blue, incl. epT.I.P.S.® Box | 974 | 482.81
6272846 | Flame photometer PFP77C 420 x 360 x 300 mm incl. Na, K, Li filters | 1148 | 6935.01
6272871 | LLG-Screw-caps 18mm, PP black, closed, Butyl red/PTFE grey, 55° shore A, 1,6mm, pack of 100 | 1444 | 36.86
6272936 | Serviceset 3 for Certoclav- Vacuum-Professional-Series | 1200 | 335.19
6272938 | Distiller for Water | 1200 | 454.81
6272951 | Code A Standard Filter CFA-11 440x520x65mm - spare part - | 286 | 600.6
6272953 | Code A Standard Filter CFA-3 745x520x65mm - spare part - | 286 | 828.31
6272964 | Sieve shaker AS 450 230 V, 50 Hz BASIC | 591 | 8318.23
6272965 | BP Med & Care® Unisex coat size XSn White, 100% cotton | 246 | 37.12
6272966 | BP Med & Care® Unisex coat size XLn White, 100% cotton | 246 | 37.12
6273013 | Analytic filter test FNL 250 ml CN, gray, lattice, 0.45µ pack of 50 | 1391 | 284.02
6273032 | Reusable grinding bowl MMT 100.1 100 ml | 575 | 401.92
6273071 | Hydrometer acc.Baumé 29-41:0.2 250 mm, PC, 15°C | 426 | 110.58
6273133 | Rotary evaporator RV 3 V | 656 | 3616.32
6273236 | Instrument tray 180x210x10 mm stainless steel | 108 | 31.77
6273238 | Instrument tablet 400x270x10 mm stainless steel | 108 | 64.2
6273255 | Tacta® Pipette 4-pack 20 incl. Linear Stand and Tacta® Pipetten: 0,5-10;2-20;20-200 a. 100-1000l µl | 961 | 1288.56
6273341 | Membrane screw caps GL 32, PP/PTFE blue, for laboratory glass bottles pore size 0.2 µm, pack of 5 | 68 | 48.94
6273363 | Exchange Pipette Reference® 2 G BASIC variable, 1-Channel 0,5-10 µl, grey ***serial no. of exchange pipette needed*** | 974 | 391.48
6273365 | Exchange Pipette Reference® 2 G BASIC variable, 1-Channel 20-200 µl, yellow ***serial no. of exchange pipette needed*** | 974 | 391.48
6273369 | Membrane screw caps GL 45, PP blue, for DURAN laboratory glass bottles ePTFE Poren size 0,2 µm | 68 | 42.84
6273378 | Barcode Scanner | 1200 | 185.12
6273419 | Vacuum Adaptor with ground joint NS 29/32, PTFE | 751 | 90.42
6273460 | Filter-Crucible, 30 ml, Por. F 30 mm Ø | 745 | 25.26
6273632 | LLG-Crimp Neck Vials economy line ND11, wide opening, 1,5 ml clear glass, hydrol.class, exp.70, pack of 1000 | 1440 | 75.8
6273634 | LLG-Short Thread Vials economy line, ND9 wide opening, 1,5 ml clear glass, hydrol. class, exp.70, pack of 1000 | 1437 | 106.18
6273635 | LLG-Short Thread Vials economy line, ND9 wide opening, 1,5 ml amber glass, hydrol. class, exp.70, pack of 1000 | 1437 | 120.47
6273713 | Microflex®, size 8½-9 (L), black Double-sided nitrile gloves, powder-free Length 245mm, wall thickness 0.12 mm, | 228 | 206.17
6273732 | Magnifying glass around 48.5 mm Plastic, magnification 2.5 + 5 fold, black | 1094 | 9.01
6273733 | Magnifying glass around 63.5 mm Plastic, magnification 2 + 4 fold, black | 1094 | 10.61
6273734 | Magnifying glass around 74.5 mm Plastic, magnification 2 + 4 fold, black | 1094 | 12.13
6273798 | Electron indoor / outdoor thermometer Type "Dual-Thermo" -50 ... + 70: 0,1 ° C PVC outdoor cable 3 m cable | 390 | 31.83
6273808 | Touch N Tuff®, gloves, size 6½-7 sterile,nitrile,portable on both sides,300mm,green powder-free, textured fingertips, pack of 20x10 | 1516 | 611.47
6273809 | Touch N Tuff®, gloves, size 7½-8 sterile,nitrile,portable on both sides,300mm,green powder-free, textured fingertips, pack of 20x10 | 1516 | 611.47
6273824 | Touch N Tuff®, gloves, size 8½-9 sterile,nitrile,portable on both sides,300mm,green powder-free, textured fingertips, pack of 20x10 | 1516 | 611.47
6273825 | Touch N Tuff®, gloves, size 9½-10 sterile,nitrile,portable on both sides,300mm,green powder-free, textured fingertips, pack of 20x10 | 1516 | 611.47
6273852 | Distilled water 10 l | 1278 | 20.01
6273859 | Precision 5L general purpose water bath and 4L beads (098808) | 829 | 1739.69
6273860 | Precision 10L general purpose water bath and 8L beads (098808) | 829 | 2620.55
6273861 | Precision 20L general purpose water bath and 16L beads (098808) | 829 | 4107.57
6273862 | Precision 28L general purpose water bath and 24L beads (098808) | 829 | 5944.62
6273863 | Precision 5L+10L Dual-general purpose water bath and 12L beads (098808) | 829 | 4193.34
6273897 | Vacuum Adaptor GL PTFE5 | 751 | 125.91
6273997 | ALU container 340 ml, rectangular 160x110x26 mm pack of 100 # 3115145 | 189 | 59.34
6274030 | C-Mount camera adapter 1/3" 0,35x | 1100 | 217.68
6274041 | Complete controller VACUU-SELECT for lab scaffold mounting, with in-line isolation valve, | 1079 | 3012.6
6274057 | Electroporation System BTX ECM 399 | 1315 | 4659.78
6274088 | Tube with stirring element BMT-20-S-M-gamma sterile, stainless steel balls, 20 ml, membrane lid, pack of 20 | 604 | 423.22
6274227 | neoform® Rapid, 750 ml UN 1987, 3, III, (D/E) | 1164 | 18.38
6274315 | Funnel 80 mm stainless steel, with handle and air furrow | 100 | 17.54
6274373 | Ion exchanger system Type DS 450 | 1280 | 437.14
6274399 | Dip Slide Holder | 864 | 206.08
6274401 | Mounting clamp for Ø 20 mm column,for KL 300 LED Spotlight "plus" column adapter | 1113 | 47.72
6274454 | SIMDOS®10 membrane dosing pump FEM 1.10 FT.18RC P2 ID 167042/160160 | 1053 | 3763.42
6274501 | Disposable grinding chamber MT 40 P.100 bended beater 40 ml, pack of 100 | 575 | 1321.29
6274521 | Rotary evaporator RV 10 digital V-C 4l heating bath, universal safety heating bath, Vertical glassware as standard | 657 | 7359.11
6274532 | Incubator, Model BD 720, without interface, 737 ltr. 230V 1 ~ 50 / 60Hz | 868 | 9363.54
6274555 | Comply indicator strips multiparameter, pack of 240 | 1208 | 93.44
6274619 | Ultrasonic generator GM4400 Ultrasonic transducer UW 400, Level horn SH 400 G, Sonotrode TS 425 | 613 | 7617.37
6274832 | Chemistry Pumping unit PC 3001 VARIO select 100-120V/ 200-230V, 50/60Hz, UK-plug | 1070 | 7792.72
6274836 | Finnpipette F3, 1-channel variable volume 5 - 50 ml | 968 | 361.83
6274868 | Spectrafuge, mini centrifuge incl. rotor, purple, AC 100-240V 50/60 Hz | 665 | 230.68
6274875 | Orbital shaker hula dancer basic | 501 | 477.75
6274940 | Electronic stirrer Microstar 30 digital 100 - 240V, 50/60Hz | 479 | 1462.75
6274944 | CHROMABOND Vacuum manifold complete for 12 positions Glass trough with lid, interchangeable PP needles | 1466 | 1343.1
6274985 | Water bath 2 Ltr., digital +5°C bis 99°C, 240V, 50Hz | 830 | 828.51
6274986 | Water bath 5 Ltr., digital +5°C bis 99°C, 240V, 50Hz | 830 | 1006.74
6274987 | Water bath 10 Ltr., digital +5°C bis 99°C, 240V, 50Hz | 830 | 1217.38
6274988 | Water bath 20 Ltr., digital +5°C bis 99°C, 240V, 50Hz | 830 | 1435.33
6274989 | Water bath 28 Ltr., digital +5°C bis 99°C, 240V, 50Hz | 830 | 1515.86
6274992 | Weights class F1, 500g, stainless-steel, ECO form | 380 | 116.4
6274993 | Muffle Furnace LT 24/11/B410 Tmax 1100°C with lift door | 904 | 7533.65
6275022 | Ultra freezer UFV 700-230V-W Water cooling, climate-neutral refrigerants, 700L 230V 1 ~ 50 Hz, dimensions WxHxD 1110x1966x938 | 772 | 20118.22
6275025 | CHROMABOND SPE Vacuum manifold complete for 24 positions exchangeable PP needles | 1466 | 1977.16
6275093 | Knife mill pulverisette 11 1.4 l grinding bowl | 580 | 6561.65
6275263 | Stand Dino-Lite, stainless steel vertical tripping function, fine focus attitude | 440 | 286.61
6275353 | Trapezoidal ceramic blades CERA-Safeline® pack of 3 blades in PP box on blister card | 129 | 19.67
6275380 | Syringe pump Legato® 180 100-240 V / 50/60 Hz, for dual infuse 0.5µl-10ml | 1055 | 3836.84
6275393 | Compatible balance Compass CX 221 220 g / 0,1 g, Platform dimensions 132 x 125 mm | 355 | 94.31
6275416 | Compatible balance Compass CX 621 620 g / 0.1 g, Platform dimensions 132 x 125 mm | 355 | 94.31
6275417 | Compatible balance Compass CX 1201 1200 g / 0,1 g, Platform dimensions 132 x 125 mm | 355 | 117.11
6275418 | Compatible balance Compass CX 2200 2200 g / 1,0 g, Platform dimensions 132 x 125 mm | 355 | 94.31
6275419 | Compatible balance Compass CX 5200 5200 g / 1,0 g, Platform dimensions 132 x 125 mm | 355 | 100.95
6275420 | Compatible balance Compass CR 221 220 g / 0,1 g, Platform dimensions 142 x 128 mm | 355 | 54.48
6275421 | Compatible balance Compass CR 621 620 g / 0,1 g, Platform dimensions 142 x 128 mm | 355 | 61.5
6275422 | Compatible balance Compass CR 2200 2200 g / 1,0 g, Platform dimensions 142 x 128 mm | 355 | 54.48
6275423 | Compatible balance Compass CR 5200 5200 g / 1,0 g, Platform dimensions 142 x 128 mm | 355 | 61.5
6275481 | VisiLED Set, incl. MC1100 controller ringlight S40-75 and power adapter consisting of: 400.080+400.050+400.110 | 1112 | 1431.39
6275482 | VisiLED Set, incl. MC1100 controller ringlight S80-55 and power adapter consisting of: 400.080+400.050+400.255 | 1112 | 1500.08
6275499 | Balance Navigator NVT22000 22000g/1,0 g, weighing plate 174x230mm | 357 | 333.02
6275587 | Analytical balance ADJ 100-4 Weighing range 120 g / 0,1 mg | 368 | 845.57
6275588 | Analytical balance ADJ 200-4 Weighing range 210 g / 0,1 mg | 368 | 922.44
6275589 | Analytical balance ADJ 600-C3 Weighing range 120 g ¦ 600 ct/ 0,1 mg ¦ 0,001 ct | 368 | 826.36
6275858 | Stainless steel shaker KM CO2 FL Shaking platform 200x295 mm | 509 | 2770.31
6275873 | Electrical force gauge (internal) FL 50 max 50 N; d=0.02 N | 437 | 547.7
6275891 | Weight F1, 5kg, stainless steel compact-form | 380 | 337.64
6275961 | Acid filter B Code B | 286 | 483.03
6276042 | Whirl-Pak® sample bag 150x230 mm Stand-Up, Thio-Bags with sodium thiosulfate tablet Volume 500 ml, PE, sterile, pack of 100 | 561 | 143.13
6276103 | GF1000 Gas Flowmeter Kit | 1487 | 3968
6276107 | Soft Nitrile gloves size XS(5,5-6,0) "SOFT NITRIL BLUE Premium", blue, non-sterile, poder-free, rolling edges, pack of 100 | 224 | 6.84
6280000 | Uni cont&spoon no label 30 ml pack of 400 | 43 | 261.62
6280030 | SIMDOS®02 membrane dosing pump FEM 1.02 TT.18 RCP incl. R232 | 1053 | 2419.63
6280034 | KIMTECH® Science* Purple Nitrile-Xtra* gloves, size XS, purple, 300 mm, powder free, pack of 50 | 227 | 22.09
6280035 | KIMTECH® Science* Purple Nitrile-Xtra* gloves, size S, purple, 300 mm, powder free, pack of 50 | 227 | 22.09
6280036 | KIMTECH® Science* Purple Nitrile-Xtra* gloves, size M, purple, 300 mm, powder free, pack of 50 | 227 | 22.09
6280037 | KIMTECH® Science* Purple Nitrile-Xtra* gloves, size L, purple, 300 mm, powderfree,pack of 50 | 227 | 22.09
6280038 | KIMTECH® Science* Purple Nitrile-Xtra* gloves, size XL, purple, 300 mm, powder free, pack of 50 | 227 | 22.09
6280063 | Noise reduction box, for ultrasonic baths size S 512x350x425mm | 1192 | 1817.34
6280064 | Noise reduction box, for ultrasonic baths size L 607x460x633mm | 1192 | 2122.79
6280065 | Closing-mat for Deepwell 96/2000, pack of 5 bags á 10 | 1297 | 238.88
6280069 | Drying oven Model FD056, 60 ltr., USB port, 230 V 1 ~ 50/60 Hz | 857 | 2213.56
6280073 | Microplate thermoshaker PHMP for 2x 96 or 384 well plates temperature range RT +5...100°C | 540 | 2048.44
6280087 | Microscope cleaning kit inkl.power blower, cotton swabs, cleaning liquid, cleaning cloth, lens cleaning paper, | 442 | 17.19
6280100 | FiveEasy F20-pH/mV-benchtop meter (instrument only) | 312 | 660.39
6280101 | FiveEasy F20-standard-kit bentop meter incl. LE438 IP67 3-in-1 plastic electrode | 312 | 864.8
6280102 | FiveEasy Plus FP20-pH/mV-benchtop meter (instrument only) | 312 | 932.93
6280103 | FiveEasy Plus FP20-standard-kit bentop meter incl. LE438 IP67 3-in-1 plastic electrode | 312 | 1163.54
6280104 | FiveEasy Plus FP20-Bio-kit bentop meter incl. LE410 3-in-1 pH glass electrode | 312 | 1194.98
6280105 | FiveEasy Plus FP20-Micro kit benchtop meter incl. LE422 mikro pH electrode | 312 | 1194.98
6280106 | FiveEasy Plus FP20-TRIS kit benchtop meter incl. LE420 glass electrode | 312 | 1163.54
6280107 | FiveEasy F30-conductivity meter (instrument only) | 334 | 1163.54
6280108 | FiveEasy F30-Standard kit conductivity meter incl. LE703 conductivity electrode | 334 | 1314.13
6280109 | FiveEasy Plus FP30-conductivity meter (instrument only) | 334 | 1334.58
6280111 | FiveGo F2 meter pH basic instrument | 304 | 416
6280112 | FiveGo F2-Standard-Kit incl. LE438 IP67 3-in-1 plastic electrode | 304 | 607.97
6280113 | FiveGo F2-Field-Kit incl. LE438 IP67 3-in-1 plastic electrode and carrying case | 304 | 681.35
6280114 | FiveGo F2-Food-Kit incl. LE427 IP67 electrode and carrying case | 304 | 628.94
6280115 | FiveGo F3-Conductivity meter | 330 | 476.94
6280116 | FiveGo F3-Standard-Kit Conductivity meter incl. LE703 IP67 conductivity electrode | 330 | 649.91
6280117 | FiveGo F3-Field-Kit Conductivity meter incl. LE703 IP67 conductivity electrode and carrying case | 330 | 702.31
6280118 | FiveGo F4-measuring unit solved oxygen | 340 | 443.4
6280119 | FiveGo F4-Standard-Kit measuring unit solved oxygen, incl. LE621 IP67 electrode | 340 | 801.9
6280120 | FiveGo F4-Standard-Kit measuring unit solved oxygen, incl. LE621 IP67 electrode, carrying case | 340 | 864.8
6280220 | Tissue embedding cassette, blue UNI type, POM, 28x40x6.8 mm pack of 500 | 1398 | 63.77
6280242 | Round-bottom flask 6000 ml Four-neck, C. neck NS 29/32 side neck NS 29/32, DURAN® | 622 | 432.02
6280246 | Whirl-Pak® sample bags 127x305 mm w/o writing field, PE, sterile, cap. 798 ml, pack of 500 | 560 | 197.77
6280268 | Cooling-Incubator KT 115-230V 102 ltr., 4...100°C 200...240 V1~ 50/60Hz | 871 | 6791.36
6280269 | Incubator BD056-230V 57 ltr., 230 V1~ 50/60Hz, 560x625x565 mm (WxHxD) | 868 | 2112.01
6280284 | Multifunctional heated/drying ovens FED 115, 115l,230 V.50/60 Hz. | 857 | 4003.91
6280289 | Cooling-Incubator KT 53 52 Ltr., 4...100°C 660x635x630mm | 871 | 5533.91
6280290 | Drying chamber BD 115 115 ltr.,230 V 1N ~ 50/60 Hz 710x735x605mm | 868 | 2842.19
6280291 | Incubators BD 260 260 ltr., 230 V 1N ~ 50/60 Hz 813,5 x 813 x 962 mm (WxDxH) | 868 | 4814.31
6280292 | General purpose ovens/hot air sterilizers E 260, 260l, 230V, 50/60 Hz | 857 | 4598.84
6280293 | Incubator BF 115 115 l, 230 V, 50/60Hz | 868 | 3744.19
6280295 | Multifunctional oven FED 56, 56 L, 230V, 50/60Hz | 857 | 3005.7
6280296 | Multifunctional heated/drying ovens FED 260, 260l, 230 V., 50/60 Hz. | 857 | 5840.79
6280298 | Beakers 5000 ml, low form, boro 3.3 with division and spout | 13 | 55.63
6280318 | Molecular self-assembly kit Inorganic, Buckminster fullerene, 60 atoms | 174 | 37.44
6280319 | Molecular self-assembly kit Inorganic, sulphur 24 atoms | 174 | 20.68
6280320 | Molecular model calcium fluoride 30 atoms | 174 | 38.95
6280325 | Molecular Orbital Oranic atomic orbital, 14 models | 174 | 49.58
6280326 | Molecular Collection shapes of molecules 8 models | 174 | 31.81
6280327 | Amino acid, peptide upgrade 8 models | 175 | 66.43
6280330 | Safety cabinet S-PHOENIX Vol.2-90 FDAC 1200x615x1968mm, incl.5 drawers, RAL 7035 | 290 | 6004.82
6280362 | Drying ovens Model FD 260, 260 ltr.,230 V 1N ~ 50/60 Hz | 857 | 5045.32
6280403 | Titrating burette 15ml, acc. to Dr. Schilling with shatter protection | 1024 | 103.16
6280404 | Titrating burette 25ml, acc. to Dr. Schilling with shatter protection | 1024 | 103.16
6280405 | Titrating burette 50ml, acc. to Dr. Schilling with shatter protection | 1024 | 126.68
6280425 | Microsart® ADD filter 100 CN, white black, 0.45 µm, HF, pack of 24 | 1390 | 211.25
6280429 | Dispensette® S Digital with recirculation valve, 1 - 10 ml incl. DAkks certificate | 1017 | 673.53
6280441 | CULTURA M Incubator (230 V) with Multirack, shelve, thermometer, for 18 tests | 864 | 386.39
6280450 | pH-Fix indicator sticks 4,0-7,0 pack of 100 | 298 | 20.6
6280453 | HEPA-Filter H 14 | 283 | 596.99
6280456 | Ultrasonic pipet cleaner PR 140 DH-Set set complete with basket K 140 B, lid D 140 D, 5 ltr. TICKOPUR R 33, 1 ltr. TICKOPUR TR 3-1 | 1191 | 4081.46
6280506 | Filter crucibles 50ml porosity 0 | 745 | 28.73
6280595 | Plastipak® tuberculin syringe 1 ml with luer nozzle, with two-piece plunger, sterile, pack of 120 | 1461 | 15.32
6280645 | 3-in-1-Compact-Flow-Through 176.765-QS, 110µl, with 2 screw connections, CH=15mm | 1156 | 1099.3
6280680 | Cuvettes, makro, min. 2.5ml 4 optical windows, UV transparent, nest numbered-assorted, pack of 100 | 1158 | 63.51
6280786 | H2O Osmolality Standard 5 ml 290mOsm/Kg, pack of 12 | 1344 | 193.18
6280788 | Fluorescence-flow-through-cuvette centre height 15mm, 50µl, light path 1.5 and 3 mm | 1156 | 1099.3
6280859 | Bench-Top Biohazard Bag Holder Kit incl. cover+100x bags 9404070, can also be used with bags 7658986 | 259 | 96.53
6280866 | Bosshead 16.5 mm, type 3 angle 90°, aluminium | 180 | 15.19
6280873 | LLG-vials-stand, PP, blue for up to 50 vials, volume 4 ml, 230 x 117 x 28 mm, stackable | 1451 | 28.4
6280900 | Distilled water 20l | 1278 | 41.02
6280910 | Medical scissors 90 mm, extra fine Inox, curved, pointed-pointed | 127 | 41.69
6280911 | Medical scissors 90 mm, extra fine Inox, thin blades | 127 | 41.69
6280912 | Medical scissors 90 mm, round blades Inox | 127 | 41.69
6280913 | Medical scissors 90 mm, extra fine Inox, small strong blades | 127 | 41.69
6280914 | Medical scissors 90 mm, round tip Inox | 127 | 41.69
6280935 | Transfer Rack for 1.5/2.0ml reaction vessels | 532 | 83.48
6280936 | Transfer Rack for 0.5ml reaction vessels | 532 | 83.48
6280937 | Precision balance Adventurer® AX422 420 g / 0.01g, weighing plate 175x195mm | 364 | 1744.84
6280938 | Precision balance Adventurer® AX422/E 420 g / 0.01 g, external calibration weighing plate 175x195mm | 364 | 1314.81
6280939 | Precision balance Adventurer® AX822 820 g / 0.01g, weighing plate 175x195mm | 364 | 1922.79
6280940 | Precision balance Adventurer® AX822/E 820 g / 0.01 g, external calibration weighing plate 175x195mm | 364 | 1497.69
6280941 | Precision balance Adventurer® AX2201 2200 g / 0.1g, weighing plate 175x195mm | 364 | 1655.87
6280942 | Precision balance Adventurer® AX2201/E 2200 g / 0.1 g, external calibration weighing plate 175x195mm | 364 | 1250.55
6280943 | Precision balance Adventurer® AX4201 4200 g / 0.1 g, weighing plate 175x195mm | 364 | 1932.67
6280944 | Precision balance Adventurer® AX4201/E 4200 g / 0.1 g, external calibration, weighing plate 175x195mm | 364 | 1507.58
6280945 | Precision balance Adventurer® AX8201 8200 g / 0.1 g, weighing plate 175x195mm | 364 | 2066.13
6280946 | Precision balance Adventurer® AX8201/E 8200 g / 0.1 g, external calibration, weighing plate 175x195mm | 364 | 1675.64
6280950 | LLG-Flat bottom glasses 4 ml, 44.6x14.65 mm clear glass, 5mm, PE stopper, transparent, pack of 100 | 1445 | 30.51
6280951 | LLG-Thread bottles 1,5 ml thread 10-425, 32x11,6 mm, amber glass, pack of 100 | 1439 | 21.14
6280952 | LLG-Thread bottles 12 ml thread 15-425, 66x18,5 mm clear glass, hydrol.cl., pack of 100 | 1444 | 33.28
6280953 | LLG-Thread bottles 8 ml thread 15-425, 61x16,6 mm clear glass,1st.hydrol.cl., pack of 100 | 1444 | 30.62
6280954 | LLG-Thread bottles 16 ml thread 18-400, clear glass, pack of 100 | 1444 | 37.27
6280971 | Platform balance DE 300K50DL 150/350 kg / 50/100 g, (Dual range) weighing plate 650 x 500mm | 375 | 475.64
6280980 | Cuvettes, makro, min. 2,5ml, 4 optical windows, UV transparent, pack of 500 | 1158 | 238.79
6280981 | Cuvettes, makro, min. 2.5ml 4 optical windows, PS, pack of 500 | 1158 | 138.74
6280982 | Cuvettes, makro, min. 2.5ml 4 optical windows, PS, pack of 100 | 1158 | 35.58
6281023 | Spray bottle 1000 ml, PE-LD transparent, overprint ethanol, narrow neck, GL 32 | 97 | 18.18
6281071 | Circulator 7L, MX heated, +10°...+135°C, 240V, 50Hz | 798 | 2967.59
6281081 | Immersion Circulator MX max. temp. 135°C, 240V, 50Hz | 796 | 1631.99
6281082 | Open Tank 8L, PC | 796 | 1036.05
6281158 | True North Flatpack Freezer Boxes PP,1.5/2ml, 81 place, white, 133x133x51mm, pack of 10 | 759 | 83.06
6281159 | True North Flatpack Freezer Boxes PP, 50ml, 16 place, white, 145x147x120mm, pack of 10 | 759 | 158.15
6281160 | True North Flatpack Freezer Boxes PP, 50ml, 16 place, blue, 145x147x120mm, pack of 10 | 759 | 158.15
6281161 | True North Flatpack Freezer Boxes PP,1.5/2ml, 81 place, blue, 133x133x51mm, pack of 10 | 759 | 83.9
6281163 | True North Flatpack Freezer Boxes PP,0.2ml, 144 place, white, 133x130x30mm, pack of 10 | 759 | 132.01
6281166 | True North Flatpack Freezer Boxes PP,0.5ml, 81 place, white, 133x130x42mm, pack of 10 | 759 | 132.01
6281169 | True North Flatpack Freezer Boxes PP, 5ml, 25 place, white, 133x130x75mm, pack of 10 | 759 | 132.01
6281170 | True North Flatpack Freezer Boxes PP, 5ml, 25 place, blue, 133x130x75mm, pack of 10 | 759 | 132.01
6281172 | True North Flatpack Freezer Boxes PP, 15ml, 36 place, white, 145x147x120mm, pack of 10 | 759 | 167.38
6281173 | True North Flatpack Freezer Boxes PP, 15ml, 36 place, blue, 145x147x120mm, pack of 10 | 759 | 167.38
6281175 | Protection spectacles sportstyle 9193 colour: black/blue, lenses:colourless, UV 400,2C-1,2, supravision extreme | 200 | 21.06
6281178 | Protection spectacles pheos s 9192 colour:anthracite/grey, lenses:PC colourless, UV 400,2C-1,2, supravision excellence | 201 | 18.93
6281179 | Cryobox 75mm, white with divider 5x5, for 5ml tubes | #N/A | 9.99
6281268 | Whirl-Pak®-Sample bags 190x300 mm with writing field, PE, with Speci-Sponge® Volume 627 ml, sterile, pack of 100 | 561 | 225.23
6281344 | Portable balance Scout® SKX123 120 g / 0,001 g, LCD-Display Platform Ø 93 mm | 356 | 612.63
6281345 | Portable balance Scout® SKX222 220 g / 0,01 g, LCD-Display Platform Ø 120 mm | 356 | 436.69
6281346 | Portable balance Scout® SKX422 420 g / 0,01 g, LCD-Display Platform Ø 120 mm | 356 | 522.56
6281347 | Portable balance Scout® SKX622 620 g / 0,01 g, LCD-Display Platform Ø 120 mm | 356 | 581.21
6281348 | Portable balance Scout® SKX1202 1200 g / 0,01g, LCD-Display, Platform 170x140 mm | 356 | 653.57
6281349 | Portable balance Scout® SKX2202 2200 g / 0,01g, LCD-Display, Platform 170x140 mm | 356 | 704.24
6281350 | Portable balance Scout® SKX421 420 g / 0,1 g, LCD-Display Platform Ø 120 mm | 356 | 279.08
6281351 | Portable balance Scout® SKX621 620 g / 0,1g, LCD-Display, Platform 170x140 mm | 356 | 291.13
6281352 | Portable balance Scout® SKX2201 2200 g / 0,1g, LCD-Display, Platform 170x140 mm | 356 | 429.36
6281353 | Portable balance Scout® SKX6201 6200 g / 0,1g, LCD-Display, Platform 170x140 mm | 356 | 591.69
6281354 | Portable balance Scout® SKX8200 8200 g / 1g, LCD-Display, Platform 170x140 mm | 356 | 352.92
6281355 | Portable balance Scout® STX123 120 g / 0,001 g, LCD-Touchscreen-Display Platform Ø 93 mm | 356 | 947.43
6281356 | Portable balance Scout® STX223 220 g / 0,001 g, LCD-Touchscreen-Display Platform Ø 93 mm | 356 | 1084.22
6281357 | Portable balance Scout® STX222 220 g / 0,01 g, LCD-Touchscreen-Display Platform Ø 120 mm | 356 | 719.44
6281358 | Portable balance Scout® STX422 420 g / 0,01 g, LCD-Touchscreen-Display Platform Ø 120 mm | 356 | 876.5
6281359 | Portable balance Scout® STX622 620 g / 0,01 g, LCD-Touchscreen-Display Platform Ø 120 mm | 356 | 947.43
6281360 | Portable balance Scout® STX1202 1200 g / 0,01g, LCD-Touchscreen-Display, Platform 170x140 mm | 356 | 1043.69
6281361 | Portable balance Scout® STX2202 2200 g / 0,01g, LCD-Touchscreen-Display, Platform 170x140 mm | 356 | 1084.22
6281362 | Portable balance Scout® STX421 420 g / 0,1 g, LCD-Touchscreen-Display Platform Ø 120 mm | 356 | 407.37
6281363 | Portable balance Scout® STX621 620 g / 0,1g, LCD-Touchscreen-Display, Platform 170x140 mm | 356 | 482.77
6281364 | Portable balance Scout® STX2201 2200 g / 0,1g, LCD-Touchscreen-Display, Platform 170x140 mm | 356 | 719.44
6281365 | Portable balance Scout® STX6201 6200 g / 0,1g, LCD-Touchscreen-Display, Platform 170x140 mm | 356 | 922.09
6281366 | Portable balance Scout® STX8200 8200 g / 1g, LCD-Touchscreen-Display, Platform 170x140 mm | 356 | 694.1
6281401 | Disposable sampler 200 ml "DispoPipette" HDPE/sterilised, 1000 mm long, pack of 20 | 557 | 187.53
6281402 | Disposable sampler 200 ml "DispoPipette" HDPE/standard, 1000 mm long, pack of 20 | 557 | 148.95
6281417 | GF-microfilter MGB, 90 mm pack of 50 | 716 | 127.71
6281467 | Gloves AdvanTech 517 size 9 - 9.5, pair | 1522 | 9.56
6281468 | Gloves AdvanTech 517 size 10 - 10.5, pair | 1522 | 9.56
6281479 | Test tubes 200x25mm, wall 1.1-1.2 mm Boro 3.3, smooth edge, round bottom pack of 50 | 26 | 45.82
6281511 | ProCare Lab 11 MA, 10kg Powder cleaner, mild alkaline UN 3253, 8, III, (E) | 1171 | 187.6
6281512 | ProCare Lab 11 AP, 10kg Powder cleaner, mild alkaline UN 3253, 8, III, (E) | 1168 | 193.67
6281513 | ProCare Lab 10 MA, 5 L liquid cleaner, mild alkaline UN 1719, 8, III, (E) | 1171 | 106.89
6281514 | ProCare Lab 10 MA, 10 L liquid cleaner, mild alkaline UN 1719, 8, III, (E) | 1171 | 181.56
6281515 | ProCare Lab 10 AP, 5 L liquid cleaner, alkaline UN 1814, 8, II, (E) | 1171 | 96.87
6281516 | ProCare Lab 10 AP, 10 L liquid cleaner, alkaline UN 1814, 8, II, (E) | 1171 | 154.33
6281517 | ProCare Lab 10 AT, 5 L liquid cleaner, alkaline UN 1824, 8, II, (E) | 1172 | 131.96
6281518 | ProCare Lab 10 AT, 10 L liquid cleaner, alkaline UN 1824, 8, II, (E) | 1172 | 193.67
6281519 | ProCare Lab 30 C, 5 L neutralising agent, acid no dan. goods | 1172 | 125.27
6281520 | ProCare Lab 30 C, 10 L neutralising agent, acid no dan. goods | 1172 | 189.13
6281521 | ProCare Lab 30 P, 5 L neutralising agent, acid UN 1805, 8, III, (E) | 1172 | 126.95
6281522 | ProCare Lab 30 P, 8, 12Kg neutralising agent, acid UN 1805, 8, III, (E) | 1172 | 178.53
6281537 | LLG-Sample dishes, aluminium ca. 100x7mm, with edge, pack of 80 | 383 | 23.31
6281538 | Dispenser Calibrex organo 525, 0.1-1 ml, ground glass plunger, autclavable | 1013 | 379.47
6281539 | Dispenser Calibrex organo 525, 0.1-1 ml, ground glass plunger, with stop cock, autoclavable | 1013 | 436.77
6281540 | Dispenser Calibrex organo 525, 0.25-2.5 ml, ground glass plunger, with stop cock, autoclavable | 1013 | 436.77
6281541 | Dispenser Calibrex organo 525, 0.5-5 ml, ground glass plunger, with stop cock, autoclavable | 1013 | 436.77
6281542 | Dispenser Calibrex organo 525, 1-10 ml, ground glass plunger, with stop cock, autoclavable | 1013 | 436.77
6281543 | Dispenser Calibrex solutae 530, 0.1-1 ml, PFA coated plunger, autoclavable | 1013 | 379.47
6281544 | Dispenser Calibrex solutae 530, 0.25-2.5 ml, PFA coated plunger, autoclavable | 1013 | 379.47
6281545 | Dispenser Calibrex solutae 530, 0.5-5 ml, PFA coated plunger, autoclavable | 1013 | 379.47
6281546 | Dispenser Calibrex solutae 530, 1-10 ml, PFA coated plunger, autoclavable | 1013 | 379.47
6281547 | Dispenser Calibrex solutae 530, 0,1-1 ml, PFA coated plunger, with stop cock, autoclavable | 1013 | 436.77
6281548 | Dispenser Calibrex solutae 530, 0.25-2.5 ml, PFA coated plunger, with stop cock, autoclavable | 1013 | 436.77
6281549 | Dispenser Calibrex solutae 530, 0.5-5 ml, PFA coated plunger, with stop cock, autoclavable | 1013 | 436.77
6281550 | Dispenser Calibrex solutae 530, 1-10 ml, PFA coated plunger, with stop cock, autoclavable | 1013 | 436.77
6281561 | RotoFlex Plus Tube Rotator 220V | 533 | 875.93
6281569 | Stainless Steel-Sinter-Filter AH 300 | 406 | 155.81
6281572 | Vacuum controller VC 900 100-240V, 50-60Hz, control unit w. pressure sensor system | 1080 | 3614.79
6281583 | Precision balance PNS 600-3 620 g / 0.001 g weighing plate Ø 140mm | 360 | 797.53
6281619 | LLG-Draining rack for 50 reagent bottles and 5 flasks, coated wire, with white drip channel | 1184 | 56.51
6281648 | Stereo microscope RED30S binocular lens tube, 45° viewing angle, WF10X/20mm power supply 100V-240V, VDE plug | 1097 | 291.72
6281701 | Test Tubes 100x12,00x0,9-1,0mm Boro 3.3 glass, without rim, round bottom pack of 100 | 26 | 35.61
6281708 | PrimeLab reagent: 50 tablets DPD N ° 1 photometer no danger good | 1238 | 5.84
6281792 | Standard NMR tubes 3mm, "Economy" quality OD 2.95±0.03mm, ID 2.36±0.03, length 178mm, one end closed, pack of 50 | 1452 | 230.63
6281793 | Standard NMR tubes 3mm, "Economy" quality OD 2.95±0.03mm, ID 2.36±0.03, length 203mm one end closed, pack of 50 | 1452 | 255.38
6281836 | Humidity analyser DAB 100-3, 60 g / 0,001 g, max. 199 °C, weighing area Ø 92mm | 376 | 1171.81
6281845 | Portable condictivity meter COND 6+ with electrode | 330 | 376.55
6281890 | Thermal HL60 bath fluid 10 liters (-60...+250 °C) | 828 | 1150.5
6281895 | Stainless steel-2 ring-electrode with ATC, 16x144 mm, 8-pin plug, 3m cable | 338 | 280.73
6281967 | Graduated pipettes, 0,1:0,001 ml cl.A, AR-glass, blue grad. incl. single certificate | 934 | 56.28
6281968 | Graduated pipettes, 0,1:0,001 ml cl.A, AR-glass, blue grad. incl. DAkkS certificate | 934 | 133.71
6282022 | Temperature adjustment set | 379 | 1114.34
6282108 | LLG-Sample containers 160ml, PP with HDPE-screw cap, with label, pack of 200 | 42 | 114.75
6282144 | LLG-Disposable reagent reservoir economy 25ml, non sterile, bulk, pack of 100 | 1000 | 33.44
6282145 | LLG-Disposable reagent reservoir economy 25ml, sterile, single packed, pack of 100 | 1000 | 52.99
6282146 | LLG-Disposable reagent reservoir economy 50ml, non sterile, bulk, pack of 100 | 1000 | 36.8
6282147 | LLG-Disposable reagent reservoir economy 50ml, sterile, single packed, pack of 100 | 1000 | 74.91
6282148 | Closing caps red, for NMR tubes 3mm pack of 50 | 1453 | 19.69
6282149 | Closing caps green for NMR tubes 3mm pack of 50 | 1453 | 19.69
6282150 | Closing caps yellow for NMR tubes 3mm pack of 50 | 1453 | 19.69
6282151 | Closing caps blue for NMR tubes 3mm pack of 50 | 1453 | 19.69
6282195 | 81-Well cryogenic storage rack PP, black, 130 x 130 x 47 mm | 761 | 11.61
6282267 | Spectra/Por® Biotech CE, 24 mm Dialysis-membrane, MWCO 500-1000, pack of 10 mtr. | 1329 | 734.05
6282275 | LLG-uniTOPDISPENS 2 Bottle-top dispenser variable, 0.25...2.5ml | 1009 | 155.7
6282276 | LLG-uniTOPDISPENS 2 Bottle-top dispenser variable, 0.5...5ml | 1009 | 155.7
6282277 | LLG-uniTOPDISPENS 2 Bottle-top dispenser variable, 1...10ml | 1009 | 155.7
6282278 | LLG-uniTOPDISPENS 2 Bottle-top dispenser variable, 2.5...30ml | 1009 | 181.64
6282279 | LLG-uniTOPDISPENS 2 Bottle-top dispenser variable, 5...60ml | 1009 | 181.64
6282280 | LLG-uniTOPDISPENS 2 Bottle-top dispenser variable, 10...100ml | 1009 | 204.52
6282329 | Heating bath HBR 4 control, 4 L | 840 | 5902.32
6282405 | InLab® Cable MultiPin-BNC/4mm 1.2 m | 321 | 160.79
6282418 | Platform flat 3-level tower with non-slip mat 480x380x510mm, fits PSU-20i | 508 | 731.29
6282424 | Round bottem glasses 160x16mm w. smooth edge, AR-Glas, wall thickness 1.0mm, pack of 100 | 25 | 23.81
6282438 | Disposable sampler 200 ml "ZoneDispo" HDPE/sterile, 1000 mm long, pack of 20 | 546 | 357.19
6282439 | Disposable sampler 100 ml "MultiDispo" HDPE, 500 mm long, pack of 20 | 546 | 290.53
6282440 | Disposable sampler 100 ml "MultiDispo" HDPE/sterile, 500 mm long, pack of 20 | 546 | 328.67
6282441 | Disposable sampler 200 ml "MultiDispo" HDPE, 1000 mm long, pack of 20 | 546 | 353.2
6282442 | Disposable sampler 200 ml "MultiDispo" HDPE/sterile, 1000 mm long, pack of 20 | 546 | 393.21
6282443 | Disposable sampler 100 ml "TargetDispo" HDPE, 500 mm long, pack of 20 | 546 | 252.38
6282444 | Disposable sampler 100 ml "TargetDispo" HDPE/sterile, 500 mm long, pack of 20 | 546 | 283.13
6282445 | Disposable sampler 200 ml "TargetDispo" HDPE, 1000 mm long, pack of 20 | 546 | 305.61
6282446 | Disposable sampler 200 ml "TargetDispo" HDPE/sterile, 1000 mm long, pack of 20 | 546 | 342.88
6282447 | Disposable sampler 100 ml "DispoTube" HDPE/standard, 500 mm long, pack of 20 | 557 | 144.55
6282448 | Disposable Sampler 100 ml "DispoTube" HDPE, sterile 500 mm long, pack of 20 | 557 | 169.67
6282449 | Disposable sampler 200 ml "DispoTube" HDPE/standard, 1000 mm long, pack of 20 | 557 | 175.14
6282450 | Disposable sampler 200 ml "DispoTube" HDPE/sterilised, 1000 mm long, pack of 20 | 557 | 208.51
6282451 | Disposable sampler 100 ml "DispoPipette" HDPE/standard, 500 mm long, pack of 20 | 557 | 140.08
6282452 | Disposable sampler 60 ml "PowderDispo" HDPE, 300 mm long, pack of 20 | 546 | 162.04
6282453 | Disposable sampler 60 ml "PowderDispo" HDPE/sterile, 300 mm long, pack of 20 | 546 | 187.53
6282454 | Disposable sampler 60 ml "DispoPicker" HDPE, 300 mm long, pack of 20 | 546 | 144.55
6282455 | Disposable sampler 60 ml "DispoPicker" HDPE/sterile, 300 mm long, pack of 20 | 546 | 169.67
6282456 | Disposable sampler 100 ml "DispoPicker" HDPE, 500 mm long, pack of 20 | 546 | 166.36
6282457 | Disposable sampler 100 ml "DispoPicker" HDPE/sterile, 500 mm long, pack of 20 | 546 | 192.05
6282458 | Disposable sampler NW 14mm "DispoLance" HDPE, 300 mm long, pack of 20 | 546 | 148.95
6282459 | Disposable sampler NW 14mm "DispoLance" HDPE/sterile, 300 mm long, pack of 20 | 546 | 174.05
6282460 | Disposable sampler NW 14mm "DispoLance" HDPE, 500 mm long, pack of 20 | 546 | 179.53
6282461 | Disposable sampler NW 14mm "DispoLance" HDPE/sterile, 500 mm long, pack of 20 | 546 | 205.27
6282520 | Dipslide, TTC/TTC-D001 for total viable count (TVC) pack of 10 | 864 | 32.31
6282521 | Dipslide, TTC/MALT-D002 for Yeast, Moulds, Fungi & TVC pack of 10 | 864 | 32.31
6282522 | Dipslide, TTC/ROSE for Yeast, Moulds, Fungi & TVC pack of 10 | 864 | 32.31
6282523 | Dipslide, TTC/MAC for coliforms & TVC, pack of 10 | 864 | 32.55
6282524 | Dipslide, TTC/E.COLI for E.coli/coliforms & TVC, pack of 10 | 864 | 57.35
6282525 | Dipslide, PDM/MAC for Pseudomonas specias & coliforms pack of 10 | 864 | 57.59
6282526 | Dipslide, TTC/PDM for Pseudomonas specias & TVC, pack of 10 | 864 | 57.59
6282527 | Dipslide, SRB for Sulphate reducing bacteria, pack of 10 | 864 | 87.76
6282528 | Dipslide, NRB for Nitrite reducing bacteria, pack of 10 | 864 | 87.76
6282529 | Dipslide, R2A/R2A - TTC for testing of potable water, pack of 10 | 864 | 32.55
6282530 | Reaction vials 5.0ml with screw cap, Eppendorf Quality, pack of 2 bags á 100 tubes | 692 | 94.6
6282531 | Reaction vials 5.0ml with screw cap, PCR-clean, pack of 2 bags á 100 tubes | 692 | 109.35
6282532 | Reaction vials 5.0ml, sterile w. screw cap, pyrogen-, DNase-, RNase u. DNA-free pack of 2 bags á 100 tubes | 692 | 121.57
6282597 | Vibration screening device AS 200 basic 230 V / 50 Hz, for sieves up to 203 mm Ø | 591 | 3387.89
6282656 | Tacta® Mechanical Pipette 100-1000µl variable, 1-channel | 960 | 394.33
6282657 | Tacta® Mechanical Pipette 10-100µl variable, 1-channel | 960 | 394.33
6282658 | Tacta® Mechanical Pipette 0.5-10µl variable, 1-channel | 960 | 394.33
6282660 | Heating mantle model CMUV10/CL 10 ltr., 230 V 50/60Hz, 2000 W with controller | 849 | 4327.28
6282666 | Vibration screening device AS 200 digit cA 100-240V / 50/60Hz, for sieves up to 203 mm Ø | 591 | 4214.2
6282670 | LLG-Sample dishes, aluminium ca. 90x7mm, pack of 80 | 383 | 22.81
6282716 | Tough-Tags® 24x13mm white, for Laser printer, polyester, pack of 25x119 pcs. | 170 | 119.73
6282765 | Humidity analyzer MB120, 120 g / 0.01 %/0.001 g, weighing pan 90 mm Ø | 378 | 5096.12
6282766 | Pan Holder for MB90, MB120 | 377 | 81.05
6282767 | In-Use-Cover for MB 90, MB 120 | 377 | 70.01
6282768 | Scoop, for MB90, MB120 | 377 | 53.73
6282769 | Cage, Sample for MB series | 377 | 70.01
6282770 | Pan, Reusable, 7mm for MB series, pack of 3 | 377 | 159.06
6282771 | Pan, Reusable, 14mm for MB series, pack of 3 | 377 | 146.35
6282773 | Electroporation Cuvette 1mm w. pipette, pack of 50 | 1315 | 289.18
6282774 | Electroporation Cuvette 2mm w. pipette, pack of 50 | 1315 | 289.18
6282775 | Electroporation Cuvette 4mm w. pipette, pack of 50 | 1315 | 289.18
6282777 | BTX Electroporation Cuvette 1mm w. pipette, pack of 10 | 1315 | 102.19
6282778 | BTX Electroporation Cuvette 2mm w. pipette, pack of 10 | 1315 | 108.47
6282779 | BTX Electroporation Cuvette 4mm w. pipette, pack of 10 | 1315 | 108.47
6282788 | LLG-Disposable Bouffant caps, PP nonwoven, Ø52cm, green, pack of 100 | 250 | 5.74
6282789 | LLG-Disposable Bouffant caps, PP nonwoven, Ø52cm, white, pack of 100 | 250 | 5.74
6282790 | LLG-Disposable Bouffant caps, PP nonwoven,Ø52cm, blue, pack of 100 | 250 | 5.74
6282791 | LLG-Disposable Protective suits, white size L, PP, nonwoven, pack of 10 | 249 | 19.9
6282792 | LLG-Disposable Protective suits, white size XL, PP, nonwoven, pack of 10 | 249 | 20.19
6282793 | LLG-Disposable Protective suits, white size XXL, PP, nonwoven, pack of 10 | 249 | 21.21
6282794 | LLG-Disposable Shoe covers PP, nonwoven with CPE sole, blue, pack of 50 | 252 | 9.6
6282795 | LLG-Disposable Shoe covers CPE foil, blue, pack of 100 | 252 | 4.69
6282796 | LLG-Disposable Visitor gown PP, nonwoven, white, universal size, pack of 50 | 247 | 52.18
6282797 | LLG-Disposable Protective Sleeves 20µm, PE, blue, pack of 100 | 251 | 4.61
6282798 | LLG-Disposable Protective Sleeves 20µm, PE, white, pack of 100 | 251 | 4.61
6282799 | LLG-Disposable Protective Sleeves 40µm, PE, blue, pack of 100 | 251 | 8.4
6282811 | Analytical balance ADB 200-4 210g/0.1mg, stainless steel, weighing plate Ø 90mm | 368 | 787.93
6282866 | Nitrile gloves Red Pearl size S powder free, non sterile, pack of 100 | 223 | 12.39
6282919 | Pocked meter Multi 3620 IDS Multiparameter meter | 351 | 1923.3
6282965 | Vibration screening device AS 200 control 100-240V / 50/60Hz, for sieves, up t 203mm Ø,incl.factory certificate EN 10204 2.2 | 591 | 4682.45
6282978 | Pocked meter Multi 3510 IDS SET 1 | 351 | 1597.57
6282979 | Pocked meter Multi 3510 IDS | 351 | 1243.22
6282980 | Pocked meter Multi 3630 IDS Set F Multiparameter meter | 351 | 5407.18
6283037 | LLG-Absorbent, 1,5kg oil and chemical binder, granules | 262 | 76.85
6283064 | Digital salt meter PAL-Salt scale 0,00...10,00% | 1127 | 306.83
6283092 | Digital benchtop refractometer DR-A1-plus | 1134 | 3835.26
6283118 | CO²-Incubator ICO50med 56 litres, 230/115 V, 50/60 Hz. with humidity and CO2 sensor | 876 | 7001.18
6283119 | CO²-Incubator ICO105med 107 litres, 230/115 V, 50/60 Hz. with humidity and CO2 sensor | 876 | 8372.06
6283120 | CO²-Incubator ICO150med 156 litres, 230/115 V, 50/60 Hz. with CO² sensor | 876 | 10469.55
6283121 | CO²-Incubator ICO240med 241 litres, 230/115 V, 50/60 Hz. with humidity and CO2 sensor | 876 | 12793.73
6283206 | Bath vessel IB-R RO15 eco for magnetic stirrer RO15 | 453 | 1311.23
6283249 | Laboratory B2 Vario Pump PVDF 32-R DL depht of immersion: 700mm, PVDF, IP 24 220 - 240V, 50Hz, 200 W | 1042 | 818.44
6283261 | CHROMAFIL Xtra dispoable filter PA-45/13 Polyamide/nylon, 0,45µm, 13 mm, colourless PP-housing, labeled, pack of 100 | 738 | 111.43
6283263 | LLG-Flat bottom bottle 4ml, PP, 44.6x14.65mm, clear, 15mm, PE stopper, transparent, pack of 100 | 1445 | 28.69
6283272 | Sample vessel 1.5ml, PFA OD 13.5mm, w/o. lid, convex graduation | 1221 | 13.1
6283273 | Sample vessel 2.5ml, PFA OD 13.5mm, w/o. lid, convex graduation | 1221 | 15.01
6283274 | Sample vessel 4ml, PFA OD 14mm, w/o. lid, convex graduation | 1221 | 21.06
6283275 | Lid with knob, PFA, OD 16mm for sample vessels | 1221 | 21.37
6283276 | Snap-on lid, PFA, OD 18mm for sample vessels | 1221 | 20.6
6283278 | Sample vessel 15ml, PFA plane, conical, convex graduation | 1230 | 31.66
6283279 | Sample vessel 25ml, PFA stand ring, conical, convex graduation | 1230 | 40.56
6283280 | Sample vessel 25ml, PFA plane, conical, convex graduation | 1230 | 42.99
6283281 | Sample vessel 50ml, PFA stand ring, conical, convex graduation | 1230 | 56.81
6283282 | Sample vessel 50ml, PFA plane, conical, convex graduation | 1230 | 61.65
6283283 | Screw cap, PFA for sample vessels 10/25/50ml | 1230 | 29.13
6283296 | Rocking shaker 35 EZ single platform, 10-120rpm 230 V, incl. EU & UK power cords | 518 | 1217.79
6283298 | Rocking shaker 35 EZ double platform, 10-120rpm 230 V, incl. EU & UK power cords | 518 | 1373.06
6283309 | Pocked meter Multi 3630 IDS Multiparameter meter | 351 | 3173.68
6283413 | Protective apron T-Cryo Light Cryogenic, 70x90cm, waterproof | 248 | 216.93
6283420 | Precision balance EWJ 3000-2 3000 g / 0.01 g, calibratable, weighing plate Ø 135 mm | 359 | 526.32
6283459 | Spectralphotometer 7200 wave length 335-800nm, 100-240VAC, 50/60Hz | 1140 | 3373.44
6283460 | Cuvette holder 10x10mm for heated cells, incl. UK, EU and US power leads | 1140 | 1007.56
6283462 | RO module Ultra Clear RO 20-100 und Ultra Clear RO 20-55 EDI (Origin USA - Observe embargo regulations) | 1289 | 734.72
6283464 | Evaporating basin,quartz,diam. 60 mm,height 30 mm cap. 45 ml,w/o. spout | 104 | 46.47
6283476 | Hei-TORQUE 100 Value-UK UK plug | 488 | 1957.78
6283543 | GD/X 13 Syringe Filter, nonsterile, 0.2 µm, 13 mm PVDF filtration medium, pack of 150 | 733 | 592.66
6283612 | Kit IDS WLM cons.of wireless module for sensor and meter(one of each) no danger good | 349 | 566.22
6283615 | Pocked meter Multi 3630 IDS Set KS2 Multiparameter meter | 351 | 3257.19
6283617 | Wireless module IDS WLM-S for sensor no danger good | 352 | 257.83
6283618 | USB-charging device WLM-Charger cascadable (up to 5 units w. WTW power suplly), LU w/o. power supply | 352 | 188.95
6283706 | Pocked meter Multi 3510 IDS Set KS1 | 351 | 1473.49
6283708 | Multi 3620 IDS SET G | 351 | 4023.17
6283709 | Pocked meter Multi 3630 IDS Set G Multiparameter meter | 351 | 5493.08
6283710 | Pocked meter Multi 3510 IDS SET 3 | 351 | 1984.15
6283762 | Pipette tips 300 µl blackKnights, conductive pack of 17280 | 999 | 1462.75
6283764 | Pipette tips 1100 µl blackKnights, conductive pack of 9600 | 999 | 903.75
6283838 | Immersion oil (5ml) | 1107 | 14.19
6283846 | Vibration screening device AS 300 control 100-240V / 50/60Hz, for sieves, up t 305mm Ø,incl.factory certificate EN 10204 2.2 | 591 | 6266.22
6283913 | Euronormbox grey, 20 L 400x300x220mm, full wall | 53 | 10.71
6283914 | Lid for Euronormbox grey 400x300mm, full wall | 53 | 6.82
6283967 | Dispenser SIMPLEX2 0,25...2,5:0,05ml | 1010 | 347.62
6283968 | Dispenser SIMPLEX2 0,5...5:0,1ml | 1010 | 347.62
6283969 | Dispenser SIMPLEX2 1...10:0,2ml | 1010 | 347.62
6283970 | Dispenser SIMPLEX2 2,5...25:0,05ml | 1010 | 454.6
6283971 | Dispenser SIMPLEX2 5...50:1ml | 1010 | 499.69
6283972 | Dispenser SIMPLEX2 10...100:2ml | 1010 | 651.06
6283976 | Dispenser GENIUS2 0,1...2,5:0,05ml | 1010 | 405.02
6283977 | Dispenser GENIUS2 0,5...5,0:0,1ml | 1010 | 405.02
6283978 | Dispenser GENIUS2 1...10:0,2 ml | 1010 | 405.02
6283979 | Dispenser GENIUS2 2,5...25:0,5ml | 1010 | 514.58
6283980 | Dispenser GENIUS2 5...50:1ml | 1010 | 547.99
6283981 | Dispenser GENIUS2 10...100:2ml | 1010 | 703.33
6284026 | Minisart® NY 15, 15 mm 0.45 µm, non sterile, pack of 50 | 735 | 124.87
6284047 | Tubes Ethanol 100/a 100 - 3000 ppm, pack of 10 | 1214 | 159.91
6284078 | Shaft guard for Hei-Torque | 489 | 156.31
6284083 | Analogue Shore-Hardness durometer HBA 100-0 shore A, 100HA, 1.0 HA | 438 | 134.47
6284102 | Tubes Methanol 20/a UN 1230, 3, II, (D/E) pack of 10 | 1214 | 159.91
6284110 | Spectra/Por® G2, 10ml Float-A-Lyzer, MWCO 20.000, CE, pack of 12 | 1329 | 262.75
6284111 | Spectra/Por® G2, 10ml Float-A-Lyzer, MWCO 50.000, CE, pack of 12 | 1329 | 262.75
6284162 | Y-Adapter 1x plug, 2x sleeve with extension cable 2m | 1079 | 162.84
6284227 | Precision balance PNS 3000-2 3200 g / 0.01 g weighing plate 190x190mm | 360 | 720.66
6284228 | Precision balance PNS 12000-1 12000 g / 0.1 g weighing plate 190x190mm | 360 | 701.44
6284229 | WHEATON-Scintilation vials 20 ml with cap 24-400, PP cap (986561), metal insert, pack of 500 | 43 | 430.18
6284248 | Respirator Premium+, FFP 2 RD, with exhalation valve, blue bandeau, pack of 5 | 209 | 67.18
6284249 | Respirator Premium+, FFP 3RD with exhalation valve, red bandeau, pack of 5 | 209 | 77.48
6284262 | Ax60+ CO2 Safety Monitor incl. 1x Central Display Unit, 1x CO2 Sensor, 1x CO2 Alarm, w.universal power supply | 1217 | 1299.19
6284263 | Additional CO2 Sensor (max. 4 per Central Display Unit) | 1217 | 631.26
6284264 | Additional CO2 Alarm (max. 8 per Central Display Unit) incl. cable | 1217 | 272.57
6284265 | Optional Sensor Protector Kit Protector bar, splashguard and fixing kit | 1217 | 128.17
6284308 | pH 450 Meter kit, w. double-junction pH electrode and ATC probe, Grip-Clip electrode holder, 2 AA batteries, hard carry case, | 303 | 616.85
6284310 | H2O Osmolality Standard 5 ml 300mOsm/Kg, pack of 12 | 1344 | 193.18
6284369 | Muffle furnace LT 5/12/B410 up to 1200°C, cap. 5 ltr. with lift door | 905 | 5306.79
6284401 | Freezer box B 30-20 -20...+10°C, 30 L | 783 | 4166.34
6284402 | Freezer box B 35-50 -50...-10°C, 35 L | 775 | 6500.06
6284403 | Ultra freezer box B 35-50 //logg -50...-10°C, 35 L, w. data logger, Touchscreen control | 775 | 7788.63
6284404 | Ultra freezer box B 35-85 //logg -85...-50°C, 35 L, w. data logger, Touchscreen control | 775 | 9664.2
6284405 | Drawer shelf B30-RS for B30-20 | 783 | 488.37
6284406 | Drawer shelf B35-RS for B35 models | 775 | 558.13
6284408 | Freezer underbench unit TUS 50-100 100 L, -50...-10°C | 777 | 11203.31
6284409 | Freezer underbench unit TUS 50-100 //logg 100 L, -50...-10°C, w. data logger, Touchscreen control | 777 | 12384.49
6284410 | Freezer underbench unit TUS 80-100 100 L, -80...-50°C | 777 | 12814.01
6284411 | Freezer underbench unit TUS 80-100 //logg 100 L, -80...-50°C, w. data logger, Touchscreen control | 777 | 13873.5
6284416 | Drawer shelf TS100-RS | 777 | 1041.94
6284419 | Additional grid shelf with 4 clips | 777 | 230.03
6284420 | Freezer cabinet TT 50-90 90 L, -50...-10°C | 778 | 9435.12
6284421 | Freezer cabinet TT 50-90 //logg 90 L, -50...-10°C, w. data logger, Touchscreen control | 778 | 10437.33
6284422 | Ultra Freezer cabinet TT 85-90 90 L, -85...-50°C | 778 | 10988.56
6284423 | Ultra Freezer cabinet TT 85-90 //logg 90 L, -85...-50°C, w. data logger, Touchscreen control | 778 | 12155.42
6284424 | Stainless steel shelf TT 90-RC for 6 cryobox 133x133x53mm | 778 | 146.23
6284427 | Mini-Freezer cabinet KBT 08-51 8 L, 150x300x200mm, corners rounded down | 781 | 4094.76
6284459 | Analytical balance ALJ 310-4A 310 g / 0.1 mg weighing plate Ø 80mm | 367 | 1378.05
6284466 | Nitrile gloves Cobalt Pearl size XS powder free, non sterile, rolling edges, micro-roughened finger tips, pack of 100 | 223 | 10.25
6284467 | Nitrile gloves Cobalt Pearl size S powder free, non sterile, rolling edges, micro-roughened finger tips, pack of 100 | 223 | 10.25
6284468 | Nitrile gloves Cobalt Pearl size M powder free, non sterile, rolling edges, micro-roughened finger tips, pack of 100 | 223 | 10.25
6284469 | Nitrile gloves Cobalt Pearl size L powder free, non sterile, rolling edges, micro-roughened finger tips, pack of 100 | 223 | 10.25
6284470 | Nitrile gloves Cobalt Pearl size XL powder free, non sterile, rolling edges, micro-roughened finger tips, pack of 100 | 223 | 10.25
6284474 | Nitrile gloves Opal Pearl size XS powder free, non sterile, rolling edges, micro-roughened finger tips, pack of 100 | 223 | 12.39
6284475 | Nitrile gloves Opal Pearl size S powder free, non sterile, rolling edges, micro-roughened finger tips, pack of 100 | 223 | 12.39
6284476 | Nitrile gloves Opal Pearl size M powder free, non sterile, rolling edges, micro-roughened finger tips, pack of 100 | 223 | 12.39
6284477 | Nitrile gloves Opal Pearl size L powder free, non sterile, rolling edges, micro-roughened finger tips, pack of 100 | 223 | 12.39
6284478 | Nitrile gloves Violet Pearl size XS powder free, non sterile, rolling edges, micro-roughened finger tips, pack of 100 | 223 | 11.67
6284479 | Nitrile gloves Violet Pearl size S powder free, non sterile, rolling edges, micro-roughened finger tips, pack of 100 | 223 | 11.67
6284480 | Nitrile gloves Violet Pearl size M powder free, non sterile, rolling edges, micro-roughened finger tips, pack of 100 | 223 | 11.67
6284481 | Nitrile gloves Pink Pearl size XS powder free, non sterile, rolling edges, micro-roughened finger tips, pack of 100 | 223 | 12.39
6284482 | Nitrile gloves Pink Pearl size S powder free, non sterile, rolling edges, micro-roughened finger tips, pack of 100 | 223 | 12.39
6284483 | Nitrile gloves Pink Pearl size M powder free, non sterile, rolling edges, micro-roughened finger tips, pack of 100 | 223 | 12.39
6284484 | Nitrile gloves Pink Pearl size L powder free, non sterile, rolling edges, micro-roughened finger tips, pack of 100 | 223 | 12.39
6284485 | Nitrile gloves Mint Pearl size XS powder free, non sterile, rolling edges, micro-roughened finger tips, pack of 100 | 223 | 12.39
6284486 | Nitrile gloves Mint Pearl size S powder free, non sterile, rolling edges, micro-roughened finger tips, pack of 100 | 223 | 12.39
6284487 | Nitrile gloves Mint Pearl size M powder free, non sterile, rolling edges, micro-roughened finger tips, pack of 100 | 223 | 12.39
6284488 | Nitrile gloves Mint Pearl size L powder free, non sterile, rolling edges, micro-roughened finger tips, pack of 100 | 223 | 12.39
6284489 | Nitrile gloves Mint Pearl size XL powder free, non sterile, rolling edges, micro-roughened finger tips, pack of 100 | 223 | 12.39
6284494 | Nitrile gloves Red Pearl size M powder free, non sterile, rolling edges, micro-roughened finger tips, pack of 100 | 223 | 12.39
6284495 | Nitrile gloves Red Pearl size L powder free, non sterile, rolling edges, micro-roughened finger tips, pack of 100 | 223 | 12.39
6284496 | Nitrile gloves Red Pearl size XL powder free, non sterile, rolling edges, micro-roughened finger tips, pack of 100 | 223 | 12.39
6284497 | Thermo ¦ Direct Thermo Printer for GxP print on continuous paper and labels for connection to RS232, 25-pin. interfaceen | 379 | 1527.19
6284527 | Cooling box Icetime® Plus 30 L 30 litre | 790 | 48.35
6284537 | Disposable sampling scoop 200 ml "DispoSchöpfer" Standard, 500 mm long, pack of 20 | 553 | 147.48
6284538 | Disposable sampler 200 ml "DispoSchöpfer" gamma sterilised, 500 mm long, pack of 20 | 553 | 192.24
6284539 | Disposable sampling scoop 200 ml "DispoSchöpfer" Standard, 1000 mm long, pack of 20 | 553 | 180.29
6284540 | Disposable sampler 200 ml "DispoSchöpfer" gamma sterilised, 1000 mm long, pack of 20 | 553 | 256.26
6284541 | LaboPlast sample scoop 1000 ml disposable, PS, white, single packed, pack of 10 | 551 | 79.3
6284542 | SteriPlast sample scoop 1000ml disposable, PS, white, single packed, gamma sterilised, pack of 10 | 551 | 104.44
6284543 | LaboPlast spoon spatula, PS spoon 0.5ml, spatula 17mm, bulk pack, pack of 100 | 123 | 30.81
6284544 | LaboPlast spoon spatula, PS spoon 0.5ml, spatula 17mm, single packed, gamma sterilised, pack of 100 | 123 | 76.57
6284545 | LaboPlast micro spatula, PS spatula 1.0 and 0.25ml, bulk pack, pack of 100 | 123 | 30.81
6284546 | LaboPlast micro spatula, PS spatula 1.0 and 0.25ml, single packed gamma sterilised, pack of 100 | 123 | 76.57
6284547 | LaboPlast scraper 200x80mm PS, white, single packed, pack of 10 | 124 | 25.33
6284548 | LaboPlast scraper 200x80mm PS, white, single packed, gamma sterilised, pack of 10 | 124 | 30.73
6284552 | SteriPlast Food scoop, PS blue, 25ml, length 141mm, pack of 10 | 552 | 28.63
6284553 | SteriPlast Food scoop, PS blue, 50ml, length 160mm, pack of 10 | 552 | 29.69
6284554 | SteriPlast Food scoop, PS blue, 100ml, length 205mm, pack of 10 | 552 | 30.73
6284555 | SteriPlast Food scoop, PS blue, 150ml, length 216mm, pack of 10 | 552 | 31.38
6284556 | SteriPlast Food scoop, PS blue, 250ml, length 232mm, pack of 10 | 552 | 35.22
6284557 | SteriPlast Food scoop, PS blue, 500ml, length 280mm, pack of 10 | 552 | 67.79
6284558 | SteriPlast Food scoop, PS blue, 1000ml, length 332mm, pack of 10 | 552 | 104.44
6284559 | SteriPlast spatula 150mm length 263mm, PS, blue, for food, pack of 10 | 547 | 30.87
6284560 | SteriPlast spoon 2.5ml, PS length 127mm, blue, for food, pack of 100 | 121 | 59.52
6284561 | SteriPlast spoon 10ml, PS length 170mm, blue, for food, pack of 100 | 121 | 63.51
6284562 | SteriPlast scraper 200x80mm PS, blue, for food, pack of 10 | 124 | 30.73
6284563 | SteriPlast scoop 25ml, PS length 141mm, blue, detectable, pack of 10 | 552 | 40.21
6284564 | SteriPlast scoop 50ml, PS length 160mm, blue, detectable, pack of 10 | 552 | 44.42
6284565 | SteriPlast scoop 100ml, PS length 205mm, blue, detectable, pack of 10 | 552 | 47.38
6284566 | SteriPlast scoop 150ml, PS length 216mm, blue, detectable, pack of 10 | 552 | 50.38
6284567 | SteriPlast scoop 250ml, PS length 232mm, blue, detectable, pack of 10 | 552 | 63.38
6284568 | SteriPlast scoop 500ml, PS length 280mm, blue, detectable, pack of 10 | 552 | 115.17
6284569 | SteriPlast scoop 1000ml, PS length 332mm, blue, detectable, pack of 10 | 552 | 160.96
6284570 | SteriPlast spatula 150mm, PS length 263mm, blue, detectable, pack of 10 | 547 | 37.46
6284571 | SteriPlast spoon 2.5ml, PS length 127mm, blue, detectable, pack of 100 | 121 | 80.69
6284572 | SteriPlast spoon 10ml, PS length 170mm, blue, detectable, pack of 100 | 121 | 89.49
6284573 | SteriPlast scraper 200x80mm PS, blue, detectable, pack of 10 | 124 | 47.38
6284614 | Tacta® Mechanical Pipette 0.5-10µl autoclavable, 8-channel | 961 | 1018.88
6284633 | Cleaning brush for zone sampler 3000 mm lenght, dia. 50 mm PVC/stainless steel | 544 | 152.63
6284640 | Laser-Cryo-Babies 24x13mm white, pack of 2380 (20x119) | 170 | 116.85
6284662 | photoLab® color + Data spectral Module for color measurement for photoLab 7000 series | 1247 | 530.83
6284689 | Flow-through vessel DG 6 | 614 | 460.29
6284693 | Lab blender with 1.25 L glass container double-speed, 18.000-22.000rpm, 230V, 50Hz | 566 | 1172.08
6284694 | Lab blender with 1 L stainless steel container double-speed, 18.000-22.000rpm, 230V, 50Hz | 566 | 1282.1
6284695 | Spare blade for Waring blender 1L | 566 | 46.83
6284714 | epT.I.P.S.® Standard Bulk Biopur, 0.2-5ml, pack of 3x100 | 996 | 66.34
6284757 | Data logger LOG200 temperature, -40...+70°C | 403 | 84.22
6284758 | Data logger LOG210 humidity and temperature, 0...100%, -40...+70:0.1°C | 409 | 93.72
6284759 | Data logger LOG220 humidity, temperature and pressure, 0...100%, -40...+70:0.1°C, 300-1100hPa | 412 | 123.32
6284760 | Embedding rings, white ABS, 28x40x11mm, pack of 500 | 1398 | 49.04
6284761 | Embedding rings, blue ABS, 28x40x11mm, pack of 500 | 1398 | 49.04
6284762 | Embedding rings, yellow ABS, 28x40x11mm, pack of 500 | 1398 | 49.04
6284763 | Embedding rings, green ABS, 28x40x11mm, pack of 500 | 1398 | 49.04
6284764 | Embedding rings, pink ABS, 28x40x11mm, pack of 500 | 1398 | 49.04
6284765 | Tissue embedding cassette, yellow UNI type, POM, 28x40x6.8 mm pack of 500 | 1398 | 63.77
6284766 | Tissue embedding cassette, red UNI type, POM, 28x40x6.8 mm pack of 500 | 1398 | 63.77
6284767 | Tissue embedding cassette, green UNI type, POM, 28x40x6.8 mm pack of 500 | 1398 | 63.77
6284768 | Sponges for histological cassettes, pack of 500 | 1398 | 23.31
6284771 | Embedding cassettes type Mega blue, POM, 40x28x13,6mm, pack of 100 | 1398 | 29.25
6284772 | Embedding cassettes type Mega green, POM, 40x28x13,6mm, pack of 100 | 1398 | 29.25
6284773 | Embedding cassettes type Mega pink, POM, 40x28x13,6mm, pack of 100 | 1398 | 29.25
6284794 | Tacta® Mechanical Pipette 0.1-3µl variable, 1-channel | 960 | 394.33
6284811 | LLG-Panoramic Eyeshield, blue frame, clear lens, elastic headband, scratch-proof, anti-fog, pack of 5 | 202 | 56.86
6284817 | Automatic cell counter EVE | 1341 | 3039.36
6284818 | EVE Cell counting slides incl. 1x1.5ml trypan blue (0.4%) for 100 counts, pack of 50 | 1341 | 107.99
6284819 | Test beads for EVE cell counter 1x1ml concentration 1.0x10 | 1341 | 90.74
6284822 | Chemie-Diaphragm pump MD 1C 230 V / 50-60 Hz, UK-Plug | 1063 | 3591.27
6284823 | Diaphragm pump MD 1 Uk-Plug | 1063 | 2111.81
6284848 | Oil quality measuring instrument FOM 330 0%...40% TPM, Temp. +50°C.. .+200°C | 1237 | 525.78
6284857 | Airstream® Biological Safety Cabinet AC2-2E8 ClassII E-Series, Glass Side Wall 2ft/0.6m, 230 VAC,, 50/60 Hz | 1357 | 7701.91
6284876 | Clean room marker Edding 8011 black, pack of 10 | 1534 | 33.04
6284896 | Expert pH pocket tester 0.0...14.0pH, IP67 | 301 | 98.43
6284898 | pH-meter Economy Handheld pH 601 Plus K pH 6+ pH/ORP meter, with ATC probe and pH carrying kit set | 304 | 432.82
6284899 | pH 150 Meter | 303 | 407.48
6284900 | pH 150 Meter kit, w. double-junction pH electrode and ATC probe, Grip-Clip electrode holder, 2 AA batteries, hard carry case, | 303 | 528.59
6284901 | pH 450 Meter | 303 | 506.06
6284904 | pH-meter pH 2700 w. integral electrode holder and 100/240 VAC adapter, RS232 cable | 310 | 959.34
6284905 | pH-meter pH 2700 w. pH electrode ATC probe, integral electrode holder 100/240 VAC adapter, RS232 cable, pH refill | 310 | 1011.66
6284906 | Expert CTS pocket tester 0.0...20.00mS, 0.00...20.00ppt, 0.0...10.0ppt | 329 | 119.03
6284935 | BEL-ART-Benchtop Fume Hood PE/Acrylic, small molded, 69x33x56cm | 280 | 839.13
6284954 | Cooling box Icetime® Plus 26 L 26 litre | 790 | 41.56
6284958 | LLG-Face visor with chin protection, clear PC shield, elastic headband | 205 | 20.29
6284960 | Tubing 5m x 530µm/680µm | 1490 | 140.2
6284968 | Microscope B1-220E-SP Binocular Binoculartubus, widefield eyepiece WF10X/18mm quadruple revolving, Semi-Plan objectives | 1097 | 727.06
6284969 | Microscope B1-223E-SP Trinocular Trinoculartubus, widefield eyepiece WF10X/18mm quadruple revolving, Semi-Plan objectives | 1097 | 918.44
6285006 | Tacta® Mechanical Pipette 500-5000µl variable, 1-channel | 960 | 394.33
6285049 | Disposable data logger TempMate-S1 110 days, 80x47x7mm | 402 | 37.79
6285151 | Viscometer ViscoClock With power supply 100-230 V and hand pump | 436 | 2225.57
6285189 | Small shaker KM CO2 with attachment, external control unit | 509 | 2770.31
6285190 | Insertion plate Combifix SM type B for shaking machines SM | 517 | 817.32
6285191 | Insertion plate Combifix SM type C for shaking machines SM | 517 | 850.78
6285207 | Reverse action tweezers 110 mm type 5X.SA, fine tip, strong, stainless steel, anti-magnetic | 135 | 41.16
6285212 | IDS pH-sensor SenTix® 980-P | 317 | 399.64
6285272 | Membrane filter 50mm, 1.2µm white w. black grid net, sterile, pack of 100 | 728 | 148.66
6285291 | Dispensette® S Fix with recirculation valve, DE-M 10 ml incl. DAkks certificate | 1017 | 567.13
6285336 | GF-microfilter MGB, 50 mm pack of 50 | 716 | 63.96
6285347 | Metal bowl 52 x 35 x 11.6 mm pack of 10 | 1398 | 65.63
6285348 | Metal bowl 52x35x11mm standard, pack of 10 | 1398 | 58.37
6285431 | Microflex®, size 5½-6 (XS) Nitrile-Neoprene-Disposable gloves, green, length 300mm,textured, pack of 50 | 229 | 29.56
6285432 | Microflex®, size 6½-7 (S) Nitrile-Neoprene-Disposable gloves, green, length 300mm,textured, pack of 50 | 229 | 29.56
6285433 | Microflex®, size 7½-8 (M) Nitrile-Neoprene-Disposable gloves, green, length 300mm,textured, pack of 50 | 229 | 29.56
6285434 | Microflex®, size 8½-9 (L) Nitrile-Neoprene-Disposable gloves, green, length 300mm,textured, pack of 50 | 229 | 29.56
6285435 | Microflex®, size 9½-10 (XL) Nitrile-Neoprene-Disposable gloves, green, length 300mm,textured, pack of 50 | 229 | 29.56
6285436 | Microflex®, size 10½-11 (XXL) Nitrile-Neoprene-Disposable gloves, green, length 300mm,textured, pack of 50 | 229 | 29.56
6285448 | Orbital shaker KS 501 digital without accessories | 512 | 6886.64
6285460 | Chemical protection glove Butoflex 650 size 10, Butyl, per pair ***Export control*** | 237 | 100.39
6285461 | Chemical protection glove Butoflex 650 size 11, Butyl, per pair ***Export control*** | 237 | 100.39
6285462 | Chemical protection glove Butoflex 650 size 9, Butyl, per pair ***Export control*** | 237 | 100.39
6285463 | Temperature protection gloves Temp-Dex 710 size 11, nitrile, pack of 10 | 238 | 81.5
6285464 | Temperature protection gloves Temp-Dex 710 size 7, nitrile, pack of 10 | 238 | 81.5
6285465 | Temperature protection gloves Temp-Dex 710 size 9, nitrile, pack of 10 | 238 | 81.5
6285489 | Orion-Fluoride-Electrode with screw cap | 324 | 887.44
6285509 | Dispensette® S Analog with recirculation valve,1 - 10 ml incl. DAkkS certificate | 1016 | 610.81
6285528 | Ear protection plug xtra-fit Orange, size L, in pairs in the bag Without cord, pack of 200 pair | 214 | 44.35
6285529 | Spare Ear plug com4-fit Dispenser one2click refill boxes light red, size S,loose,w/o cord, pack of 300 pair | 214 | 61.89
6285530 | Spare Ear plug xact-fit Dispenser one2click refill box, lime, size M, loose, pack of 400 pair | 214 | 82.57
6285531 | Spare Ear plug xtra-fit Dispenser one2click refill boxes orange, size L, loose, w/o cord, pack of 250 pair | 214 | 61.89
6285536 | LLG-Thread bottles 1,5 ml thread 10-425, 32x11,6 mm, clear glass, pack of 100 | 1439 | 19.78
6285539 | Weight F1, 1g, stainless steel ECO-form | 380 | 22.56
6285586 | LLG-Filter circles 47mm, quantitative very slow, pack of 100 | 710 | 6.85
6285597 | Storage tank 60 litre for LaboStar® PRO TWF | 1289 | 1195
6285619 | Spare cartridge for SG-7000-SK with connector coupling | 1281 | 1902.66
6285621 | Spare cartridge for SG-15000-SK with connector coupling | 1281 | 3035.48
6285639 | Wall holder ET 60 for 60 L tank | 1289 | 282.33
6285640 | Membrane degassing up to max. 150 l/h | 1289 | 6669.01
6285641 | CO² trap CT1 with Vent filter VT1 Kit | 1289 | 391.92
6285642 | Storage tank 30 litre for LaboStar® PRO TWF | 1289 | 1088.97
6285643 | Vent filter for tank pack of 3 | 1289 | 255.57
6285646 | Ultra Clear RO tank 30 L, w. level sensor 4-20mA, conical bottom | 1289 | 1372.74
6285647 | Ultra Clear RO 60L tank w. NS 4-20mA, w. conical bottom | 1289 | 1460.37
6285648 | Ultra Clear RO 80L tank 4-20mA, pump 8l/min, w. conical bottom | 1289 | 5408.24
6285649 | Ultra Clear RO 80L tank 4-20mA, pump 1.2l/min, w. conical bottom | 1289 | 4211.94
6285650 | Ultra Clear RO 80L tank 4-20mA, pump 8l/min, w. conical bottom, to year 2015 | 1289 | 5121.02
6285651 | Ultra Clear RO 80L tank 4-20mA, pump 1.2l/min, w. conical bottom, to year 2015 | 1289 | 4036.7
6285694 | LLG-Syringe filter from CA, 0,80 µm Ø 13 mm, green, sterile, pack of 50 | 730 | 68.05
6285697 | LLG-Syringe filter from PVDF, 0,22 µm Ø 13 mm, transparent, sterile, pack of 50 | 731 | 85.06
6285698 | LLG-Syringe filter from PVDF, 0,45 µm Ø 13 mm, transparent, sterile, pack of 50 | 731 | 85.06
6285699 | LLG-Syringe filter from CA, 0,80 µm Ø 25 mm, green, sterile, pack of 50 | 730 | 68.05
6285702 | LLG-Syringe filter from PVDF, 0.45 µm Ø 25 mm, transparent, sterile, pack of 50 | 731 | 85.06
6285703 | LLG-Syringe filter from CA, 0,22 µm Ø 25 mm, Male-Luer-Slip, sterile, pack of 50 | 730 | 62.39
6285704 | LLG-Syringe filter from CA, 0,45 µm Ø 25 mm, Male-Luer-Slip, sterile, pack of 50 | 730 | 62.39
6285705 | LLG-Syringe filter from CA, 0,80 µm Ø 25 mm, Male-Luer-Slip, sterile, pack of 50 | 730 | 68.05
6285707 | LLG-Syringe filter from NY, 0,22 µm Ø 25 mm, Male-Luer-Slip, sterile, pack of 50 | 730 | 70.9
6285708 | LLG-Syringe filter from NY, 0,45 µm Ø 25 mm, Male-Luer-Slip, sterile, pack of 50 | 730 | 70.9
6285802 | Disposable grinding jar MT 100.10 100 ml, pack of 10 | 575 | 176.82
6285816 | LLG-Petri dishes, 90mm, PS with triple vents, sterile, pack of 480 | 874 | 83.42
6285817 | LLG-Petri dishes, 90mm, PS without vents, sterile, pack of 480 | 874 | 83.42
6285823 | LLG-Petri dishes, 90mm, PS with triple vents, aseptic, pack of 480 | 874 | 74.56
6285824 | LLG-Petri dishes, 90mm, PS without vents, aseptic, pack of 480 | 874 | 74.56
6285834 | Connection coupling VK 10x10 Mat.Nr. 1.4404 | 492 | 120.5
6285840 | Bench Airstream® LHG-3AG-F8 horizontal, 0,9m, Gen 3 Glass Sides (3ft/0.9m W, 2ft/0.6m H) | 1357 | 5820.61
6285841 | Bench Airstream® LVG-3AG-F8 vertical, 0,9m, Gen 3 Glass Sides (3ft/0.9m W, 2.25 ft / 0.7 m H) | 1357 | 5837.18
6285869 | Vol.flask 20 ml, NS 10/19, BLAUBRAND, cl.A, USP, conf.batch cert., glass stopper, borosilicate 3.3, pack of 2 | 921 | 40.69
6285884 | STERI 250 Seconds-Sterilizers incl. 150g-Bag glass beads, glass cup 31110, device lid 31111, 220/240V, w. CH plug | 1381 | 622.7
6285885 | STERI 350 Seconds-Sterilizers incl. 300g-Bag glass beads, device lid 31111, 220/240V, w. CH plug | 1381 | 778.38
6285887 | Device lid, inox for STERI 250/350 | 1381 | 23.89
6285888 | Glass beads for STERI 25 Jar á 40g | 1381 | 12.1
6285889 | Glass beads for STERI 250 pack of 2 jars á 150g | 1381 | 51.31
6285890 | Glass beads for STERI 350 Jar á 300g | 1381 | 51.31
6285891 | Glass cup for STERI 250/350 | 1381 | 23.35
6285892 | Device lid, inox for STERI 250/350 insolated w. special metal cover | 1381 | 44.4
6285900 | Objective Plan achromatic 100x/1.0 (water/sprung) | 1102 | 203.57
6285901 | Darkfield condenser 4x40x | 1102 | 248.27
6285902 | Auxiliary objective 0.5x | 1104 | 106.89
6285903 | Auxiliary objective 1.5x | 1104 | 106.89
6285904 | Auxiliary objective 2.0x | 1104 | 106.89
6285906 | Microscope ODC 825 5.1MP, CMOS 1/2.5, USB 2.0, colour | 1105 | 407.16
6285908 | Microscope ODC 832 5.1MP, CMOS 1/2.5, USB 3.0, colour | 1105 | 538.09
6285913 | C-Mount adapter 0.5x with adjustable focus | 1102 | 188.27
6285920 | Dino-Lite universal digital microscope USB | 1105 | 401.94
6285921 | Dino-Lite universal digital microscope USB polarizer | 440 | 495.23
6285922 | Dino-Lite universal edge digital microscope USB 20x~220x, AMR, polarizer | 440 | 758.15
6285923 | Dino-Lite universal edge digital microscope USB 20x~220x, EDOF/EDR, polarizer | 440 | 925.54
6285924 | Dino-Lite universal edge digital USB microscope 5MP, aluminium, polarizer, FLC/AMR | 440 | 1087.06
6285925 | Dino-Lite universal edge digital USB microscope 5MP, aluminium, polarizer, FLC/AMREDOF/EDR | 440 | 1272.78
6285926 | Dino-Lite digital microscope USB long working distance, LWD, polarizer | 440 | 534.96
6285927 | Dino-Lite edge digital USB microscope long working distance, 10-140x, LWD, polarizer, AMR | 440 | 758.15
6285928 | Dino-Lite edge digital USB microscope long working distance, 10-140x, LWD, polarizer, EDOF/EDR | 440 | 925.54
6285929 | Dino-Lite edge digital USB microscope long working distance, 5MP LWD, aluminium, polarizer, FLC/AMR | 440 | 1087.06
6285930 | Dino-Lite edge digital USB microscope long working distance, 5MP LWD, aluminium, polarizer, FLC/AMR/EDOF/EDR | 440 | 1272.78
6285931 | Dino-Lite edge digital microscope USB high magnification, 400~470x, AMR, polarizer | 440 | 779.48
6285932 | Dino-Lite edge digital microscope USB high magnification, 700~900x, AMR | 440 | 835.27
6285933 | Dino-Lite digital microscope USB special lighting-UV, switchable, UV 400nm+white | 440 | 507.09
6285934 | Dino-Lite digital microscope USB special lighting-Infrared, Infrared 940nm, UV 400nm | 440 | 546.46
6285935 | Dino-Lite edge digital microscope USB special lighting-Fluorescence, excitation 400nm, emission 430nm | 1106 | 846.76
6285936 | Dino-Lite edge digital microscope USB special lighting-Fluorescence, excitation 480nm, emission 510nm | 1106 | 846.76
6285937 | Dino-Lite edge digital microscope USB special lighting-Fluorescence, excitation 525nm, emission 570nm | 1106 | 846.76
6285938 | Dino-Lite edge digital microscope USB special lighting-Fluorescence, excitation 575nm, emission 610nm | 1106 | 846.76
6285939 | Dino-Lite edge digital microscope USB special lighting-Fluorescence, excitation 620nm, emission 650nm | 1106 | 869.74
6285944 | Table top stand w. quick-release incl. extension arm | 440 | 398.56
6285946 | WIFI Streamer | 1105 | 344.29
6285947 | Torque measuring instrument DA 10-3 250x160x100mm, 100 V - 240 V | 439 | 1828.02
6285950 | EPR Sample tubes OD 2.95mm length 250mm, made of quartz glass, single packed, pack of 10 | 1453 | 293.85
6285951 | EPR Sample tubes OD 3.95mm length 250mm, made of quartz glass, single packed, pack of 10 | 1453 | 293.85
6285952 | EPR Sample tubes OD 4.95mm length 250mm, made of quartz glass, single packed, pack of 10 | 1453 | 293.85
6285974 | SIMDOS®10 membrane dosing pump FEM 1.10 TT.18 RC P2 | 1053 | 2422.69
6286007 | Digital-Brix-Acidity-Refractometer (Tomato) Master Kit PAL-BX/ACID3, 0.0-60.0% Brix, 0.10-3.00% Citric Acid | 1128 | 577.3
6286017 | Thread tube GL18 with cone NS 19/26 with cap and sealing, Duran®-tube | 646 | 29.69
6286111 | Dino-Lite digital microscope USB switchable UV375nm+white | 440 | 507.09
6286119 | Automatic Desiccator AD-106 114 L, 25-55%RH, 3 shelves | 1086 | 533.78
6286123 | Whirl-Pak® sample bags 95x180 mm with writing field, sterile, volume 207 ml, pack of 500 | 560 | 151.19
6286142 | Clean room marker Edding 8011 blue, pack of 10 | 1534 | 33.04
6286167 | Stereo zoom microscope 0,75-54,5. HWF10x20. LED, Binokular | 1104 | 576.53
6286168 | Stereo zoom microscope 0,75-4,5. HWF10x20. LED, Trinokular | 1104 | 643.79
6286169 | LLG-Test tube rack, white, PP for 60 tubes, diam Ø 16mm, 106x251x71mm | 38 | 6.72
6286170 | LLG-Test tube rack, blue, PP for 60 tubes, diam Ø 16mm, 106x251x71mm | 38 | 6.72
6286171 | LLG-Test tube rack, red, PP for 60 tubes, diam Ø 16mm, 106x251x71mm | 38 | 6.72
6286172 | LLG-Test tube rack, white, PP for 40 tubes, diam Ø 20mm, 108x252x72mm | 38 | 6.72
6286173 | LLG-Test tube rack, blue, PP for 40 tubes, diam Ø 20mm, 108x252x72mm | 38 | 6.72
6286174 | LLG-Test tube rack, red, PP for 40 tubes, diam Ø 20mm, 108x252x72mm | 38 | 6.72
6286175 | LLG-Test tube rack, white, PP for 21 tubes, diam Ø 30mm, 107x252x71mm | 38 | 6.72
6286176 | LLG-Test tube rack, blue, PP for 21 tubes, diam Ø 30mm, 107x252x71mm | 38 | 6.72
6286177 | LLG-Test tube rack, red, PP for 21 tubes, diam Ø 30mm, 107x252x71mm | 38 | 6.72
6286180 | Flame Photometer Rinse Solution 500ml | 1149 | 62.28
6286181 | Calibration standard COD 20 mg/l, 500 ml | 1253 | 159.98
6286182 | Chemical oxygen demand reagent COD calibration standard 2000mg/l solution 500 ml | 1253 | 159.98
6286183 | Chemical oxygen demand- reagent 500 ml, calibration standard solution 3000mg/l | 1253 | 365.03
6286184 | Chemical oxygen demand reagent COD calibration standard 6000mg/l solution 500 ml | 1253 | 159.98
6286185 | Turbidity Std Ratio 15 NTU 100ml | 1265 | 254.06
6286186 | Cryoscope Standard 422 (-0.408°C) 100ml | 1277 | 25.07
6286187 | Cryoscope Standard 530 (-0.512°C) 100ml | 1277 | 25.07
6286188 | Cryoscope Standard 621 (-0.600°C) 100ml | 1277 | 25.07
6286189 | melting point standard vanillin +81...+83°C no dan. goods | 443 | 41.85
6286207 | Centrifuge Micro III for 8 Butyrometer | 1277 | 1351.44
6286208 | Centrifuge Micro III for 12 Butyrometer | 1277 | 1521.42
6286226 | Saftey cabinet S-PHOENIX Vol.2-90 FDAC 1196 x 616 x 1968 mm (WxDxH) grey RAL 7035, 3 shelves, 1 bottom collecting sump | 290 | 5073.16
6286248 | LLG-Electrode stand for 3 electrodes | 324 | 112.64
6286270 | Code A Standard Filter CFA-6 745x460x65mm | 284 | 828.31
6286282 | STERI 250 Seconds-Sterilizers incl. 150g-Bag glass beads, glass cup 31110, device lid 31111, 220/240V, w. EU plug | 1381 | 622.7
6286283 | STERI 250 Seconds-Sterilizers incl. 150g-Bag glass beads, glass cup 31110, device lid 31111, 220/240V, w. UK plug | 1381 | 622.7
6286284 | STERI 350 Seconds-Sterilizers incl. 300g-Bag glass beads, device lid 31111, 220/240V, w. EU plug | 1381 | 778.38
6286285 | STERI 350 Seconds-Sterilizers incl. 300g-Bag glass beads, device lid 31111, 220/240V, w. UK plug | 1381 | 778.38
6286311 | Laboratory mat FDA, 35x60cm side one: yellow, side two: blue on grey | 191 | 85.52
6286312 | Laboratory mat FDA, 35x60cm side one: purple, side two: grey on purple | 191 | 92.88
6286318 | Objective Infinity Plan 100x/1.15 spring (water) W.D. 0.18mm | 1102 | 470.83
6286324 | H2O Osmolality Standard 5 ml 100mOsm/Kg, pack of 12 | 1344 | 193.18
6286325 | H2O Osmolality Standard 5 ml 200mOsm/Kg, pack of 12 | 1344 | 193.18
6286326 | H2O Osmolality Standard 5 ml 50mOsm/Kg, pack of 12 | 1344 | 193.18
6286327 | H2O Osmolality Standard 5 ml 600mOsm/Kg, pack of 12 | 1344 | 193.18
6286328 | H2O Osmolality Standard 5 ml 700mOsm/Kg, pack of 12 | 1344 | 193.18
6286329 | H2O Osmolality Standard 5 ml 1000mOsm/Kg, pack of 12 | 1344 | 193.18
6286330 | H2O Osmolality Standard 5 ml 1500mOsm/Kg, pack of 12 | 1344 | 193.18
6286331 | H2O Osmolality Standard 5 ml 2000mOsm/Kg, pack of 12 | 1344 | 193.18
6286332 | H2O Osmolality Standard 5 ml 2500mOsm/Kg, pack of 12 | 1344 | 329.91
6286333 | H2O Osmolality Standard 5 ml 3000mOsm/Kg, pack of 12 | 1344 | 329.91
6286334 | H2O Osmolality Standard 5 ml 850mOsm/Kg, pack of 12 | 1344 | 193.18
6286335 | H2O Osmolality Standard 5 ml 900mOsm/Kg, pack of 12 | 1344 | 193.18
6286357 | Bench Airstream LVG-4AG-F8 vertical, 1.2m, Gen 3 Glass Sides (4ft/1.2m W, 2.25 ft / 0.7 m H) | 1357 | 5837.18
6286380 | Semi-automatic crude fibre extraction unit CF2+2 max. 4 sample places | 1270 | 7536.37
6286381 | Semi-automatic crude fibre extraction unit CF6 max. 6 sample places | 1270 | 9234
6286426 | Connection coupler VK 10x8 | 492 | 120.5
6286430 | Code A Standard Filter CFA-4 440x460x65mm | 284 | 458.25
6286456 | Viscosity meter VISCO-895, viscosity A1 50-200,000mPa-sA2 100-600,000mPa-s, A3 500- 2,000,000mPa-s,torque 0.0-100.0%,temp.+10..+40°C | 433 | 1448.29
6286457 | Viscosity meter VISCO-895 Package A incl. cup adapter and each 50 paper-/plastic cups | 433 | 1528.75
6286458 | Viscosity meter VISCO-895 Package B incl. ultra low adapter | 433 | 1931.04
6286459 | Hand-held refractometer MASTER-GOE Oechsle 30-170, Brix 0.0-40.0% | 1126 | 176.15
6286460 | Hand-held refractometer MASTER-KMW KMW 0.0-27.0, Brix 0.0-33.0% | 1126 | 176.15
6286461 | Hand-held refractometer MASTER-HONEY/BX Honey moisture 12.0-30.0%, Brix 58.0-90.0% | 1126 | 181.83
6286462 | 2in1-Refractometer-Polarimeter RePo-1 Package A,incl.100ml beaker, 50x syringe filter orange, 3xSyringe 20ml, 100x Easy filter | 1135 | 1373.19
6286463 | 2in1-Refractometer-Polarimeter RePo-2 Angle of Rotation -5...+5°,Fructose 0.0...99.9% Brix 0...85%, temperature +15...+40 | 1135 | 1287.35
6286464 | 2in1-Refractometer-Polarimeter RePo-3 Angle of Rotation -5...+5°, Invert ratio 0.0...99.9%, Brix 0...85%, temperature +15...+40°C | 1135 | 1287.35
6286465 | 2in1-Refractometer-Polarimeter RePo-4 Angle of Rotation -5...+5°,Fructose 0.0...99.9% Brix 0-85%,temp.+15...+40,Honey moisture 13-30% | 1135 | 1287.35
6286466 | 2in1-Refractometer-Polarimeter RePo-5 Angle of Rotation -5...+5°,Refractive index 1.3306~1.5050, Brix 0...85%, temperature +15...+40 | 1135 | 1287.35
6286468 | Digital-Hand-Refractometer PAL-DOG/CAT Urine S.G: 1.000-1.060 | 1127 | 340.87
6286491 | First aid kit EUROPA I, Norm, orange DIN 13157, ABS-plastic, dimensions: 310 x 210 x 130 mm | 257 | 108.75
6286492 | First aid kit EUROPA II, Norm, orange, DIN 13169, ABS-plastic, dimensions: 400 x 300 x 150 mm | 257 | 178.14
6286530 | Copper cord with loops 50 m | 558 | 612.36
6286539 | Saftey cabinet S-CLASSIC-90 WDAS 896x616x1968mm (WxDxH), RAL7035, 3 shelves, 1 bottom colleting sump, | 292 | 4051.38
6286540 | Saftey cabinet S-CLASSIC-90 WDAS 896x616x1968mm (WxDxH), RAL1004, 3 shelves, 1 bottom colleting sump, | 292 | 4051.38
6286541 | Shelf RAL 7035 for Q90, S90 | 292 | 81.73
6286542 | Saftey cabinet S-CLASSIC Typ 90 596x616x1968mm (WxDxH), swing doors RAL1004, 3 shelves, 1 perforated | 292 | 3229.06
6286543 | Bottle holder sideways RAL 7035, for cabinets with width of 600mm | 293 | 262.75
6286586 | Disposable Culture tube 75x11.75x0.55 mm soda-lime-glass, pack of 250 | 1374 | 22.79
6286593 | LLG-Goggles dispenser 216x216x200mm, with flap lid, acrylic glass, incl. wall mounting material | 51 | 38.24
6286599 | Vol.cylinder 10ml, high form glas, cl.B, white scale pack of 2 | 911 | 17.51
6286600 | Vol.cylinder 25 ml, high form glas, cl.B, white scale pack of 2 | 911 | 18.9
6286601 | Vol.cylinder 50 ml, high form glas, cl.B, white scale pack of 2 | 911 | 21.11
6286602 | Vol.cylinder 100 ml, high form glas, cl.B, white scale pack of 2 | 911 | 26.16
6286603 | Vol.cylinder 250 ml, high form glas, cl.B, white scale pack of 2 | 911 | 41.92
6286604 | Vol.cylinder 500 ml, high form glas, cl.B, white scale pack of 2 | 911 | 49.23
6286605 | Vol.cylinder 1000 ml, high form glas, cl.B, white scale pack of 2 | 911 | 65.08
6286606 | Pipet tray, PS 280x215x40 mm | 943 | 16.81
6286609 | Beaker 100 ml, low form stainless steel | 16 | 25.66
6286610 | Beaker 250 ml, low form stainless steel | 16 | 42.8
6286611 | Beaker 500 ml, low form stainless steel | 16 | 51.5
6286612 | Beaker 1000 ml, low form stainless steel | 16 | 62.99
6286616 | LLG-Disposable syringe 3-part, 2ml LUERLOCK, PP, non sterile, pack of 500 | 1460 | 30.57
6286617 | LLG-Disposable syringe 3-part, 5ml LUERLOCK, PP, non sterile, pack of 500 | 1460 | 33.78
6286618 | LLG-Disposable syringe 3-part, 10ml LUERLOCK, PP, non sterile, pack of 500 | 1460 | 52.06
6286619 | LLG-Disposable syringe 3-part, 20ml LUERLOCK, PP, non sterile, pack of 500 | 1460 | 86.25
6286653 | Clip caps 52 cm diam., blue non-woven fabric, gathered pack of 1000 | 251 | 35.78
6286661 | Spraying bottle 250 ml, PET | 97 | 5.69
6286662 | Spraying bottle 500 ml, PET | 97 | 6.13
6286663 | Screw caps, GL45, red pack of 10 | 67 | 11.09
6286664 | Screw caps, GL45, yellow pack of 10 | 67 | 11.09
6286665 | Screw caps, GL45, blue pack of 10 | 67 | 11.09
6286666 | Screw caps, GL45, green pack of 10 | 67 | 11.09
6286692 | Magnetic stirrer RCT digital with heating, 230V, 50 / 60Hz | 470 | 1426.96
6286722 | Secu Box Maxi12, 23,6x31,5x20,0cm transparent "eye protection" for 12 visitors safety spectacles | 216 | 146.55
6286757 | Label adhesive tape, writable Rainbow Set, roll á 30m, pack of 6 | 167 | 38.5
6286758 | Label adhesive tape, writable white, roll á 30m | 167 | 8.75
6286760 | Labels, general purpose 30x50mm, pack of 1000 | 167 | 18.07
6286761 | Labels, general purpose 72x40mm, pack of 1000 | 167 | 27.47
6286762 | Labels, general purpose 90x50mm, pack of 1000 | 167 | 36.15
6286763 | label, circular form Ø 9.5mm, white, pack of 1000 | 168 | 30.31
6286764 | label, circular form Ø 9.5mm, 6 colours mixed pack of 6 rolls á 1000 | 168 | 183.1
6286765 | label, circular form Ø 13mm, white, pack of 1000 | 168 | 31.98
6286766 | label, circular form Ø 13mm, 6 colours mixed, pack of 6 rolls á 1000 | 168 | 176.4
6286767 | label, circular form Ø 19mm, white, pack of 500 | 168 | 47.66
6286769 | label dispenser | 169 | 55.28
6286773 | Disperser POLYTRON® PT-MR 10-35 GT 230V (with CH-plug) without stand | 601 | 3458.47
6286775 | Acura® manual 855, 10 - 100 µl multichannel pipet adjustable 8 channel, autoclavable | 958 | 602.91
6286777 | Spectralphotometer 7205 wave length 198-800nm, 100-240VAC, 50/60Hz | 1140 | 4162.35
6286789 | 3-in-1-Compact-Flow-Through cuvette 176.761-QS, 140µl, thickness: 2,5 mm und 5 mm, CH=8.5mm | 1156 | 1099.3
6286790 | Fluorescence-flow-through-cuvette centre height 8.5mm, 50µl, light path 1.5 and 3 mm | 1156 | 1099.3
6286791 | 3-in-1-Compact-Flow-Through 176.765-QS, 110µl, with 2 screw connections, CH=8.5mm | 1156 | 1099.3
6286792 | 3-in-1-Compact-Flow-Through cuvette 176.766-QS, volume 220µl, CH=8.5mm | 1156 | 1099.3
6286793 | Calibration standard 667-UV45 liquid filter 667-UV45, Holmium/didymium in perchloric acid | 1151 | 935.03
6286794 | Glass filter F7W didymium certified | 1151 | 569.32
6286799 | Panoramic Eyeshields 619 for Cleanroom, blue frame clear lens, elastic headband, 2C-1.2 U 1 B CE | 1511 | 55.13
6286800 | Panoramic Eyeshields 619 for Cleanroom, blue frame clear lens, elastic headband, 2C-1.2 U 1 B CE, indirectly ventilation | 1511 | 50.96
6286804 | Microsart® e.motion membrane filters white/black, 50 mm, 0.45 µm high flow pack of 3 boxes of 100 | 721 | 367.44
6286810 | Chem-QUANT® Ammonium 400 0-10 25-50-100-200-400mg/L, pack of 100 strips no dan. goods | 1236 | 44.27
6286811 | Chem-QUANT® Carbonate Hardness 0-5-10-15-20-30°d pack of 100 strips | 1236 | 29.3
6286812 | Chem-QUANT® Chlorine 20 0-1-3-5-20 mg/L pack of 100 strips | 1236 | 29.3
6286813 | Chem-QUANT® Chlorine 1000 0-50-100-250-500-1000 mg/L pack of 100 strips | 1236 | 29.3
6286814 | Chem-QUANT® Fluoride 100 0-10-25-50-100 mg/L pack of 100 strips | 1236 | 29.3
6286815 | Chem-QUANT® Glucose 2000 0-100-250-500-1000-2000 mg/L pack of 100 strips | 1236 | 29.3
6286816 | Chem-QUANT® Nitrate 500 0-10-25-50-250-500 mg/L pack of 100 strips | 1236 | 35.09
6286817 | Chem-QUANT® Nitrate 80 0-2-5-10-20-40-80 mg/L pack of 100 strips | 1236 | 35.09
6286818 | Chem-QUANT® Peracetic Acid 50 0-5-10-20-30-50 mg/L pack of 100 strips | 1236 | 29.3
6286819 | Chem-QUANT® Peracetic Acid 2000 0-500-1000-1500-2000 mg/L pack of 100 strips | 1236 | 29.3
6286820 | Chem-QUANT® Peroxide 25 0-0.5-2-5-10-25 mg/L pack of 100 strips | 1236 | 29.3
6286821 | Chem-QUANT® Peroxide 1000 0-100-200-400-600-800-1000 mg/L pack of 100 strips | 1236 | 29.3
6286822 | Chem-QUANT® Phosphate 100 0-3-10-25-50-100-250-500 mg/L pack of 100 strips | 1236 | 44.27
6286823 | Chem-QUANT® QAC 25-1000 0-25-50-100-250-500-1000mg/L benzalkonium chloride, pack of 100 strips | 1236 | 29.3
6286824 | Chem-QUANT® Sulphite 500 10-50-100-250-500 mg/L pack of 100 strips | 1236 | 29.3
6286834 | label, rectangular form 24x13 mm, white, pack of 1000 | 169 | 31.16
6286836 | label, rectangular form 33x13 mm, white, pack of 1000 | 169 | 32.78
6286841 | Imhoff cone 1000ml glas, without stopcock | 1261 | 98.62
6286842 | Imhoff cone, 1000ml glas, with stopcock | 1261 | 182.99
6286848 | cryo tube box, PC 9x9 array for 5ml tubes with hinged lid | 762 | 27.7
6286850 | innoculating turntable for petri dishes from 60-150mm | 1366 | 342.91
6286923 | Grade 4 Qualitative Filter Paper Standard Grade, circle, 41 mm, pack of 100 | 702 | 16.53
6286974 | U-shaped stirrer shafts 450x10mm OD 100x60mm, PTFE, stainelss steel cone | 496 | 275.11
6287029 | Precision balance EWJ 300-3H 300 g / 0.001 g, calibratable, weighing plate Ø 80 mm | 359 | 576.53
6287085 | Luer Adapter LL/F, 1.5mm | 1058 | 70.2
6287086 | Luer Adapter LL/1/8"-NTP | 1058 | 111.17
6287087 | Luer Adapter F 1/4-20UNC | 1058 | 203.11
6287088 | PTFE-tubing GA 7x50cm 1x Luer F | 1058 | 91.67
6287089 | PTFE-tubing GA 8x50cm 1x Luer F | 1058 | 93.59
6287090 | PTFE-tubing GA 9x50cm 1x Luer F | 1058 | 122.85
6287091 | PTFE-tubing GA 10x50cm 1x Luer F | 1058 | 93.59
6287092 | PTFE-tubing GA 11x50cm 1x Luer F | 1058 | 93.59
6287093 | PTFE-tubing 2,9x2x50cm 1x Luer F | 1058 | 95.56
6287094 | PTFE-tubing GA 13x50cm 1x Luer F | 1058 | 87.76
6287095 | PTFE-tubing GA 14x50cm 1x Luer F | 1058 | 93.59
6287096 | PTFE-tubing GA 15x50cm 1x Luer F | 1058 | 87.76
6287097 | PTFE-tubing GA 19x50cm 1x Luer F | 1058 | 93.59
6287098 | PTFE-tubing GA 20x50cm 1x Luer F | 1058 | 93.59
6287099 | PTFE-tubing GA 22x50cm 1x Luer F | 1058 | 93.59
6287100 | PTFE-tubing GA 24x50cm 1x Luer F | 1058 | 122.85
6287101 | PTFE-tubing GA 26x50cm 1x Luer F | 1058 | 87.76
6287102 | PTFE-tubing GA 28x50cm 1x Luer F | 1058 | 87.76
6287125 | PTFE-tubing GA 8x30cm 1x Luer F | 1058 | 93.59
6287126 | PTFE-tubing GA 9x30cm 1x Luer F | 1058 | 93.59
6287127 | PTFE-tubing GA 10x30cm 1x Luer F | 1058 | 70.2
6287128 | PTFE-tubing GA 11x30cm 1x Luer F | 1058 | 93.59
6287129 | PTFE-tubing 2,9x2x30cm 1x Luer F | 1058 | 93.59
6287130 | PTFE-tubing GA 13x30cm 1x Luer F | 1058 | 70.2
6287131 | PTFE-tubing GA 15x30cm 1x Luer F | 1058 | 93.59
6287132 | PTFE-tubing GA 17x30cm 1x Luer F | 1058 | 93.59
6287133 | PTFE-tubing GA 24x30cm 1x Luer F | 1058 | 93.59
6287163 | Microliter syringe NRS 7000.5 KH (32/20/3) 0.5 µl | 1457 | 688.06
6287164 | Microliter syringe NRS 7002 KH (32/20/3) 2.0 µl | 1457 | 655.45
6287165 | Microlitre syringe NRS 1702 RN (33/20/3) 25 µl | 1457 | 580.45
6287166 | Microlitre syringe NRS 1705 RN (33/20/3) 50 µl | 1457 | 580.45
6287167 | Microlitre syringe NRS 1710 RN (33/20/3) 100 µl | 1457 | 569.04
6287229 | Dual syringe pump Legato® 130 programmable, 100-240 V 50/60Hz, 0,5-1000µl | 1057 | 4198.63
6287298 | Freezing point osmometer K-7400S with measuring head for plastic vessels | 1344 | 8602.6
6287302 | Tube Rack Adapt-a-Rack flexible, pink, for tubes 5-50ml, pack of 2 | 35 | 20.95
6287303 | Tube Rack Adapt-a-Rack flexible, yellow, for tubes 5-50ml, pack of 2 | 35 | 20.95
6287307 | CHROMAFIL Xtra disposable filter CA-45/13 cellulose acetate, 0.45 µm, 13 mm colourless PP-case, labelled, pack of 100 | 736 | 111.43
6287308 | CHROMAFIL Xtra disposable filter RC-20/13 regenerated cellulose, 0.2 µm, 13 mm, colourless PP-case, labelled, pack of 100 | 737 | 126.97
6287309 | CHROMAFIL Xtra disposable filter RC-45/13 regenerated cellulose, 0.45 µm, 13 mm, colourless PP-case, labelled, pack of 100 | 737 | 126.97
6287310 | CHROMAFIL Xtra dispoable filter PA-20/13 Polyamide/nylon, 0,20µm, 13 mm, colourless PP-housing, labeled, pack of 100 | 738 | 111.43
6287311 | CHROMAFIL Xtra disposable filter PET-20/13 Polyester, 0.20 µm, 13 mm colourless PP-case, labelled, pack of 100 | 737 | 111.43
6287312 | CHROMAFIL Xtra disposable filter PET-45/13 Polyester, 0.45 µm, 13 mm colourless PP-case, labelled, pack of 100 | 737 | 111.43
6287313 | CHROMAFIL Xtra disposable filter PVDF-20/13 Polyvinylidendifluorid, 0.20 µm, 25 mm colourless PP-case, labelled, pack of 100 | 738 | 111.43
6287314 | CHROMAFIL Xtra disposable filter PVDF-45/13 Polyvinylidendifluorid, 0.45 µm, 25 mm colourless PP-case, labelled, pack of 100 | 738 | 111.43
6287329 | Cotton bud WA 2, 300x3.0 mm wood bar, head ca. 10 x 35 mm pack of 500 | 1368 | 58.19
6287339 | Separa Minivials 12x33mm Membrane filter, nylon, 0.22µm light blue, pack of 100 | 739 | 192.63
6287340 | Separa Minivials 12x33mm Membrane filter, PTFE, 0.22µm pink, pack of 100 | 739 | 192.63
6287341 | Separa Minivials 12x33mm Membrane filter, Regen. Cellulose, 0.22µm, grey, pack of 100 | 739 | 192.63
6287342 | Separa Minivials 12x33mm Membrane filter, PVDF, 0.22µm Yellow, pack of 100 | 739 | 192.63
6287343 | Separa Minivials 12x33mm Membrane filter, PES, 0.22µm light green, pack of 100 | 739 | 192.63
6287344 | Separa Minivials 12x33mm Membrane filter, nylon, 0.45µm blue, pack of 100 | 739 | 192.63
6287345 | Separa Minivials 12x33mm Membrane filter, PTFE, 0.45µm red, pack of 100 | 739 | 192.63
6287346 | Separa Minivials 12x33mm Membrane filter, Regen. Cellulose, 0.45µm, black, pack of 100 | 739 | 192.63
6287347 | Separa Minivials 12x33mm Membrane filter, PVDF, 0.45µm orange, pack of 100 | 739 | 192.63
6287348 | Separa Minivials 12x33mm Membrane filter, PES, 0.45µm Green, pack of 100 | 739 | 192.63
6287413 | Grade GF/C Microfiber Filter Binder Free, sheet, 203 × 254 mm, pack of 100 | 717 | 463.81
6287429 | Membrane-Vacuumpump N 920 KT.29.18 G ***not for IKA RV usable*** | 1068 | 2968.81
6287436 | Cooled Incubator with orbital shaker SI600C Ambient -15 to 60°C, 30 to 300 rpm, 230V/50Hz | 884 | 10979.81
6287444 | Electrode Rinse Solution 500 ml | 328 | 143.56
6287463 | CertoClav 12 Vac Pro (12 Liter) 610x500x430mm Stand-alone autoclave, 9 Programme | 1199 | 6578.92
6287509 | Economy NMR Sample Tubes 7" L, high-throughput 5 mm, with cap, pack of 100 | 1452 | 242.04
6287511 | Economy NMR Sample Tubes 8" L, high-throughput 5 mm, with cap, pack of 100 | 1452 | 279.25
6287527 | Multipurpose beakers 30 ml, PP with red screw lid, non-graduated, sterilized, pack of 500 | 47 | 105.19
6287530 | Tough-Spots®, PVC round, Ø 13mm lavender, pack of 1000/roll | 169 | 48.82
6287541 | Safety-can 1/2l with self-closing metering device 1¼" flame trap and pressure control valve | 268 | 275.62
6287542 | Safety-can 1/2l with screw cap 1¼", flame trap and pressure control valve | 268 | 263.38
6287543 | Safety-barrel 10l with screw cap 1½" and flame trap | 269 | 406.81
6287548 | Inlet Liners Tapered with Quartz Wool Pre-fitted O-ring and TI Deactivation 4 mm ID, Length 78.5 mm, pack of 5 | 1491 | 253.56
6287566 | Tubes n-Butanol 10/a pack of 10 | 1214 | 159.91
6287567 | Tubes i-Propanol 50/a pack of 10 | 1214 | 159.91
6287569 | Tubing pump Reglo ICC 6RLR, 2 channels | 1045 | 5640.68
6287577 | BEL-ART-Thermometer -20...150°C | 1206 | 111.31
6287585 | Vacuum / pressure pump WOB-L 2522 18l/min, 133mbar, 230V, 50/60Hz | 1061 | 809.05
6287586 | Vacuum / pressure pump 2534 28l/min, 93mbar, 230V, 50/60Hz | 1061 | 858.45
6287587 | Vacuum / pressure pump WOB-L 2546 38l/min, 80mbar, 230V, 50/60Hz | 1061 | 1043.72
6287588 | Stand storage stainless steel for 25TZ | 269 | 63.33
6287611 | Safety suction system,PP,cap. 1 ltrs | 1352 | 353.89
6287612 | Safety suction system,PP,cap. 5 ltrs | 1352 | 541.67
6287613 | EcoVac spare bottle 1l with cap | 1352 | 250.37
6287614 | EcoVac spare bottle 5l with cap | 1352 | 361.11
6287615 | Anaerobic jar "crystal eco" 3 liters, for up to 15 Petri dishes dia. 60-100 mm | 1378 | 460.78
6287658 | Refrigerated Heating Bath KISS K12 temp. range: -20...200°C, 2,0 kW, with controller KISS | 814 | 6758.97
6287671 | Vortex Genie® Pulse 230 V, EU plug | 501 | 544.14
6287674 | Vortex Genie® Pulse 230 V, UK plug | 501 | 544.14
6287675 | Vortex Genie® Pulse 230 V, CH plug | 501 | 544.14
6287691 | Muffle furnace LT 24/12/B410 temperature up to 1200°C, with lift door | 905 | 8652.61
6287716 | Connection coupler VK 14x10 | 490 | 120.5
6287718 | Connection coupler VK 14x14 | 490 | 131.83
6287721 | Laboratory chair Neon 2, Happy orange Leatherette Magic 9588 black MG01 with rools, synchronous technology | 277 | 732.02
6287722 | Laboratory chair Neon 2, Cool grey Leatherette Magic 9588 black MG01 with rools, synchronous technology | 277 | 732.02
6287723 | Laboratory chair Neon 2, cool grey Integral foam 9588 black 2000 with rools, synchronous technology | 277 | 732.02
6287724 | Laboratory chair Neon 3, Happy orange Leatherette Magic 9588 black MG01 with stop and go rools, foot ring, | 277 | 855.11
6287725 | Laboratory chair Neon 3, Cool grey Leatherette Magic 9588 black MG01 with stop and go rools, foot ring, | 277 | 855.11
6287726 | Laboratory chair Neon 3, Happy orange Integral foam 9588 black 2000 with stop and go rools, foot ring, | 277 | 855.11
6287727 | Laboratory chair Neon 3, Cool grey Integral foam 9588 black 2000 with stop and go rools, foot ring, | 277 | 855.11
6287728 | Multifunctional armrests Neon, black, 1 pair | 277 | 117.5
6287729 | Laboratory chair Labsit 2 Leatherette Magic black MG01 Seat shell blue, with wheels, Aluminium base | 275 | 294.57
6287730 | Laboratory chair Labsit 2 Leatherette Magic black MG01, aluminium base Seat shell antrhacite, with wheels | 275 | 294.57
6287731 | Laboratory chair Labsit 2 Leatherette Magic black MG01 Seat shell orange, with wheels, aluminium base | 275 | 294.57
6287732 | Laboratory chair Labsit 2 Integral foam 9588, black 2000 Seat shell blue, with wheels, base polished | 275 | 294.57
6287733 | Laboratory chair Labsit 2 Integral foam 9588, black 2000 Seat shell antrhacite, with wheels | 275 | 294.57
6287734 | Laboratory chair Labsit 2 Integreal foam 9588, black 2000 Seat shell orange, with wheels | 275 | 294.57
6287735 | Laboratory chair Labsit 3 Leatherette Magic 9588, black MG01 seat blue, with glides and Foot ring | 275 | 348.15
6287736 | Laboratory chair Labsit 3 Leatherette Magic 9588, black MG01 seat anthracite, with glides and Foot ring | 275 | 348.15
6287737 | Laboratory chair Labsit 3 Leatherette Magic 9588, black MG01 seat orange, with glides and Foot ring | 275 | 348.15
6287738 | Laboratory chair Labsit 3 Integral foam 9588, black 2000 seat blue, with glides and Foot ring | 275 | 348.15
6287739 | Laboratory chair Labsit 3 Integral foam 9588, black 2000 seat anthracite, with glides and Foot ring | 275 | 348.15
6287740 | Laboratory chair Labsit 3 Integral foam 9588, black 2000 seat orange, with glides and Foot ring | 275 | 348.15
6287741 | Laboratory chair Labsit 4 Leatherette Magic 9588, black MG01, seat blue, stop and go castors and foot ring | 275 | 381.62
6287742 | Laboratory chair Labsit 4 Leatherette Magic 9588, black MG01, seat anthracite, stop and go castors and foot ring | 275 | 381.62
6287743 | Laboratory chair Labsit 4 Leatherette Magic 9588, black MG01, seat orange, stop and go castors and foot ring | 275 | 381.62
6287744 | Laboratory chair Labsit 4 Integral foam 9588, black 2000, seat blue, stop and go castors and foot ring | 275 | 381.62
6287745 | Laboratory chair Labsit 4 Integral foam 9588, black 2000, seat anthracite, stop and go castors and foot ring | 275 | 381.62
6287746 | Laboratory chair Labsit 4 Integral foam 9588, black 2000, seat orange, stop and go castors and foot ring | 275 | 381.62
6287747 | Laboratory stool Labsit Integral foam 9588 black 2000, 450-650mm, alu foot cross polished, with castors, | 276 | 229.19
6287748 | Armrests for Labsit black, 1 pair | 275 | 99.29
6287749 | Clip for Labsit | 275 | 25.63
6287750 | LLG-Lab chair PU foam black, with castors seat high 440-620mm | 273 | 240.97
6287751 | LLG-Lab chair PU foam black, foot ring, Glides, seat height 580-850mm | 273 | 280.77
6287752 | LLG-Lab chair PU foam black, stop and go castors foot ring, seat high 620-890mm | 273 | 292.71
6287753 | LLG-Lab chair Artificial leather black, Castors, seat height 440-620mm | 273 | 236.38
6287754 | LLG-Lab chair Artificial leather black, foot ring Glides, seat height 580-850mm | 273 | 276.18
6287755 | LLG-Lab chair, foot ring, Artificial leather black, stop and go castors, seat high 620-890mm | 273 | 288.13
6287756 | Armrest for LLG Lab chairs, black | 273 | 116.37
6287757 | LLG-Lab stool PU foam black, Castors, seat height 460-630mm | 272 | 165.56
6287758 | LLG-Lab stool Artificial leather black, Castors, seat height 460-630mm | 272 | 161.23
6287759 | LLG-Lab stool, foot ring PU foam black, Glides, seat height 570-850mm | 272 | 220.11
6287760 | LLG-Lab stool, foot ring Artificial leather black, glides, seat height 570-850mm | 272 | 215.36
6287774 | Plastipak syringes 100 ml with centric catheter tip, with Luer adapter, EO-steriliced, pack of 50 | 1461 | 111
6287780 | Wide neck bottles 250 ml, amber DIN 55, w/o 9072166 screw-cap pack of 30 | 69 | 50.38
6287781 | Narrow neck bottles, clear glass 30 ml, DIN 18, without cap 9072160 pack of 168 | 78 | 88.3
6287783 | Narrow neck bottles, clear glass 100 ml, DIN 22, without cap 9072161 pack of 72 | 78 | 55.76
6287784 | Narrow neck bottles, clear glass 250 ml, DIN 22, without cap 9072161 pack of 42 | 78 | 56.25
6287785 | Narrow neck bottles, clear glass 500 ml, DIN 25, without cap 9072162 pack of 35 | 78 | 73.44
6287786 | Narrow neck bottles, clear glass 1000 ml, DIN 28, without cap 9072163 pack of 20 | 78 | 53.17
6287787 | Narrow neck bottles, amber glass 30 ml, DIN 18, without cap 9072160 pack of 112 | 78 | 36.88
6287788 | Narrow neck bottles, amber glass 50 ml, DIN 18, without cap 9072160 pack of 84 | 78 | 33.15
6287789 | Narrow neck bottles, amber glass 100 ml, DIN 22, without cap 9072161 pack of 56 | 78 | 35.05
6287790 | Narrow neck bottles, amber glass 250 ml, DIN 22, without cap 9072161 pack of 42 | 78 | 50.38
6287791 | Narrow neck bottles, amber glass 1000 ml, DIN 28, without cap 9072163 pack of 20 | 78 | 49.94
6287792 | Narrow neck bottles, amber glass 500 ml, DIN 25, without cap 9072162 pack of 35 | 78 | 66.34
6287812 | Thermal HL30 bath fluid 5 liters (-30...+90 °C) | 828 | 187.78
6287813 | Wide neck bottle,autoclavable,PP,with screw cap. 100 ml,graduated | 75 | 2.44
6287814 | Wide neck bottle,autoclavable,PP,with screw cap. 250 ml,graduated | 75 | 3.27
6287815 | Wide neck bottle,autoclavable,PP,with screw cap. 500 ml,graduated | 75 | 5.25
6287816 | Wide neck bottle,autoclavable,PP,with screw cap. 1000 ml,graduated | 75 | 8.27
6287822 | Combitips® advanced 1,0 ml colour code yellow, pack of 100 Forensic DNA Grade | 1007 | 208.34
6287823 | Combitips® advanced 2,5 ml colour code green, pack of 100 Forensic DNA Grade | 1007 | 208.34
6287824 | Combitips® advanced 5,0 ml colour code blue, pack of 100 Forensic DNA Grade | 1007 | 208.34
6287838 | Reaction vials 5.0ml w. screw cap, Forensic DNA Grade pack of 4 bags á 50 tubes | 692 | 112.14
6287839 | Eppendorf Tubes® 5,0ml Forensic DNA Grade, pack of 4x50 | 692 | 95.08
6287840 | Tubes 15ml, conical, Forensic DNA Grade, pack of 100 | 1414 | 131.27
6287841 | Tubes 50ml, conical Forensic DNA Grade, pack of 48 | 1414 | 82.69
6287939 | Digital-Brix-Acidity-Refractometer (Grape&Wine) Master Kit PAL-BX/ACID2, 0.0-60.0% Brix, 0.10-4.00% | 1128 | 577.3
6287990 | Syringe 1001 Headspace (23/5) HDHT | 1458 | 358.71
6288042 | Fume hood H series LABOPUR® type H061D, 600x650x950mm, 2 hand traps, filter to be ordered separately | 282 | 3762.87
6288043 | Fume hood H series LABOPUR® type H061Z, 600x650x950mm, trapezoidal opening, filter order separately | 282 | 3765.56
6288044 | Fume hood H series LABOPUR® type H091D, 1160x900x750mm, 2 hand traps, filter to be ordered separately | 282 | 4540.8
6288045 | Fume hood H series LABOPUR® type H092D, 1160x900x750mm, 2 hand traps, filter to be ordered separately | 282 | 5208.15
6288046 | Fume hood H series LABOPUR® type H092Z, 1160x900x750mm, trapezoidal opening, filter order separately | 282 | 5212.2
6288047 | Fume hood H series LABOPUR® type H121D, 1200x750x950mm, 2 hand traps, filter to be ordered separately | 282 | 5007.27
6288048 | Fume hood H series LABOPUR® type H122D, 1200x750x950mm, 2 hand traps, filter to be ordered separately | 282 | 5697.56
6288049 | Fume hood H series LABOPUR® type H122Z, 1200x750x950mm, trapezoidal opening, filter order separately | 282 | 5701.6
6288050 | Fume hood H series LABOPUR® type H152D, 1500x750x1150mm, 2 hand traps, filter to be ordered separately | 282 | 6394.58
6288051 | Fume hood H series LABOPUR® type H152Z, 1500x750x1150mm, trapezoidal opening, filter order separately | 282 | 6383.81
6288052 | Fume hood H series LABOPUR® type H153D, 1500x750x1150mm, 2 hand traps, filter to be ordered separately | 282 | 7068.69
6288053 | Fume hood H series LABOPUR® type H153Z, 1500x750x1150mm, trapezoidal opening, filter order separately | 282 | 7066
6288054 | Fume hood H series LABOPUR® type H153G, 1500x750x1150mm, width opening, filter to be ordered separately | 282 | 7066
6288219 | Filter for LLG-Microlitre pipette proMLP 5K and 10K, pack of 10 | 951 | 5.15
6288285 | Magnetic stirrer C-MAG HS 7 control ceramic plate, with heating | 471 | 1462.75
6288411 | CertoClav Vac Pro (22 Liter) 610x500x430mm horizontal table autoclave | 1199 | 7272.54
6288412 | SIMDOS®02 membrane dosing pump FEM 1.02 FT.18 RCP | 1053 | 3736.82
6288430 | Dispensette® S variable with recirculation valve, 10 ml incl. DAkks certificate | 1018 | 546.06
6288460 | Photometer MD 200 CL/pH, Ks4.3 Tablets Reagent Photometer in the case | 1240 | 773.21
6288468 | Optifit Pipette tips 5 - 350 µl FlexiBulk, non sterile, free of RN-/DNase and endotoxins, pack of 960 | 991 | 56.49
6288664 | Spectra/Por® Dialysis tubing clips weighted, PP, autoclavable, white, up to 23mm flat width, pack of 10 | 1331 | 189.66
6288666 | Spectra/Por® Dialysis tubing clips PP, colour orange 90 mm, autoclavable, orange, pack of 10 | 1331 | 187.68
6288667 | Spectra/Por® Dialysis tubing clips PP, colour orange 75 mm, autoclavable, orange, pack of 10 | 1331 | 185.7
6288668 | Spectra/Por® Dialysis tubing clips PP, colour orange 23 mm, autoclavable, orange, pack of 10 | 1331 | 171.88
6288669 | Spectra/Por® Dialysis tubing clips PP, colour orange 55 mm, autoclavable, orange, pack of 10 | 1331 | 181.75
6288670 | Spectra/Por® Dialysis tubing clips PP, colour orange 35 mm, autoclavable, orange, pack of 10 | 1331 | 177.81
6288673 | crucible tongs with grooves Made of titanium, L = 220 mm Double curved | 143 | 135.3
6288689 | Pipette Carousel 2 for 6 Eppendorf Research / plus, or Reference / 2 or Biomaster | 976 | 228.26
6288690 | Charging Carousel 2 for 6 Eppendorf Xplorer / Xplorer plus | 976 | 694.69
6288691 | Charging stand 2 for one Eppendorf Xplorer / Xplorer plus | 976 | 379.55
6288692 | Charging stand 2 for one electronic Eppendorf Multipette® (Repeater) | 976 | 379.55
6288693 | Pipette stand 2 for one Eppendorf Multipette (Repeater) M4 | 976 | 191.2
6288694 | Pipette holder 2 for an Eppendorf Research® plus, Reference® 2 or Biomaster® for carousel 2 or wall mounting | 976 | 56.19
6288695 | Pipette holder 2 f.an Eppendorf Xplorer/Xplorer plus f.carrousel 2 or wall mounting (without charging function) | 976 | 72.69
6288696 | Pipette holder 2 for an electronic Eppendorf Multipette (Repeater) f.Carousel 2,wall mounting (w/o charging function) | 976 | 72.69
6288697 | Pipette holder 2 for an Eppendorf Multipette (Repeater) M4 for carousel 2 or wall mounting | 976 | 72.69
6288698 | Load tray 2 for one Eppendorf Xplorer / Xplorer plus For charging carousel 2 (with charging function) | 976 | 95.23
6288699 | Load tray 2 for one Electronic Eppendorf Multipette For charging carousel 2 (with charging function) | 976 | 95.23
6288700 | Plug - in power supply for charging carousel 2 for 6 Eppendorf Xplorer / Xplorer plus charging stand 2 for an Eppendorf Xplorer | 976 | 84.29
6288715 | Round-bottom Flasks, Four-neck, C. Neck NS 45/40 Sideways parallel NS 29/32 Cap. 5000 ml | 622 | 435.5
6288723 | Nitrile gloves White Pearl size M (7-8) powder free, non sterile, rolling edges, micro-roughened finger tips, pack of 100 | 223 | 10.25
6288724 | Nitrile gloves White Pearl size L (8-9) powder free, non sterile, rolling edges, micro-roughened finger tips, pack of 100 | 223 | 10.25
6288956 | LLG-Standing Rest PU Foam Black glides, seat height 510-780mm | 274 | 211.04
6288957 | LLG-Standing Rest PU Foam Black, Foot Ring, glides, seat height 510-780mm | 274 | 243.35
6288989 | CertoClav Thermopaper 10 Rolls á 40 Meter | 1200 | 44.98
6289099 | Desiccator Auto Dry Box for 3D printer filaments | 1086 | 799.31
6289108 | Tube-Rack for 0.5ml vials 48 seats, white, autoclavable, pack of 2 | 34 | 83.33
6289109 | Tube-Rack for 1,5 und 2,0 ml vials 36 seats, white, autoclavable, pack of 2 | 34 | 83.33
6289110 | Tube-Rack for 5.0 and 15ml vials 16 seats, white, autoclavable, pack of 2 | 34 | 83.33
6289111 | Tube-Rack for 5, 15 and 50ml vials 12 seats, white, autoclavable, pack of 2 | 34 | 83.33
6289112 | Tube-Rack for cryo tubes 36 seats, white, autoclavable, pack of 2 | 34 | 83.33
6289147 | crucible tong - approx.400mm chromated steel, pack of 10 | 144 | 148.79
6289180 | Lid for Section Flotation Bath (MH8517/MH8516) | 1403 | 193.14
6289204 | Natural ultra microtips 10 µl thin graduated tip, autoclavable, pack of 1000 | 988 | 38.33
6289205 | Natural ultra microtips 10 µl thin graduated tip, autoclavable, pack of 12x96 | 988 | 98.75
6289206 | Refill system Tipfill colorless ultra microtips 10 µl, thin graduated tip, autoclavable, pack of 13x96 | 989 | 93.31
6289207 | Empty rack for tipfill Refill system, 10/200 µl tips, autoclavable, pack of 10 | 989 | 38.33
6289208 | Natural ultra microtips 10 µl thin graduated tip, sterile, pack of 12x96 | 988 | 113.29
6289209 | Natural ultra microtips 10 µl thin graduated tip, with filter, sterile, pack of 12x96 | 989 | 164.5
6289210 | Natural ultra microtips 10 µl low protein binding, autoclavable, thin graduated tip, pack of 12x96 | 988 | 108.9
6289211 | Natural ultra microtips 10 µl low protein binding, sterile, thin graduated tip, pack of 12x96 | 988 | 123.74
6289212 | Natural long microtip 10µl thin tip, autoclavable, pack of 1000 | 988 | 43.77
6289213 | Natural long microtip 10µl thin tip, autoclavable, pack of 10x96 | 988 | 112.2
6289214 | Natural long microtip 10µl thin tip, sterile, with filter, pack of 10x96 | 989 | 164.5
6289215 | Natural long microtips 10 µl low protein binding, autoclavable, thin tip, pack of 10x96 | 988 | 123.74
6289216 | Natural long microtips 10 µl low protein binding, sterile, thin tip, pack of 10x96 | 988 | 128.24
6289217 | Natural tips 20 µl oblique tip, with filter, sterile, pack of 10x96 | 989 | 164.5
6289218 | Natural tips 100 µl oblique tip, with filter, sterile, pack of 10x96 | 989 | 164.5
6289219 | Natural universal tips 200 µl oblique graduated tip, autoclavable, pack of 1000 | 988 | 29.5
6289220 | Natural universal tips 200 µl oblique graduated tip, autoclavable, pack of 10x96 | 988 | 77.29
6289221 | Refill system Tipfill, colorless colorless, universal-tips 200 µl, oblique graduated tips, autoclavable, pack of 10x96 | 989 | 68.86
6289223 | Natural universal tips 200 µl oblique graduated tip, sterile, pack of 10x96 | 988 | 87.76
6289224 | Natural universal tips 200 µl oblique tip, sterile, with filter pack of 10x96 | 989 | 164.5
6289225 | Natural universal tips 200 µl low protein binding, autoclavable, oblique graduated tip, pack of 10x96 | 988 | 84.87
6289226 | Natural universal tips 200 µl low protein binding, sterile, oblique graduated tip, pack of 10x96 | 988 | 96.72
6289227 | Yellow tips 200 µl oblique tip, autoclavable, pack of 1000 | 988 | 29.5
6289228 | Yellow tips 200 µl oblique tip, autoclavable, pack of 10x96 | 988 | 77.29
6289229 | Yellow tips 200 µl oblique tip, sterile, pack of 10x96 | 988 | 87.76
6289230 | Natural capillary tips 200 µl for gel, autoclavable pack of 6x96 | 988 | 181.61
6289231 | Natural tips 200 µl, extra long thin tip, with filter, sterile, pack of 6x96 | 989 | 164.5
6289232 | Natural universal tips 1000 µl thin tip, autoclavable, pack of 1000 | 989 | 40.47
6289233 | Natural universal tips 1000 µl thin tip, autoclavable pack of 6x96 | 989 | 83.81
6289234 | Refill system Tipfill colorless universal tips 1000 µl, thin tip, autoclavable, pack of 5x96 | 989 | 62.78
6289235 | Empty rack for tipfill Refill system, 1000 µl universal tips, autoclavable, pack of 6 | 989 | 32.78
6289237 | Natural universal tips 1000 µl sterile, thin tip, with filter pack of 6x96 | 989 | 145.45
6289238 | Natural universal tips 1000 µl low protein binding, autoclavable, thin tip, pack of 6x96 | 989 | 96.72
6289239 | Natural universal tips 1000 µl low protein binding, sterile, thin tip, pack of 6x96 | 989 | 109.96
6289240 | Blue tips 1000 µl oblique tip, autoclavable, pack of 1000 | 989 | 44.96
6289241 | Blue tips 1000 µl oblique tip, autoclavable, pack of 6x96 | 989 | 83.81
6289243 | Natural tips 1000 µl oblique tip, autoclavable, pack of 1000 | 989 | 44.96
6289244 | Natural tips 1000 µl oblique graduated tip, autoclavable, pack of 6x96 | 989 | 83.81
6289245 | Natural macro tips 2 ml pack of 30 bags of 250 | 989 | 899.47
6289246 | Natural macro tips 5 ml graduated, pack of 25 bags of 250 | 989 | 864.95
6289247 | Natural macro tips 10 ml pack of 40x100 per Bag | 989 | 901.99
6289280 | Distilled water 60l | 1278 | 93.44
6289297 | Microsart® ADDmedia TSA | 1363 | 655.15
6289298 | Microsart® ADDmedia Sabouraud | 1363 | 655.15
6289299 | Microsart® ADDmedia R2A | 1363 | 655.15
6289337 | Drying Oven 125 basic - dry | 858 | 2930.37
6289338 | Drying Oven 125 basic - dry glass with glass door | 858 | 3519.76
6289516 | Precision thermometer -10...+150°C in 0.5°C enclosed form, capillary: colourless prismatic, red filling, immersion: total, length: 350 mm, | 387 | 340.76
6289563 | LLG-Universal dispenser 206x216x213mm, acrylic glass, incl. wall mounting material | 215 | 42.39
6289754 | ReproEasy Pads, pack of 10 | 379 | 103.16
6289839 | Centrifuge tubes 100 ml conical, clear, calibrated, oil and weather, pack of 12 | 690 | 780.78
6289927 | Dual infrared / folding thermometer with retractable penetration probe TLC 750i, measuring range: -50 ... + 250 ° C | 399 | 201.28
6289933 | BP Med & Care® Unisex coat size Sn White, 100% cotton | 246 | 37.12
6289934 | BP Med & Care® Unisex coat size Mn White, 100% cotton | 246 | 37.12
6289935 | BP Med & Care® Unisex coat size Ln White, 100% cotton | 246 | 37.12
6289969 | Precision thermometer with NS 14/23 capillary form: prismatic Measuring range: -10 + 150 ° C in 1 ° C | 386 | 260.8
6289970 | Precision thermometer with NS 14/23 capillary form: prismatic Measuring range: -10 + 150 ° C in 1 ° C | 386 | 261.85
6290013 | Research® plus, 1-channel pipette 0.5 - 5 ml, purple, incl. epT.I.P.S-Sample bags | 972 | 422.01
6290019 | LLG-Beaded rim bottles 1.5 ml, clear 32x11.6 mm, wide opening and writing field, pack of 100 | 1440 | 12.18
6290029 | Mixing cylinder 50 ml, with hexagonal base with poly stopper BLAUBRAND®, Klasse A, main points-ring division, Borosilicate 3.3 | 916 | 152.1
6290030 | Measuring cylinder 50 ml, PMP (TPX) high form, class A, with single certificate, pack of 2 | 915 | 122.44
6290106 | LLG-Fine thread flasks 10 ml brown glass, round bottom, 46 x 22,5 mm, pack of 100 | 1446 | 58.87
6290131 | Elite pH pocket tester batteries, laynard | 301 | 124.48
6290136 | Elite pH spear pocket tester batteries, laynard | 301 | 233.69
6290137 | Elite pH pocket tester batteries, laynard, soft case, buffer sachet set | 301 | 148.03
6290214 | 15 tons manual press with standard pressure gauge including packing costs | 599 | 5814.47
6290215 | 15 tons manual press with digital display including packing costs | 599 | 6853.78
6290219 | Die set in wooden box 13 mm | 599 | 617.58
6290220 | Die set in wooden box with hard metal pellets (KXF) 13 mm | 599 | 698.19
6290221 | Die set 32 mm | 599 | 1351.09
6290228 | LLG-Threaded bottle 1.5 ml, amber with flat bottom, thread ND 8 32x11.6mm, pack of 100 | 1435 | 18.46
6290241 | Universal pipette stand clear/assorted | 950 | 141.8
6290246 | Universal pipette stand purple/clear | 950 | 141.8
6290247 | Universal pipette stand blue/green | 950 | 141.8
6290283 | Instrument tray 300x200x15 mm stainless steel, 400g | 108 | 42.41
6290324 | Single syringe pump KDS 100 Legacy for up to 1 syringe 10µl bis 60ml, 220VAC | 1056 | 1683.63
6290331 | Reference® 2 G, variable, single-channel-pipette, 2 - 20 µl, yellow, incl. epT.I.P.S.® Box | 974 | 482.81
6290364 | Trimming knives MS260 L 260mm, for tissues, pack of 5 | 1400 | 44.92
6290428 | Hardness comparison plates for Shore D tolerance up to ± 2 HD suitable for SAUTER models HB and HD | 438 | 102.14
6290477 | Piston grease for LLG-proMLP Pipettes pack of 5 | 951 | 118.77
6290524 | DispoDipper LaboPlast, PP blue transparent, 50ml pack of 20 | 553 | 35.22
6290525 | DispoDipper SterilPlast, PP blue transparent, 50ml pack of 20 | 553 | 45.48
6290529 | Aluminium bottles 5600ml with PP-screw cap | 85 | 35.48
6290570 | VISCO JET® CRACK 80mm made of stainless steel V4A, 500 mm Ø shaft 10 mm, 200 - 700 rpm, | 495 | 1088.03
6290643 | Whirl-Pak®-Thio-Bag® sample bags 75x185 mm PE, self-standing, 100 ml, sterile, pack of 100 | 561 | 70.74
6290675 | Code D sulphur filter CFD-3 745x520x65mm - spare part - | 286 | 828.31
6290709 | Acrylic benchtop dispenser container single compartment with lid, neon blue 155mm x 155mm x 170mm | 1000 | 118.85
6290737 | Trolley MSW 8 x 5/3 3 shelves 800x500 mm, stainless steel case, anti-static rollers, | 1545 | 774.14
6290771 | Hand refractometer HRB 92-T for honey, with automatic temperature compensation, 3 measuring ranges | 1125 | 154.72
6290792 | Safety storage cabinet type 90 V-MOVE 449 x 860 x 1966 mm (HxWxD) corpus RAL 9010, doors RAL 9010, | 288 | 6060.92
6290868 | LLG-Protection spectacles "Basic +" clear frame, clear lenses, scratch-proof, pack of 10 | 196 | 35.09
6290947 | Precision 2L general purpose water bath and 4L beads (098808) | 829 | 1635.38
6290968 | Thermal beads 4L | 829 | 670.03
6290978 | Overhead stirrer REAX 2 incl. UK-plug | 534 | 2021.66
6290993 | CRVpro4, 2-stage rotary vane pump 4 m³/h, 2x10-3mbar 230V, 50/60Hz CEE | 1074 | 2747.07
6290994 | CRVpro6, 2-stage rotary vane pump 6 m³/h, 2x10-3mbar 230V, 50/60Hz CEE | 1074 | 3217.04
6290995 | CRVpro8, 2-stage rotary vane pump 8 m³/h, 2x10-3mbar 230V, 50/60Hz CEE | 1074 | 3888.42
6291099 | Digital-Brix-Acidity-Refractometer (Multifruit) Master Kit PAL-BX/ACID F5, 0.0-60.0% Brix, 0.10-4.00% | 1128 | 742.24
6291100 | Digital-Brix-Acidity-Refractometer (Citrus) Master Kit PAL-BX/ACID1, 0.0-60.0% Brix, 0.10-4.00% | 1128 | 577.3
6291101 | Digital-Brix-Acidity-Refractometer (Strawberry) Master Kit PAL-BX/ACID4, 0.0-60.0% Brix, 0.10-4.00% | 1128 | 577.3
6291102 | Digital-Brix-Acidity-Refractometer (Apple) Master Kit PAL-BX/ACID5, 0.0-60.0% Brix, 0.10-4.00% | 1128 | 577.3
6291103 | Digital-Brix-Acidity-Refractometer (Banana) Master Kit PAL-BX/ACID6, 0.0-60.0% Brix, 0.10-4.00% | 1128 | 577.3
6291104 | Digital-Brix-Acidity-Refractometer (Blueberry) Master Kit PAL-BX/ACID7, 0.0-60.0% Brix, 0.10-4.00% | 1128 | 577.3
6291105 | Digital-Brix-Acidity-Refractometer (Kiwi Fruit) Master Kit PAL-BX/ACID8, 0.0-60.0% Brix, 0.10-4.00% | 1128 | 577.3
6291106 | Digital-Brix-Acidity-Refractometer (Pineapple) Master Kit PAL-BX/ACID9, 0.0-60.0% Brix, 0.10-4.00% | 1128 | 577.3
6291107 | Digital-Brix-Acidity-Refractometer (Plum) Master Kit PAL-BX/ACID11, 0.0-60.0% Brix, 0.10-4.00% | 1128 | 577.3
6291109 | Digital-Brix-Acidity-Refractometer (Pear) Master Kit PAL-BX/ACID14, 0.0-60.0% Brix, 0.10-4.00% | 1128 | 577.3
6291110 | Digital-Brix-Acidity-Refractometer (Coffee Cherry) Master Kit PAL-BX/ACID40, 0.0-60.0% Brix, 0.10-4.00% | 1128 | 577.3
6291111 | Digital-Brix-Acidity-Refractometer (Milk) Master Kit PAL-BX/ACID91, 0.0-60.0% Brix, 0.10-4.00% | 1128 | 577.3
6291112 | Digital-Brix-Acidity-Refractometer (Yoghurt) Master Kit PAL-BX/ACID96, 0.0-60.0% Brix, 0.10-4.00% | 1128 | 577.3
6291113 | Digital-Brix-Acidity-Refractometer (Beer) Master Kit PAL-BX/ACID101, 0.0-60.0% Brix, 0.10-4.00% | 1128 | 577.3
6291114 | Digital-Brix-Acidity-Refractometer (Sake) Master Kit PAL-BX/ACID121, 0.0-60.0% Brix, 0.10-4.00% | 1128 | 577.3
6291115 | Digital-Brix-Acidity-Refractometer (Vinegar) Master Kit PAL-BX/ACID181, 0.0-60.0% Brix, 0.10-4.00% | 1128 | 577.3
6291131 | Membrane screw caps GLS 80®, PP blue, for DURAN® laboratory glass bottles ePTFE Pore size 0.2 µm, pack of 2 | 68 | 38.16
6291143 | Overhead stirrer EUROSTAR 400 digital 0/6 -2000 min-1, | 483 | 5988.73
6291172 | Research® plus G , 1-channel pipette 0,5-10µL/10-100µL/100-1000µL, incl. epT.I.P.S-sample bags, pack of 3 | 973 | 1002.86
6291192 | Lovibond-DI 10 incubator for dipslides 21 246x215x162mm, 1.7kg, 12V / 110V / 240V 12 dipslides / 10 petri dishes | 864 | 789.11
6291242 | Oil quality measuring instrument FOM 330 with one button, 0%...40% TPM, Temp. +50°C...+200°C | 1237 | 525.78
6291243 | Reference oil CO 330 for the oil quality measuring device FOM 330 | 1237 | 63.17
6291250 | Drying/warming cabinet Avantgarde FD 720 line with circulating air, 741 L, 400V 3~ 50/60 | 857 | 9123.46
6291253 | CO² measuring device Air CO²ntrol 5000 with data logger (1GB Micro SD card incl.) | 422 | 185.63
6291272 | Thermometer TTX 200 type T, measuring range -30°C ...+199,9°C with sensor, cable and handle | 394 | 157.46
6291290 | Protection glove PROFAPREN CF33 33 cm, size 7 (S), type 60119, dark blue, pack of 10 pair | 233 | 68.71
6291291 | Protection gloves PROFAPREN CF33 33 cm, size 8 (M), type 60119, dark blue, pack of 10 pair | 233 | 68.71
6291292 | Protection gloves PROFAPREN CF33 33 cm, size 9 (L), type 60119, dark blue, pack of 10 pair | 233 | 68.71
6291293 | Protection gloves PROFAPREN CF33 33 cm, size 10 (XL), type 60119, dark blue, pack of 10 pair | 233 | 68.71
6291328 | Dispensertips ritips® 0,5 ml evolution, pack of 100 | 1003 | 120.15
6291329 | Dispensertips ritips® 1,0 ml evolution, pack of 100 | 1003 | 120.15
6291335 | Dispensertips ritips® 0,1 ml bioclean®, evolution, pack of 100 | 1003 | 209.3
6291337 | Dispensertips ritips® 0,5 ml bioclean®, evolution, pack of 100 | 1003 | 209.3
6291339 | Dispensertips ritips® 2,5 ml bioclean®, evolution, pack of 100 | 1003 | 209.3
6291341 | Dispensertips ritips® 10,0 ml bioclean®, evolution, pack of 100 | 1003 | 209.3
6291343 | Dispensertips ritips® 50,0 ml bioclean®, evolution, pack of 25 | 1003 | 71.63
6291358 | PVC braided tubing 6 x 3.0 mm wall hardness 77 shore A pack of 10 m | 148 | 19.31
6291359 | PVC braided tubing 8 x 3.0 mm wall hardness 77 shore A pack of 10 m | 148 | 23.69
6291360 | PVC braided tubing 10 x 3.0 mm wall hardness 77 shore A pack of 10 m | 148 | 28.06
6291361 | PVC braided tubing 12.5 x 3.0 mm wall hardness 77 shore A pack of 10 m | 148 | 29.8
6291401 | Parrafin Wax dispenser 220-240V, 50/60 Hz EU and UK-plug | 1403 | 4259.19
6291403 | Aluminium bottles 60ml with PP-screw cap pack of 10 | 85 | 28.72
6291404 | Aluminium bottles 120ml with PP-screw cap pack of 10 | 85 | 33.69
6291405 | Aluminium bottles 300ml with PP-screw cap pack of 10 | 85 | 49.23
6291406 | Aluminium bottles 600ml with PP-screw cap pack of 10 | 85 | 71.48
6291407 | Aluminium bottles 1200ml with PP-screw cap pack of 10 | 85 | 71.48
6291408 | Aluminium bottles 3000ml with PP-screw cap pack of 10 | 85 | 248.63
6291409 | Aluminium bottles 5600ml with PP-screw cap pack of 10 | 85 | 296.66
6291413 | LLG-Wash bottles, 500 ml, wide-neck with GHS Printing, Acetone, LDPE pack of 10 | 92 | 62.58
6291414 | LLG-Wash bottles, 500 ml, wide-neck with GHS Printing, Distilled water, LDPE pack of 10 | 92 | 59.81
6291415 | LLG-Wash bottles, 500 ml, wide-neck with GHS Printing, Ethanol, LDPE pack of 10 | 92 | 59.06
6291416 | LLG-Wash bottles, 500 ml, wide-neck with GHS Printing, Isopropanol, LDPE pack of 10 | 92 | 59.81
6291417 | LLG-Wash bottles, 500 ml, wide-neck with GHS Printing, Methanol, LDPE pack of 10 | 92 | 59.75
6291418 | LLG-Packing buckets 1 l PP, with Lid with First Removal Seal, pack of 10 | 54 | 11.15
6291419 | LLG-Packing buckets 2 l PP, with Lid with First Removal Seal, pack of 10 | 54 | 19.72
6291420 | LLG-Packing buckets 3 l PP, with Lid with First Removal Seal, pack of 10 | 54 | 21.55
6291421 | LLG-Packing buckets 5 l PP, with Lid with First Removal Seal, pack of 10 | 54 | 24.44
6291422 | LLG-Packing buckets 10 l PP, with Lid with First Removal Seal, pack of 10 | 54 | 37.46
6291535 | Screw cap 25 mm, LDPE for 250/500 ml narrow mouth bottles | 81 | 0.31
6291536 | Screw cap 28 mm, LDPE for 1000/2000 ml narrow mouth bottles | 81 | 0.52
6291537 | Screw cap 32 mm, LDPE for wide mouth bottles 9.072 981/982 and narrow mouth bottles 9.072 759 | 75 | 0.41
6291538 | Screw cap 40 mm, LDPE for wide mouth bottles 9.072 983/984/985 + 9.073 385/386 | 75 | 0.49
6291539 | Screw cap 50 mm, LDPE for wide mouth bottles 9.072 986/987 + 9.073 387 | 75 | 0.77
6291540 | Screw cap 65 mm, LDPE for wide mouth bottles 9.072 988/989/990 | 75 | 1.34
6291552 | LLG-Petri dishes 30x180mm, glass pack of 10 | 1364 | 76.51
6291553 | LLG-Petri dishes 30x200mm, glass pack of 10 | 1364 | 82.19
6291554 | LLG-Petri dishes 50x200mm, glass pack of 10 | 1364 | 146
6291558 | Trolley MSW 8 x 5/2 2 shelves 800x500 mm, stainless steel case | 1545 | 721.92
6291565 | Ion exchangers DS 2000, stainless steel, 300 l/h, 18 kg, 240 x 490 mm (Ø x height), 2000l capacity for 10° total dissolved solids | 1280 | 937.54
6291566 | Conductivity meter digital DC 400 73 x 32 x 141 mm (WxDxH), 0.1-300 µS/cm conductivity, temp. 0.1-99.9 ° C | 1281 | 816.54
6291567 | Conductivity meter AC 100, analog, 93 x 123 x 170 mm (WxDxH), 0.1 - 50 µS / cm measuring range | 1280 | 436.03
6291622 | Dispersing device T 25 easy clean digital for volume of 1-2,000 ml speed range of 3.000-25.000 rpm | 608 | 3127.15
6291623 | Dispersing tool S 25 EC - C - 18 G - ST Ø 25 mm for T25 easy clean | 608 | 2049.77
6291624 | Dispensette® S Analog with recirculation valve,10-100 ml incl. DAkkS certificate | 1016 | 998.44
6291635 | LLG-Crimp neck vials 32x11.6 mm 1.5ml, clear glass, 1st hydrolytic class, wide opening, pack of 100 | 1440 | 12.87
6291636 | LLG-Crimp neck vials 32x11.6 mm 1.5ml, amber glass, 1st hydrolytic class, wide opening, title block and fill marks | 1440 | 16.27
6291637 | LLG-Aluminium crimp cap N 11, silver, center hole red rubber/PTFE transparent, colourless, hardness: 45° shore A, Thickness: 1.0 mm | 1441 | 17.51
6291638 | LLG-short thread caps 9 mm PP, blue, with hole, silicone white/ PTFE red, pack of 100 | 1438 | 20.88
6291647 | Cry protection glove Cryo-lite 380 size 8, length 380mm antistatic, temp. -196...+250 degrees | 241 | 140.88
6291648 | Cry protection glove Cryo-lite 380 size 9, length 380mm antistatic, temp. -196...+250 degrees | 241 | 140.88
6291649 | Cry protection glove Cryo-lite 380 size 10, length 380mm antistatic, temp. -196...+250 degrees | 241 | 140.88
6291650 | Cry protection glove Cryo-lite 380 size 11, length 380mm antistatic, temp. -196...+250 degrees | 241 | 140.88
6291652 | Handheld Density Meter Densito | 428 | 3379.92
6291653 | Handheld Density Meter Densito Pro | 428 | 3783.87
6291684 | Ecosan® skin cleansing 1000 ml Neptune bottle pack of 6 | 1525 | 54.55
6291690 | Neptune dispenser touchless white for 1000 ml Neptune bottle without batteries | 1525 | 109.51
6291691 | Neptune dispenser stainless steel white for 1000 ml Neptune bottle without batteries | 1525 | 227.94
6291700 | Research® plus G, 1-channel pipette 0,1-2,5 µL dark grey, incl. epT.I.P.S-box | 972 | 422.01
6291701 | Research® plus G, 1-channel pipette 2-20 µL yellow, incl. epT.I.P.S-box | 972 | 422.01
6291702 | Research® plus G, 1-channel pipette 10-100 µL yellow, incl. epT.I.P.S-box | 972 | 422.01
6291703 | Research® plus G, 1-channel pipette 20-200 µL yellow, incl. epT.I.P.S-Box | 972 | 422.01
6291704 | Research® plus G, 1-channel pipette 2-20 µL light grey, incl. epT.I.P.S-box | 972 | 422.01
6291705 | Research® plus G, 1-channel pipette 30-300 µL orange, incl. epT.I.P.S-box | 972 | 422.01
6291706 | Research® plus G, 1-channel pipette 100-1000µL/0,5-5mL/1-10mL, incl. epT.I.P.S-box, pack of 3 | 973 | 1002.86
6291763 | Hydrometer 0-12 in 0.2° Baumé 250 mm, PC, 20°C calibrated | 426 | 110.58
6291832 | LLG-Panoramic Eyeshield, blue frame, clear lens, elastic headband, scratch-proof, anti-fog | 202 | 14.6
6291850 | LLG-Filtration unit with 1 l filter flask NS45/40, filter holder NS45/40 with connector GL14 and filter plate 47 mm (por. 2), clamp | 743 | 137.47
6291851 | LLG-Filtration unit with 2 l filter flask NS45/40, filter holder NS45/40 with connector GL14 and filter plate 47 mm (por. 2), clamp | 743 | 158.2
6291859 | LLG-Joint clips, POM, yellow, for NS 14, pack of 10 | 650 | 11.61
6291860 | LLG-Joint clips, POM, blue, for NS 19, pack of 10 | 650 | 13.08
6291861 | LLG-Joint clips, POM, green, for NS 24, pack of 10 | 650 | 15.19
6291862 | LLG-Joint clips, POM, red, for NS 29, pack of 10 | 650 | 18.67
6292002 | Humidity analyser DAB 200-2 200 g / 0.01g, max. 199°C, weighing area Ø 92mm | 376 | 1124.94
6292087 | Blender bags 19x30 cm, sterile, type Roll 400, with lateral filter, 20 packs of 25 | 616 | 268.61
6292088 | Blender bags 19x30 cm, sterile, type Pipet 400, with lateral filter, 20 packs of 25 | 616 | 289.78
6292106 | Glass microfibre filter GF55, 60x90 mm without binder, 75 g/sqm, pack of 300 | 720 | 281.25
6292150 | Reagent Reservoir Chiller 50ml, purple, pack of 2 | 1001 | 123.39
6292151 | Reagent Reservoir Chiller 50ml, blue, pack of 2 | 1001 | 123.39
6292152 | Reagent Reservoir Chiller 50ml, purple+blue, pack of 2 | 1001 | 123.39
6292153 | Reagent Reservoir Chiller 100ml, purple, pack of 2 | 1001 | 123.39
6292154 | Reagent Reservoir Chiller 100ml, blue, pack of 2 | 1001 | 123.39
6292155 | Reagent Reservoir Chiller 100ml, purple+blue, pack of 2 | 1001 | 123.39
6292157 | PCR® Cooler, pink/purple 96 well, pack of 2 | 1299 | 144.12
6292158 | PCR® Cooler, lt.blue/ dk.blue 96 well, pack of 2 | 1299 | 144.12
6292159 | PCR® Cooler, pink/purple blue/dk.blue, 96 well, pack of 2 | 1299 | 144.12
6292160 | Workstation Laboratory Mat, blue | 191 | 74.39
6292161 | Workstation Laboratory Mat, purple | 191 | 76.31
6292162 | 4-Way Rack, assorted clinical, pack of 5 | 34 | 139.65
6292163 | 4-Way Rack, blue clinical, pack of 5 | 34 | 139.65
6292164 | 4-Way Rack, purple clinical, pack of 5 | 34 | 139.65
6292165 | 4-Way Rack, green clinical, pack of 5 | 34 | 139.65
6292166 | 4-Way Rack, natural clinical, pack of 5 | 34 | 139.65
6292170 | Saftey cabinet Maxisafe® 2030i 1.2m, triple filter BSC, incl. UV-C | 1360 | 29645.47
6292172 | Saftey cabinet Maxisafe® 2030i 1.5m, triple filter BSC, incl. UV-C | 1360 | 35312.99
6292174 | Saftey cabinet Maxisafe® 2030i 1.8m, triple filter BSC, incl. UV-C | 1360 | 36838.86
6292207 | BEMCOT (R) M-3II pack of 30x100 | 1528 | 376.19
6292208 | BEMCOT (R) M-1 pack of 40x150 | 1528 | 286.76
6292209 | BEMCOT (R) Super CN pack of 20x50 | 1528 | 358.8
6292210 | BEMCOT (R) TR-7F pack of 20x150 | 1528 | 475.24
6292211 | BEMCOT (R) EA-8 pack of 30x100 | 1528 | 472.2
6292212 | BEMCOT (R) AZ-8 pack of 30x100 | 1528 | 559.43
6300025 | Volumetric pipette 6 ml, class AS AR-clear soda glass, brown graduated, conformity-certified | 929 | 13
6300026 | Volumetric pipette 7 ml, class AS AR-clear soda glass, brown graduated, conformity-certified | 929 | 13
6300028 | Volumetric pipette 4 ml, class AS AR-clear soda glass, brown graduated, conformity-certified | 929 | 9.76
6300066 | Spray bottle 100ml, cpl., w. pump and safety cap | 95 | 3.06
6300067 | Spray bottle 250ml, cpl., w. pump and safety cap | 95 | 3.58
6300104 |  | 1319 | 385.67
6300151 | Water estimator to Dean Stark 10:0.1 ml, flask 500 ml, zero point at the top, measuring tube without stopcock, | 640 | 230.32
6300165 |  | 770 | 1510.44
6300168 | Screwthread Tubes with NS Cone, GL 25 Cone NS 14/23 | 647 | 28.79
6300299 | Volumetric pipette 9 ml, class AS AR-clear soda glass, brown graduated, conformity-certified | 929 | 13
6300331 | DPD tablets No.4 pack of 100, phenolred | 1244 | 27.96
6300334 | Big-Star desiccator with magnetic lock, PMMA 540 x 515 x 560 mm | 1088 | 2410.24
6300493 | Tygon® tubing 1.6x3.2x0.8mm type 3350, shore 50, -81...+200°C pack of 15 mtr | 151 | 126.94
6300542 | PTFE-tubing 2 x 1 mm with one extension | 1058 | 93.59
6300565 | Test tubes ammonia 0.5%/a, pack of 10 | 1214 | 142.11
6300696 | Flow-through cuvette 5 mm, 8.5 mm CH quartz glass SUPRASIL® with 2 screw connections M 6 x 1 and FEP tubes, 195 µl | 1156 | 775.69
6300903 |  | 1462 | 126.05
6300995 | Support clamp, electroplated flexible bole, L=220mm, d=8mm, range 0-30mm | 183 | 134.57
6301526 | Protection gloves RUBIFLEX S NB60S ca.60 cm, size 9, type 89647, green, pair | 235 | 47.12
6301538 | Finntips FT 50-micro 0.2-50 µl, 10 racks of 384 | 991 | 662.48
6301574 | Tubing clamps pack of 100 | 162 | 69.21
6301578 | Microliter syrigne 701 N CTC (26s/51/2) 10 µl | 1458 | 187.22
6301604 | Finntips FT 50-micro 0.2-50 µl, pack of 1000 | 991 | 114.15
6301637 | BEL-ART-waste bags 640x890 mm Biohazard, orange-red, pack of 200 | 259 | 542.54
6301671 | F96-MicroWell plates, transparent, PS, without lid, straight bar, without barcode, MaxiSorp, non-sterile, pack of 180 | 1318 | 575.56
6301718 | Stand base 210x130mm, M10 bore hole, steel, powder coated, 8mm thick, with welded feet | 178 | 38.14
6301732 | Graduated pipette 1:0.01 ml, 360 mm length class AS, main point ring graduation, graduated to top, amber graduated | 933 | 5.58
6301841 | Dipping flow cups DE 10, aluminum with fixed nozzle 6 mm, DIN 53211 | 432 | 245.97
6301853 | Omnifix disposable syringes, 5 ml pack of 100, luer tip, sterile | 1462 | 17.07
6302116 | Round-bottom Flasks with Conical Joint, Cap. ml 50 Socket NS 19/26 | 618 | 11.9
6302123 | Silicone vacuum tubing 5,00 x 5,00mm hardness 60 shore A | 147 | 19.59
6302168 | Filter-Crucible for DFE, 30 ml, Por. 2 | 745 | 29.76
6302328 | Viscosity cup Type TI, aluminium with fixed nozzle, similar ISO orifice 4 mm of stainless steel | 432 | 253.36
6302391 | Muffle Furnaces L 9/11/B410 1100°C | 904 | 4819.31
6302608 | Water jet pump, nickel plated brass, 3/4", no-return valve, threaded adapter | 1060 | 95.77
6302733 | Beaker 3000 ml, 18/10 steel with rim, spout and handle | 16 | 252.67
6302759 | Viscosity Cup DE 10, made of titanium anodised aluminum, with fixed nozzle 8mm | 432 | 260.78
6302852 | Stray-light-cuvette 540.110-QS quartz glass SUPRASIL®, 75x10 / 74x8 mm, 2800 µl PTFE-stopper | 1155 | 178.39
6302895 | Grade 541 Quantitative Filter Paper Hardened Ashless, circle, 47 mm, pack of 100 | 711 | 34.64
6302989 | Quartz glass crucible 75 ml 50x62 mm, tall form | 113 | 46.47
6302993 | Macro-cuvette 100-QX, 1mm thickness quartz glass SUPRASIL® 300, 350 µl with glass-cover plates | 1154 | 251.69
6303032 | Graduated pipette 1:0.1 ml, 360 mm length class AS, main point ring graduation, graduated to top, amber graduated | 933 | 5.71
6303128 | HT Laboratory Screw Joint GL 14 Ø 3,2 mm, SW 17, PPS | 157 | 29.89
6303189 | Sockets with Special Tube Dimensions, NS 45/40 O.D. mm 48x280 | 654 | 32.87
6303190 | Sockets with Special Tube Dimensions, NS 29/32 O.D. mm 32x210 | 654 | 8.75
6303229 | Microliter syringe 701 FN CTC (26s/51/AS) 10 µl | 1458 | 200.85
6303277 | Plastic film 200x0,20 mm tubular, transparent in rolls of 25 m | 192 | 32.58
6303297 | Chromatographic Columns with Frit, PTFE- or Valve Stopcock, Length mm 600 Column D.mm 30 | 1475 | 133.05
6303643 |  | 1462 | 101.86
6303689 | Tygon® pump tubing LMT-55 i.d. 1.22 mm, red/grey, standard, 3 rider, pack of 12 | 1047 | 80.74
6303738 | Volumetric pipette 3 ml, class AS AR-clear soda glass, brown graduated, conformity-certified | 929 | 8.34
6303743 | Graduated pipette 25:0.1 ml, 450 mm length class AS, main point ring graduation, graduated to top, amber graduated | 933 | 12.1
6303795 | Flex retorts, zinc die-cast and nickel-plated brass, length 300 mm, safety adhesive foot, 0 - 40 mm, three-finger | 185 | 46.94
6303859 | powder funnel PP diam. 100 mm, stem 25 mm with short large bore | 101 | 3.09
6303882 |  | 1319 | 539.23
6303886 | Gloves AdvanTech 517 size 7 - 7.5, pair | 1522 | 9.56
6303887 | Gloves Advantech 517 size 8 - 8.5, pair | 1522 | 9.56
6303898 | Half mask 6000, size M | 211 | 36.52
6303899 | Half mask 6000, size L | 211 | 36.52
6303926 | Microliter syringe 1001 CTC (26/56/5) 1 ml | 1458 | 367.4
6303988 | Measuring cylinder 100 ml, class A Duran®, ring graduation, amber graduated, conformity certified, | 911 | 15.32
6304079 | Gloves AdvanTech 517 size 6 - 6.5, pair | 1522 | 9.56
6304147 | Crucible lid Ø 43 mm, Alsint suitable to crucible 9.250 402 - 38 mm Ø 9.250 414 - 40 mm Ø, 9.250 390 - 41 mm Ø | 113 | 63.19
6304307 | LLG-Bags with seal,PE, 220 x 310 mm,pack of 100 | 193 | 11.07
6304322 | Touch N Tuff® size S (9½-10) nitrile gloves, 240 mm, powder-free, light blue, pack of 100 | 225 | 28.94
6304378 | Thermofluid SilOil M40.165.10, 10 Ltr. | 828 | 1087.55
6304822 | Test tubes hydrogen sulfide 0,5/A pack of 10 | 1215 | 135.22
6304828 | Microliter syringe 75 N CTC (26s/51/AS) 5 µl | 1458 | 210.19
6304882 | Spare piston for Acura® 841/846 micro pipette 5 - 25 µl 2x white, pack of 5 | 980 | 82.56
6304933 | HT Laboratory Screw Joint GL 14 Ø 3,0 mm, SW 17, PPS | 157 | 33.28
6304939 | Columns to Vigreux without Jacket, Eff.L. mm 200 Socket/Cone NS 14/23 | 628 | 87.78
6305117 | Whirl-Pak® sample bags 190x380 mm w./o. writing field, PE, sterile, cap. 2070 ml, filling volume 1380 ml, pack of 500 | 560 | 241.66
6305235 | Plastipak syringes 50/60 ml with centric catheter tip, EO-steriliced, pack of 60 | 1461 | 45.35
6305430 | Graduated pipette 2:0.01 ml, 360 mm length class AS, main point ring graduation, graduated to top, amber graduated | 933 | 5.71
6305666 |  | 1415 | 349.38
6305840 | LLG-Grid divider 4x4 H=30mm, from cardboard, for Cryobox 136 x 136 mm | 757 | 1.91
6305865 | Male Luer Lock RN HUB | 1058 | 85.81
6305927 | Crucible pincer 200 mm 18/8-steel, double curled | 143 | 12.59
6306078 | Thermofluid SilOil M20.195/235.20, 5 Ltr | 828 | 609.29
6306164 | Support clamp 180x12 mm, round jaws with cork range 80 mm, annealed cast iron electroplated | 183 | 34.34
6306275 | Round-bottom Flasks, Three-neck, Side Necks Parallel, C. Neck NS 29/32 Side Neck NS 19/26 | 621 | 67.48
6306285 | Bends , Cone NS 14/23 | 626 | 35.56
6306286 | Round-bottom Flasks, Three-neck, Side Necks Parallel, C. Neck NS 29/32 Side Neck NS 29/32 | 621 | 334.5
6306510 | Glass tank 150x100x150mm fine ground rim | 1122 | 27.56
6306550 | Spare keys, NS 12.5, PTFE bore 2.5 mm, for one-way plug valve | 655 | 17.97
6306551 | Spare keys, NS 14.5, PTFE bore 4 mm, for one-way plug valve | 655 | 19.55
6306806 | Luer connector F/RN Hub | 1058 | 91.67
6307040 | Screw-Caps with Aperture for Screwthread Tubes , GL 14 | 647 | 2.86
6307145 |  | 118 | 4.43
6307187 | HT Laboratory Screw Joint GL 14 Ø 2,0 mm, SW 17, PPS | 157 | 38.42
6307233 | Capillary tubes 10 - 50 µl for Acura® 841/846 green, pack of 200 | 980 | 124.69
6307252 | Stand base 300 x 150 mm steel, powder coated, M10 bore hole, 8mm thick, with welded feet | 178 | 48.91
6307327 | Nitrogen Round-bottom Flasks (Schlenk-Flasks), Socket NS 14/23 Cap. ml 100 | 623 | 76.49
6307770 |  | 1319 | 347.57
6307817 | Round-bottom Flasks, Four-neck, C. Neck NS 45/40 Side Neck NS 29/32 Cap. ml 6000 | 622 | 451.43
6307818 | Round-bottom Flasks, Four-neck, C. Neck NS 45/40 Side Neck NS 29/32 Cap. ml 2000 | 622 | 205.06
6307819 | Round-bottom Flasks, Four-neck, C. Neck NS 45/40 Side Neck NS 29/32 Cap. 4000 ml | 622 | 335.6
6307820 | Nitrogen Round-bottom Flasks (Schlenk-Flasks), Socket NS 14/23 Cap. ml 50 Cap. ml 250 | 623 | 75.32
6307821 | Nitrogen Round-bottom Flasks (Schlenk-Flasks), Socket NS 29/32 Cap. ml 100 Cap. ml 3000 | 623 | 77.61
6307822 | Nitrogen Round-bottom Flasks (Schlenk-Flasks), Socket NS 29/32 Cap. ml 500 Cap. ml 6000 | 623 | 105.62
6307823 | Nitrogen Round-bottom Flasks (Schlenk-Flasks), Socket NS 29/32 Cap. ml 1000 Cap. ml | 623 | 134.83
6307933 | HT Laboratory Screw Joint GL 14 Ø 1,6 mm, SW 17, PPS | 157 | 38.37
6308744 | Pipette tips 1 - 5 ml Makro II pack of 300 | 983 | 33.34
6308831 | Spare piston for Acura® 841/846 micro pipette 1 - 5 µl 1x white pack of 5 | 980 | 34.75
6308832 | Capillary tubes 1 - 5 µl for Acura® 841/846 pack of 200 | 980 | 124.69
6310023 | High-Temperature Oven NA 120/45/B400 Tmax. 450°C with controller B 400 | 906 | 11466.65
6310025 | High-Temperature Oven NA 250/45/B400 Tmax. 450°C with controller B 400 | 906 | 16439.37
6310027 | High-Temperature Oven NA 500/45/B400 Tmax. 450°C with controller B 400 | 906 | 23840.92
6310033 | High-Temperature Oven NA 60/65/B400 Tmax. 650°C with controller B 400 | 906 | 12284.79
6310035 | High-Temperature Oven NA 120/65/B400 Tmax. 650°C with controller B 400 | 906 | 17474.81
6310037 | High-Temperature Oven NA 250/65/B400 Tmax. 650°C with controller B 400 | 906 | 22971.65
6310086 | Knife Mill Grindomix GM 200 220-240 V, 50/60 Hz | 581 | 6431.48
6310090 | Saftey storage cabinet Type 90 V-MOVE 450 x 863 x 1966 mm (HxWxD) corpus and doors RAL 7035 / light grey | 288 | 6005.8
6310102 | Thread tube GL32 with cone NS 29/32 with cap and sealing, Duran®-tube | 646 | 50.3
6310247 | Disposable grinding jar 100ml MT 100.10, sterile, pack of 10 | 575 | 284.56
6310292 | Industry scoop 750 ml, PE-HD ultramarineblue | 138 | 8.27
6310293 | Industry scoop 1250 ml, PE-HD ultramarinblue | 138 | 12.07
6310317 | Heating mantle KM-MEB 250 250 ml, 150 watt, 230V AC, T-max 450°C 2 heating zones, Ø 85mm | 848 | 475.68
6310318 | Heating mantle KM-MEB 500 500 ml, 200 watt, 230V AC, T-max 450°C 2 heating zones, Ø 105mm | 848 | 474.89
6310319 | Heating mantle KM-MEB 1000 1000 ml, 300 watt, 230V AC, T-max 450°C 2 heating zones, Ø 131mm | 848 | 493.67
6310320 | Heating mantle KM-MEB 2000 2000 ml, 500 watt, 230V AC, T-max 450°C 2 heating zones, Ø 166mm | 848 | 555.25
6310361 | Application spatula for sealing foils, white | 1296 | 10.12
6310404 | Laboratory chair Labsit 4 Integral foam 9588, black 2000, alu foot cross, seat anthracite, stop and go castors and foot ring | 275 | 401.7
6310432 | Trimming knives handle L 130mm | 1400 | 148.5
6310494 | Tacta® Pipette 3-pack 20 incl. Linear Stand and Tacta® Pipetten: 2-20; 20-200; 100-1000 µl and Sartorius Optifit Tip tray Box | 961 | 1010.5
6310512 | Overhead stirrer EUROSTAR 400 control 0/6 -2000 min-1, w/o accessories | 483 | 6689.6
6310548 | ritips® Adapter, grey for 50 ml tips | 1002 | 7.72
6310582 | Analytical balance ADB 100-4 120g/0.1mg, stainless steel, weighing plate Ø 90mm | 368 | 711.06
6310583 | Analytical balance ADB 600-C3 120g/0.1mg, stainless steel, weighing plate Ø 90mm | 368 | 691.83
6310598 | Respirators series Aura 9332+BV FFP3 NR D, with exhaust valve, pack of 330 | 209 | 1967.51
6310667 | Research® plus G, 1-channel pipette 2-20µL/20-200µL/100-1000µL, incl. epT.I.P.S-sample bags, pack of 3 | 973 | 1002.86
6310668 | Research® plus G, 1-channel pipette 0,5-10µL medium grey, incl. epT.I.P.S-box | 972 | 422.01
6310674 | YOUTILITY 100 Self-adhesive bottle labels 36 x 70mm in a sispenser box of 100 | 62 | 35.94
6310681 | Microtome blades MS300 low profile, L 80mm, W 8mm, for extra hard tissue, plasma coated, pack of 50 | 1400 | 144.44
6310685 | SIMDOS®10 Membrane dosing pump FEM 1.10 KT.18 RCP2 | 1053 | 2301
6310979 | Ion exchangers system DS 750 100 l/h, 6 kg, 175 x 470 mm (Ø x height), 750l capacity for 10° total dissolved solids | 1280 | 591.5
6310981 | Replacement cartridge type DS 750 | 1280 | 345.89
6310985 | Ion exchangers system DS 1500, plastic 300 l/h, 14 kg, 240 x 410 mm (Ø x height), 1500l cap. for 10° total dissolved solids | 1280 | 844.88
6310986 | Ion exchangers system DS 2800, plastic 950 l/h, 24 kg, 240 x 570 mm (Ø x height), 2800l capacity for 10° total dissolved solids | 1280 | 1103.25
6310987 | Ion exchangers system DS 4000, plastic 1000 l/h, 27 kg, 240 x 700 mm (Ø x height), 4000l capacity for 10° total dissolved solids | 1280 | 1591.1
6310988 | Ion exchangers system DS 6000, plastic 1000 l/h, 45 kg, 240 x 1155 mm (Ø x height), 6000l capacity for 10° total dissolved solids | 1280 | 2217.55
6310992 | Conductivity meter AW 100 0.1 - 50 µS/cm, 93 x 123 x 170 (WxDxH) R 3/4", wall-mount version | 1280 | 478.83
6310993 | Conductivity meter AE 100 0.1 - 50 µS/cm, 93 x 123 x 170 (WxDxH) R 3/4", front-panel-mount version | 1280 | 563.33
6310994 | Conductivity meter DC 400 w. potential-free contact RS 232 0.1 - 300 µS/cm, 0.1 - 99.9°C | 1281 | 983.33
6310995 | Conductivity meter DC 400 w. solenoid valve 0.1 - 300 µS/cm, 0.1 - 99.9°C | 1281 | 1285.31
6310996 | Leakage sensor for DC 400 (14180600 & 14180700) | 1281 | 161.7
6311019 | LLG-Assortment box 105x170x32 mmm glass clear, 10 compartments | 51 | 10.74
6311061 | Advanced aspirator -200 to -800mbar adjustable vacuum 2200/02 hydrophobic microbiologic filter | 1352 | 1482.71
6311083 | Heating bath HB eco, 4 l | 839 | 1758.65
6311086 | Gloves Temp Dex 720 size 7, for thermal protection EN 420, EN 388, EN 407, 1 pair | 238 | 27.06
6311087 | Gloves Temp Dex 720 size 9, for thermal protection EN 420, EN 388, EN 407, 1 pair | 238 | 27.06
6311106 | Code G Ammoniak/Aminenfilter 440 x 460 x 65 mm, pack of 2 | 284 | 624.54
6311186 | OxiTop®-i 2 measuring heads (1xblue, 1xgrey) menu-operated, control LED, graphic-LCD, measurement duration between 1 and 7 days | 1256 | 1006.31
6311247 | Extension kit OxiTop®-IDS IS 6 for OxiTop®-IDS measuring systems IS 6 stirring platform for 6 measuring points | 1254 | 5776.79
6311248 | Extension kit OxiTop®-IDS IS 12 for OxiTop®-IDS measuring systems IS 6 stirring platform for 12 measuring points | 1254 | 10279.07
6311249 | OxiTop®-i 12 measuring heads (6xblue, 6xgrey) menu-operated, control LED, graphic-LCD, measurement duration between 1 and 7 days | 1256 | 5379.22
6311250 | wireless module IDS WLM-M Connects up to three sensors simultaneously | 1254 | 224.56
6311251 | Wireless measuring head OxiTop®-IDS with Bluetooth® LE technology for operation with Multi 3620 IDS, Multi 3630 IDS | 1255 | 771.76
6311252 | Wireless measuring head OxiTop®-IDS/B with Bluetooth® LE technology Pressure range up to 1.5 bar, H2S-resistant sensor | 1255 | 767.83
6311253 | 2 x Wireless measuring head OxiTop®-IDS 2 with Bluetooth® LE technology for operation with Multi 3620 IDS, Multi 3630 IDS | 1255 | 1337.14
6311254 | 6 x Wireless measuring head OxiTop®-IDS 6 with Bluetooth® LE technology for operation with Multi 3620 IDS, Multi 3630 IDS | 1255 | 4012.69
6311255 | Multiparameter measuring device Multi 3620 IDS SET WL, mobile 2 universal measuring channels, radio prepared, | 1256 | 2047.38
6311256 | Multiparameter measuring device Multi 3630 IDS SET WL, mobile 3 universal measuring channels, radio prepared, | 1256 | 3267.94
6311259 | Respirometric measuring system OxiTop®-IDS B6M-2.5 f. determination of aerobic AT4 ground respiration 6 measuring points, DV/MG/KL clamps, CO2 absorber | 1255 | 5896.95
6311291 | Rotor for 2 x 96 well microplates to 45mm depth fits LMC-3000 and LMC-4200R | 669 | 343.11
6311350 | LLG-Dual-Timer, 2-Channel, 99:59:59 (2xAAA 1.5V not incl.) | 414 | 28.53
6311351 | LLG-Timer pro, 23:59:59 (2xAAA 1.5V not incl.) | 414 | 25.2
6311382 | Measuring heads OxiTop®-i 6 (3 x blue, 3 x grey) menu-driven, measuring duration selectable | 1256 | 2739.47
6311419 | Conical Tubes® 25 mL with snap-on lid Starter package, 4 single vessel holders, 6 Adapter for rotors with bore hole for conical | 693 | 172.52
6311476 | Colour Standard Gardner 1 GHS08, 100 ml | 1235 | 326.35
6311477 | Colour Standard Gardner 2 GHS08, 100 ml | 1235 | 245.31
6311478 | Colour Standard Gardner 3 GHS08, 100 ml | 1235 | 191.12
6311479 | Colour Standard Gardner 4 GHS08, 100 ml | 1235 | 245.31
6311480 | Colour Standard Gardner 5 GHS08, 100 ml | 1235 | 191.12
6311510 | Overhead stirrer Nanostar 7.5 digital | 479 | 1200.27
6311638 | Sound level meter class I SW 1000 Measuring range linear dB 13-136 Frequency range dB 0.02-12.5 kHz | 421 | 1968.63
6311665 |  | 1070 | 10901.63
6311675 | Safety cabinet HERAsafe® 2030i 800x1300x1536 (LxWxH), 230V, 50/60 Hz, filter type H14 Hepa | 1359 | 21362.18
6311677 | Spectacles UVEX i-vo 9160, blue/orange disc nature/UV 2-1,2, supravision HC-AF | 202 | 23.56
6311691 | flask-flat bottom NS neck 4000 ml NS29/32 | 623 | 113.11
6311698 | Microflex®, size 5½-6 (XS), black Double-sided nitrile gloves, powder-free Length 245mm, wall thickness 0.12 mm, | 228 | 206.17
6311699 | Microflex®, size 6½-7 (S), black Double-sided nitrile gloves, powder-free Length 245mm, wall thickness 0.12 mm, | 228 | 206.17
6311700 | Microflex®, size 9½-10 (XL), black Double-sided nitrile gloves, powder-free Length 245mm, wall thickness 0.12 mm, | 228 | 206.17
6311821 | Panthera TEC MAT BF-T 6 "x4" Trinocular head, Siedentopf type, 360° swiveling | 441 | 5045.67
6311824 | Quick-lock binders 160x2.6 mm, white Nylon, flat pack of 100 | 260 | 5.44
6311844 | Bacteria filter for CertoClav Vac Pro (22 litres) | 1200 | 119.69
6311871 | CO2-resistant shaker 50/60 Hz, 30 to 300 rpm, ±1 rpm External dimensions (L x W x H) 300 x 360 x 96 mm | 510 | 3934.41
6311880 | Solaris 2000 small open air shaker 100-240 V, 50/60 Hz 30x36 platform | 513 | 5140.28
6311881 | Solaris 4000 large open air shaker 100-240 V, 50/60 Hz incl. 46x76 platform | 513 | 10125.94
6311891 | Standard separating chamber 200x200mm with glass cover pane | 1498 | 422.67
6311892 | Nano separating chamber 100x100mm with glass cover pane | 1499 | 274.95
6311904 | Flame Photometer FP8400 0.001mg/l, with manual sample feeding | 1149 | 60541.1
6311905 | Flame Photometer FP8500 Process Version 0.001mg/l, with automatic sample supply | 1149 | 65453.82
6311906 | Flame Photometer FP8600 with Autosampler 0,001mg/l, with sample supply via sampler | 1149 | 74900.36
6311907 | Flame Photometer FP8700 with sampler, diluter and mixer 0.01mg/l, with diluted sample supply | 1149 | 78316.92
6311908 | Hand refractometer HRH30-T with automatic temperature compensation Measuring range: 12-30% water content in honey | 1125 | 154.72
6311927 | Chemistry pumping unit GP3 with manometer and pump fork with ventilation | 1075 | 7900.12
6311932 | Flow meter TR3-PP range: 5-120l / min., operating pressure 10bar viscosity: max. 40 mPas, connection: G 1 1/4 | 1041 | 641.83
6311933 | Flow meter TR3-PP range: 5-120l / min., operating pressure 10bar viscosity: max. 40 mPas, connection: G 1 | 1041 | 641.83
6311934 | Flow meter TR3-PVDF range: 5-120l / min., operating pressure 10bar viscosity: max. 40 mPas, connection: G 1 1/4 | 1041 | 793.49
6311944 | PDF data logger LOG210 TC with display for temperature and humidity + 2xexternal (type K) | 409 | 130.95
6311945 | PDF data logger LOG200 E with display for internal temperature, 1x input for external temperature, 1x input for external temperature | 404 | 118.24
6311947 | PDF data logger LOG220 E with display for temperature/humidity/pressure internal, 1x input for external sensors | 413 | 169.1
6312033 | Safety mask FFA1P2RD series 4000+ against gases vapours (up to 50 x TLV) and particles (up to 12 x TLV) | 210 | 41.74
6312034 | Safety mask FFA2P3RD series 4000+ against gases vapours and and particles (up to 30 x TLV) | 210 | 50.83
6312035 | Safety mask FFABE1P3RD series 4000+ against organic, anorganic and acidic gases and vapours (up to 30 x TLV) | 210 | 55.91
6312036 | Safety mask FFABEKP3RD series 4000+ against organic, anorganic and acidic gases and vapours, ammonium and particles (up to 30 x TLV) | 210 | 64.56
6312049 | Multifunctional oil 5-56 + PTFE CLEVER STRAW with PTFE and Clever Straw, 500 ml, spray UN 1950, 2, (D) | 194 | 30.02
6312050 | Disposable forceps 130 mm, PS pointed/angled, detectable, sterile, pack of 100 | 136 | 129.35
6312051 | Disposable forceps 130 mm, PS pointed, detectable, sterile, pack of 100 | 136 | 129.35
6312052 | Disposable forceps 130 mm, PS broad tip, detectable, sterile, pack of 100 | 136 | 129.35
6312076 | High performance freezer series TSX -30°C with automatic defrost, temperature range -35...-15°C, | 783 | 10399.91
6312080 | Tyvek® IsoClean® suit without hood Size S, pure processed and sterile Model IC 183 B WH DS | 1506 | 27.99
6312081 | Tyvek® IsoClean® suit without hood Size M, pure processed and sterile Model IC 183 B WH DS | 1506 | 27.99
6312083 | Tyvek® IsoClean® suit without hood Size XL, pure processed and sterile Model IC 183 B WH DS | 1506 | 28.69
6312084 | Tyvek® IsoClean® suit without hood Size XXL, pure processed and sterile Model IC 183 B WH DS | 1506 | 22.04
6312085 | Tyvek® IsoClean® suit without hood Size XXXL, pure processed and sterile Model IC 183 B | 1506 | 22.04
6312145 | STEPHALEN® OPTIFOAM 1l Neptune bottle unscented, dye-free, soap- and alkali-free | 1525 | 21.11
6312147 | POLYTRON® PT 45-80 GT drive unit 230V, EU-Plug | 601 | 6299.96
6312148 | POLYTRON® PT 45-80 GT drive unit 230V, CH-Plug | 601 | 6299.96
6312149 | POLYTRON® PT 45-80 GT drive unit 230V, UK-Plug | 601 | 6299.96
6312151 | Plate stand ST-P21/700 for POLYTRON® systems: PT 3100 D, PT 6100 D, PT 45-80 GT | 602 | 826.32
6312152 | POLYMIX® Lab mill PX-MFC 90 D 230 V, with hammer grinding attachment UK-plug | 568 | 9746.39
6312153 | POLYMIX® Laboratory mill PX-MFC 90 D 230 V, with blade grinding UK-plug | 568 | 10288.66
6312182 | Fume cupboard probe (digital), wired Measuring range 0°C...+50°C | 424 | 939.21
6312183 | Laboratory probe glass-coated (digital) with Pt100 temperature sensor Measuring range -50°C...+400°C | 424 | 367.8
6312184 | Immersion/Piercing probe (digital) with Pt100 temperature sensor Measuring range -80...+300 °C | 424 | 629.81
6312243 | Table stand height 35 cm for destruction bags 300 x 500 mm | 260 | 32.44
6312262 | stainless steel frame for 4 ratiolab®pipette containers 265 x 250 x 120 mm | 945 | 136.35
6312280 | SafetyWasteCap, V2.0, GL45 4x PFA-fitting 2,3/3,2 mm OD, 2x PFA-Blind plug, 1x 6,4 - 9 mm ID + connector for exhaust filter | 1480 | 165.38
6312312 | Shelf, perforated ,Stainless steal | 857 | 659.78
6312313 | Glove box Pure with transfer chamber | 281 | 9094.08
6312314 | Glove box Air Stream with transfer chamber | 281 | 13488.22
6312381 | Bench-top rack for Transferpette® S+S-8/12 for 6 instruments | 953 | 105.38
6312417 | Code B Acid filter CFB-2 595mm x 520mm x 65 mm | 286 | 852.84
6312440 | Tweezer stand | 135 | 68.21
6312441 | Chemist-cutlery , 13-pieces in plastic case | 125 | 135.38
6312442 | Spoon and spatula set, 14 pieces in plastic case | 125 | 136.45
6312443 | Micro spoon, 180 mm, with wire end, for right-handers | 118 | 27.49
6312450 | LLG-Protection glasses "Comfort" black/green frame, clear lenses | 196 | 13.52
6312492 | MD 110 CL-PH-CYA Bluetooth Tablets Photometer in case | 1239 | 747.78
6312551 | Code A Standard Secondary Backup Filter 1205mm x 546mm x 40mm | 286 | 1191
6312571 | Cell Locker Boxes with copper inlay pack of 6 | 876 | 8585.03
6312573 | 6 Cell Locker Boxes with stainless steel inlay pack of 6 | 876 | 7935.38
6312578 | Cell Locker VIOS 160i with copper interior and IR 180SI sensor for CO2 incl. 6 Cell Locker boxes and 6-door gas shield | 875 | 20251.87
6312579 | Cell Locker VIOS 160i with stainless steel interior and IR 180SI sensor for CO2, incl. 6 Cell Locker boxes and 6-door gas | 875 | 18050.57
6312665 | HACCP Cutting board, blue 610x460x25mm (LxWxH) | 129 | 116.4
6312879 | WYPALL® L10 paper wipes 19,5x38cm for food & hygiene, white 6 rolls of 800 cloths each | 1177 | 82.67
6312903 | Guardian 7000 Hotplate stirrer e-G71HS07C, 15 L, Ceramic platte 178x178 mm | 470 | 1150.08
6312904 | Guardian 7000 Hotplate-stirrer e-G71HS10C, 18 L, Ceramic plate 254x254 mm | 470 | 1641.04
6312905 | Guardian 7000 Hotplate-stirrer e-G71HSRDM, 20 L, round Aluminium plate 135 mm | 470 | 1069.03
6312923 | Laboratory trolley WTLK 26 grey, 2 trays, 46x61x66cm | 270 | 327.28
6312924 | Laboratory trolley WTLK 34 grey, 3 trays, 46x61x86cm | 270 | 394.89
6312925 | Laboratory trolley WTLK 42 grau, 3 trays, 46x61x106cm | 270 | 408.42
6312964 | Nuclepore Membrane Circles, 47mm 0,2µm, pack of 100 | 723 | 187.48
6312970 | Culture tubes 12 x 100 mm AR-glass, with even border pack of 144 | 1374 | 35.84
6312988 | Stainless steel grating, electropolished for 1060L cabinets | 898 | 449.94
6313057 | Electron. Stirrer Microstar 15 digital | 479 | 1398.32
6313123 | Vibrating mill MM 500 200-230 V, 50/60 Hz | 583 | 22809.73
6313125 | Screw-Lock grinding bowl MM 500 hardened steel, 50 ml | 584 | 2978.18
6313126 | Screw-Lock grinding bowl MM 500 hardened steel, 80 ml | 584 | 3288.05
6313127 | Screw-Lock grinding bowl MM 500 hardened steel, 125 ml | 584 | 4097.15
6313128 | Screw-Lock grinding bowl MM 500 stainless steel, 50 ml | 584 | 2978.18
6313129 | Screw-Lock grinding bowl MM 500 stainless steel, 80 ml | 584 | 3322.47
6313130 | Screw-Lock grinding bowl MM 500 stainless steel, 125 ml | 584 | 4097.15
6313131 | Screw-Lock grinding bowl MM 500 Tungsten carbide, 50 ml | 584 | 9089.46
6313132 | Screw-Lock grinding bowl MM 500 Tungsten carbide, 80 ml | 584 | 9674.77
6313133 | Screw-Lock grinding bowl MM 500 Zirconia, 80 ml | 584 | 8177.07
6313134 | Screw-Lock grinding bowl MM 500 Zirconia, 125 ml | 584 | 9915.78
6313219 | Stopper with NS19 PPC, for Karlsruher BOD bottle, 97 mm lenght | 1259 | 20.6
6313220 | Compact system for 2000 ml extraction, extractor with stopcock and 5000 ml Distilling flask | 1268 | 5286.51
6313234 | CRVpro2, 2-stage rotary vane pump 2.5 m³/h, 3x10-3mbar 230V, 50/60Hz CEE | 1074 | 2456.14
6313274 | Ion-selective measuring cell NA 800/S7 | 323 | 753.89
6313297 | SIMDOS®10 Membrane dosing pump FEM 1.10 ST.18 RCP2 | 1053 | 4726.77
6313326 | Sensor type K with handle (NICR-NI) w/ miniature connector yellow,nominal length 150mm sheath ø 3 mm, application range -100...+200°C | 394 | 211.8
6313337 | Sensor type K for immersion (NICR-NI) w/ miniature connector yellow,nominal length 400mm sheath ø 3 mm, application range -100...+800°C | 394 | 175.84
6313339 | Temperature Data Logger 4-channel Type 15210 Measuring range -200 +1370 °C/-328 +2498 °F (Type K),Accuracy ±0.1 % of measured value +(+0.7°C/ | 399 | 543.4
6313342 | Precision hand-held measuring instrument w/ Pt100 Data logger function, type 13760 Measuring range -100...+400°C, resolution: 0.01°C | 394 | 511.66
6313397 | LLG-Sealing Mates, round, silicone for 96-deep-well-Plates 2.0 ml pack of 5x10 | 1415 | 154.16
6313408 | LLG-96-well PCR-Plates, non skirted, 0.2 ml PP, DNA/RNA free pack of 100 | 1295 | 243.68
6313409 | LLG-96-well PCR-Plates, skirted, 0.2 ml PP, DNA/RNA free pack of 50 | 1295 | 205.66
6313417 | LLG-Timer Triple pro (batt. not inkl.) | 415 | 28.53
6313420 | LLG-Headspace Wash Kit, PP box, 10ml glass vial w. crimp neck and PE snap cap w. Sil/PTFE septum Y-slitted, pack of 25 | 1446 | 65.84
6313422 | LLG-Shell Vials N 8, 1 ml, amber with PE Lamella Plug, 40 x 8.2mm pack of 100 | 1445 | 23.02
6313424 | LLG-Screw Neck Vial ND 13, 2,5 ml, PP, 15 x 45mm pack of 100 | 1443 | 84.09
6313446 | Powder funnel Ø65 mm, PP pack of 10 | 101 | 24.97
6313468 | mobilent LED 4.0x, 16.0 Dioptre white, shiny | 1095 | 55.73
6313469 | mobilent LED 7.0x, 28.0 Dioptre white, shiny | 1095 | 56.69
6313470 | mobilent LED 10.0x, 32.0 Dioptre white, shiny | 1095 | 57.64
6313471 | Mini Blue Light Illuminator runVIEW Viewing size 11.2 x 7.5 cm | 1311 | 498.91
6313628 | Beaker HF 3000 ml | 13 | 36.05
6313631 | LLG-Spatula, Delta-shaped PP, 208x30mm, blue, sterile, pack of 100 | 1367 | 38.87
6313654 | Exhaust steam container with hose volume 5l, for EL, MultiControl, Classic, MultiControl 2 | 1200 | 497.99
6313655 | Filter cartridge 0,01 micron, replacement for exhaust air filter | 1200 | 474.79
6313657 | SET wire basket & drip cup Stainless steel, for VAC PRO 12 | 1200 | 575.72
6313658 | SET wire basket & drip cup Stainless steel, for Vac Pro 22 Cibus Pro | 1200 | 736.4
6313659 | SET wire basket & drip cup Stainless steel, for VAC PRO 45 | 1200 | 1171.38
6313660 | Label printer Vac Pro 12 - 45, Cibus Pro | 1200 | 646.71
6313765 | Universal clamp large Stainless steel with silicone coating,up to Ø110mm Angle adjustable 0...180° | 555 | 65.24
6313766 | Stainless steel scoop 100mm diameter, 130mm height | 554 | 108.07
6313799 | Calibration according to ISO 17025 for DMA 501 | 430 | 936.86
6313803 | Portable density meter DMA 35 Standard | 429 | 4359.12
6313804 | Portable density meter DMA 35 EX | 429 | 5207.93
6313805 | Portable density meter DMA 35 EX Petrol | 429 | 5207.93
6313808 | Rotational viscometer ViscoQC 100 - L | 435 | 4438.37
6313809 | Rotational viscometer ViscoQC 100 - R | 435 | 4438.37
6313810 | Rotational viscometer ViscoQC 100 - H | 435 | 4438.37
6313811 | Rotational viscometer ViscoQC 300 - L | 435 | 6660.12
6313812 | Rotational viscometer ViscoQC 300 - R | 435 | 6660.12
6313813 | Rotational viscometer ViscoQC 300 - H | 435 | 6660.12
6313816 | Immersion thermostat CC-E xd Temp. range: (-30)+25...200°C, 2,0 kW with controller Pilot ONE, immersion depth 195mm | 801 | 2940.17
6313834 | Removal cap GL 45 2x UNF 1/4" 28G, PPS / PTFE | 1478 | 93.66
6313835 | Removal cap GL 45 3x UNF 1/4" 28G, PPS / PTFE | 1478 | 105.66
6313836 | Removal cap GL 45 4x UNF 1/4" 28G, PPS / PTFE | 1478 | 109.7
6313837 | Entsorgungs-Kappe GL 45 3x UNF 1/4" 28G, 1x GL 14, PPS / PTFE | 1478 | 104.32
6313838 | disposal cap GL 45 3x UNF 1/4", 1x NPT 1/8", 1x GL 14, PPS / PTFE | 1478 | 91.76
6313839 | Exhaust air filter S GL 14, PP pack of 2 | 1478 | 110.17
6313840 | Exhaust air filter M GL 14, PP pack of 2 | 1478 | 182.91
6313841 | Exhaust air filter L GL 14, PP pack of 2 | 1478 | 216.14
6313842 | Ventilation valve with time strip Ø 20 mm, 1 µm, PP yellow/red pack of 2 | 1478 | 54.87
6313843 | Aeration Valve with Time-Strip Ø 20 mm, 1 µm, PP yellow/red pack of 10 | 1478 | 202.58
6313844 | Aeration Valve with Time-Strip Ø 20 mm, 1 µm, PP yellow/red pack of 50 | 1478 | 846.95
6313845 | Removal cap Starter Kit 1 GL 45, PPS / PTFE | 1479 | 258.59
6313846 | Removal cap Starter Kit 2 GL 45, PPS / PTFE | 1479 | 282.69
6313869 | Compound microscope 4/10/40/100; WF10x20; 3W LED 5.1 mpx camera with USB 2.0 interface | 1102 | 1556.16
6313870 | Compound microscope 4/10/40/100; WF10x20; 3W LED 5.1 mpx camera, WiFi & USB 2.0 interface | 1102 | 2118.62
6313967 | Spectrophotometer BioDrop DUO | 1142 | 14059.33
6313968 | Spectrophotometer BioDrop DUO with printer | 1142 | 15683.4
6313989 | Nuclepore membrane circles 47 mm 0.4 µm, pack of 100 | 723 | 187.48
6313994 | Direct thermal labels 10 rolls, removable | 1200 | 47.17
6314040 | OxiTop®-IDS Set 6, 100 - 240 VAC, 50/60 Hz Respirometric measuring system, 6 measuring points incl. stirring platform IS 6 | 1254 | 5563.31
6314041 | OxiTop®-IDS Set 12, 100 - 240 VAC, 50/60 Hz Respirometric measuring system, 12 measuring pts incl. stirring platform IS 12 | 1254 | 9752.41
6314042 | OxiTop®-IDS A6, 100 - 240 VAC, 50/60 Hz Respirometric measuring system, 6 measuring pts incl. stirring platform IS 6-VAR | 1254 | 7415.61
6314043 | OxiTop®-IDS A12, 100 - 240 VAC, 50/60 Hz Respirometric measuring system, 12 measuring pts incl. stirring platform IS 12 | 1254 | 11551.02
6314044 | OxiTop®-IDS AN6, 100 - 240 VAC, 50/60 Hz Respirometric measuring system, 6 measuring pts incl. stirring platform IS 6-VAR | 1255 | 8952.17
6314045 | Respirometric measuring system OxiTop®-IDS AN12 f. anaerobic measuring operation, 12 measuring pts 12 sample bottles MF45/250 (250 ml), each with two | 1255 | 13826.45
6314046 | Respirometric measuring system OxiTop®-IDS B6 for determination of aerobic ground respiration 6 measuring pts, 6 Adapters OxiTop® AD/SK | 1255 | 5574.81
6314047 | Respirometric measuring system OxiTop®-IDS B6M f. determination of aerobic AT4 ground respiration 6 measuring points, DV/MG/KL clamps, CO2 absorber | 1255 | 5490.44
6314060 | Universal knife mill PULVERISETTE 19 - 300-3000 U/min | 589 | 18009.42
6314306 | Floor stand BS 3 all-stainless steel | 491 | 1888.81
6314307 | Buddemix Mini 30, mat.no. 1.4404, Ø 35x8x350mm | 495 | 297.52
6314308 | Buddemix Mini 40, mat.no. 1.4404, Ø 46x8x350 mm | 495 | 301.07
6314325 | Lab Set Testo 440 Testo 440 climate measuring instrument, 1 probe 3xAA batteries, calibration protocol, basic case | 424 | 736.21
6314326 | Temperature control vessel ViscoClock plus VZ 6574 +10...+40°C;± 0.05 K, 10.5 mm | 436 | 1516.87
6314327 | TitroLine® 7500 KF trace M6 Coulometric Titrator, Module 6 | 1035 | 9914.75
6314339 | Tissue Culture Flasks 850 ml, PS 300,0cm², treated, sterile, with vent cap, pack of 18 | 1333 | 105.53
6314340 | Tissue Culture Flasks 850 ml, PS 300,0cm², treated, sterile, with cap, pack of 18 | 1333 | 96.22
6314452 | Nuclepore membrane circles 25 mm PC, 8.0 µm, pack of 100 | 723 | 119.87
6314459 | Serial heating apparatus extraction R104T-FB according to Twisselmann for 4 positions at the same time, with FB-piston | 1269 | 4130.21
6314551 | ep Dualfilter T.I.P.S.® 0,2-5 ml, PCR sterile pack of 5x24 tips | 997 | 152.39
6314566 | Viscosity cup Type TI, aluminium with fixed nozzle, similar ISO orifice 6 mm of stainless steel | 432 | 253.36
6314706 | Wide neck bottles 30 ml, clear DIN 32, w/o 9072164 screw-cap pack of 126 | 69 | 67.61
6314721 | ep Dualfilter T.I.P.S.® 10x96 Tips 0,1-10 µl M pack of 960 | 997 | 270.72
6314733 | ep Dualfilter T.I.P.S.® 5x96 Tips 50-1250 µl, 103mm, dark green sterile, pack of 480 | 997 | 156.69
6314807 | LLG-Lab Stool, PU Foam Black Stop and go castors, Foot Ring Seat Height 570-850 mm | 272 | 244.55
6314811 | ep Dualfilter T.I.P.S.® 10x96 Tips 2-200 µl, clean and sterile pack of 960 | 997 | 260.11
6314874 | Sartopure® PP3 Mini filter cartridges Polypropylene fleece, retention rate: 3µm pack of 5 | 740 | 644.67
6314919 | KLEENEX® Ultra Towels white, 3-ply, 21,5x31,5cm pack of 15 x 96 cloths | 1179 | 98.26
6314960 | SafetyWasteCap, V2.0, S60/61 "Universal" 3x 1,6/2,3/3,2 mm OD, 3x 6,4 - 9 mm ID connector for exhaust filter | 1480 | 193.18
6314988 | ep Dualfilter T.I.P.S.® 10x96 Tips 2-100 µl, clean, sterile, 53 mm, yellow pack of 960 | 997 | 260.11
6315037 | Sartopure® PP3 Mini filter cartridges Retention rate 3 µm, 0.09 m², polypropylene fleece pack of 5 | 740 | 425.75
6315065 | ep Dualfilter T.I.P.S.® 10x96 Tips 0,5-20 µl pack of 960 | 997 | 260.11
6315154 | ep Dualfilter T.I.P.S.® 10x96 Tips 0,1-10 µl S, 34 mm, dark grey pack of 960 | 997 | 270.72
6315155 | ep Dualfilter T.I.P.S.® 10x96 Tips 2-20 µl, 53 mm, yellow pack of 960 | 997 | 260.11
6315156 | ep Dualfilter T.I.P.S.® 10x96 Tips 20-300 µl, 55 mm, orange pack of 960 | 997 | 260.11
6315189 | Atlantis Washer Maintenance Kit | 1146 | 295.2
6320887 | Spare piston for Acura® 841/846 micro pipette 100 - 200 µl red, pack of 5 | 980 | 82.56
6322097 | Bail blades with handle 39x19x0,25 mm, pack of 100 | 129 | 35.26
6324668 | Spectacles i-vo 9160 blue/orange, disc: nature/UV 2-1.2, optidur NC | 202 | 25.93
6401031 | Stopper for butyrometers, EPDM 11x16x43 | 1275 | 1.16
6401078 |  | 1408 | 236.38
6401081 |  | 1408 | 156.78
6401082 | Screw cap, PP, green resist temp. -176 up to 121°C pack of 1000 | 1408 | 173.69
6401093 | Wide-mouth barrel WF 68, 68.5 l, white, with screw cap and handle | 77 | 146.7
6401134 | Screw cap, PP, yellow resist temp. -176 up to 121°C pack of 1000 | 1408 | 173.69
6401135 | Reaction tubes PP without cap 2,0ml pack of 1000 with condition-ring grad. | 1408 | 156.78
6401203 | Nitrogen Tubes (Schlenk-Tubes), NS 14/23 Socket Cap. ml 1000 | 623 | 80.61
6401212 | Microspoon spatula, 180 mm 18/10 steel, type 2 scoop shape | 117 | 7.26
6401224 | Pycnometer Heads with Wide-Neck Bottle with Conical Shoulder , NS 45/27 | 428 | 78.47
6401235 | Full mask BRK 820 G ***export control*** | 212 | 184.69
6401256 | Stand tripod, side length 105mm | 178 | 79.7
6401362 | Gas Washbottle Heads with Filter Disc, Por. 1 Flask ml 250 | 643 | 77.31
6401390 | Support clamps 12-25 mm | 185 | 22.09
6401391 | Support clamps 20-40 mm | 185 | 23.69
6401428 | Iodine Determination Flasks , Cap. ml 250 Socket NS 29/32 | 624 | 30.48
6401432 | Cones, Full Length, NS 34/45 | 654 | 29.48
6401458 | Safety washing bottle 500 ml narrow neck, PE-LD, GL 25, dimethylformamide with VENT CAP screw connection | 94 | 12.95
6401505 | LLG-Grid divider 4x4 H=40mm, from cardboard, for Cryobox 136 x 136 mm | 757 | 2.81
6401549 |  | 115 | 62.18
6401579 | tube rack, for 100 tubes PP, 109,5 x 263 x 45 mm, red | 37 | 14.52
6401582 | universal test tube rack for 24 tubes, diam 30mm, PP 112 x 300 x 85 mm, red | 40 | 16.04
6401626 | Biological test dish 241x241x20mm PS, 478 cm², low profile, sterile, with lid, for Genetix, Qbot, QPixIi, MegaPix, pack of 20 | 1365 | 293.41
6401645 | Dropping Funnels, Cylindrical , Cap. ml 100 Socket/Cone NS 14/23 Cap. | 634 | 67.79
6401676 | Mini-UniPrep Syringeless Filter, translucent housing, std cap, 0.2 µm, nylon filtration med, pack of 100 | 739 | 303.77
6500038 |  | 1319 | 236.68
6510003 | Finntips FT 5 ml 1000-5000 µl, pack of 500 | 994 | 133.45
6510005 | Petri dishes 95x20 mm PS, non-sterile, with vents, pack of 360 | 1365 | 138.83
6510059 | Bottle 10Ltr. | 58 | 107.6
6510118 | Aluminium containers 160 ml pack of 100, 100x64x38 mm | 189 | 47.59
6510172 | Pipette for tissue culture 10:0.1ml claer glass, amber graduation, 230 mm, with mouth piece for cotton plug | 1345 | 10.45
6510180 | Measuring cylinder 100 ml, class B tall form, short line graduation, Borosilicate glass, amber graduated | 912 | 13.06
6510181 | Measuring cylinder 500 ml, class B tall form, short line graduation, Borosilicate glass, amber graduated | 912 | 33.73
6510182 | Measuring cylinder 1000 ml, class B tall form, short line graduation, Borosilicate glass, amber graduated | 912 | 47.3
6510183 | Measuring cylinder 2000 ml, class B tall form, short line graduation, Borosilicate glass, amber graduated | 912 | 90.92
6510217 | Aluminium containers 330 ml, square, 100 x 64 x 38 mm, pack of 100 | 189 | 59.99
6510319 | standard funnel for long- and bulk solids | 589 | 1560.35
6510332 | Cell culture tubes, 110 x 16 mm, PS, PE screw cap, flat bottom, sterile, pack of 450 | 1332 | 464.03
6510335 | Pipette for tissue culture 25:0.2ml claer glass, amber graduation, 230 mm, with mouth piece for cotton plug | 1345 | 19.67
6510380 | Ultra-micro-cuvette 10 x 2 mm 8.5 mm CH, quartz glass SUPRASIL® with PE-stopper 011.103 | 1155 | 652.31
6510476 | Aluminium foil 100m x 60cm 30 µm thick, refill-roll | 188 | 145.98
6510510 |  | 77 | 49.3
6510546 | F96-MicroWell plates, white, PS, with lid, not treated, sterile, pack of 160 | 1339 | 550.33
6510572 |  | 517 | 797.88
6510709 |  | 1251 | 2683.48
6510723 | Scalpel handle length 200 mm, type 3 rust-free | 1401 | 29.34
6510848 | Tubing, silicone 6.00 x 0.50mm hardness 60 shore A | 147 | 2.53
6510856 | Microcentrifuge Tubes 2.0 ml, natural PP, with lid, pack of 1000 | 1406 | 24.23
6510864 | Finntips FT 250 univeral 0,5-250 µl, sterile 10 racks of 96 | 991 | 123.23
6510909 | Three-finger-clamp, aluminium clamping range 0-70 mm fingers PVC coated | 183 | 80.33
6700111 | Microliter syringe 7000.5 KH 0.5 µl (25/70/2) | 1457 | 236.68
6700265 | Flash seasand acid washed preignited, pack of 1000 g | 1475 | 51.82
6700320 | Photometer MD 200 chlorine/pH/cys, liquid reagent incl. accessories in case | 1240 | 765.61
6700374 | Reaction tubes, 1,5 ml, PCR clean pack of 1000, with lid and labelling area graduated, 3810 X | 1409 | 78.26
6700568 | LLG-Cryobox, 133x133x50 mm blue, special, w/o grid | 758 | 3.94
6700621 | Tablets DPD 1 pack of 100 | 1243 | 27.96
6700747 | Chromabond C 18 Pack of 20 | 1463 | 423.22
6700903 | Measuring cylinder 25 ml, class A Duran®, ring graduation, amber graduated, conformity certified, | 911 | 14.52
6701105 | Gasprofi 1 SCS micro with footswitsch | 1385 | 743.56
6701243 | CHROMABOND columns C18 ec volume: 6 ml, content of sorbent: 2000 mg, PP, with PE-filterelements pack of 30 | 1465 | 340.89
6701307 | Support rods 500 mm, without thread, Ø 12 mm, steel, galvanised | 179 | 20.29
6701453 |  | 118 | 3.69
6701485 | Reaction vessels 0.5 ml, PP Screw cap PE, non-sterile, non graduated With stand ring, pack of 1000 | 1407 | 200.05
6701658 | Threated bottle 250 ml, amber glass ethylene-acrylate coating thread GL 32, screw cap PP, temp. 80°C | 78 | 28.22
6701659 | Threated bottle 500 ml, amber glass ethylene-acrylate coating thread GL 32, screw cap PP, temp. 80°C | 78 | 29.45
6701755 | Disposable Culture tube 75x10x0.6 mm soda-lime-glass, pack of 250 | 1374 | 21.7
6702724 | Cell culture flasks EasYFlask 75 ml, not treated, filter cap, sterile, pack of 200 | 876 | 295.75
6704046 | ALUGRAM sheets RP-18W/UV254 size: 20 x 20 cm, pack of 25 | 1496 | 499.24
6704091 | Silylation reagent MSTFA, pack of 1 x 10 ml UN 3316, 9, II, (E) | 1490 | 164.31
6705831 |  | 432 | 257.82
6705832 |  | 432 | 254.85
6800114 | Microliter syringe 1710 RNR (22s/51/3) 100 µl, HPLC | 1456 | 177.44
6800124 | Volumetric pipette 100 ml, class AS, 2 marks AR-clear soda glass, brown graduated, conformity-certified | 929 | 29.87
6800149 | Mikrolitre syrings 1001 1ml (22/51/3) | 1456 | 157.96
6800153 | GD/X 25 Syringe Filter, nonsterile, 0.45 µm, 25 mm cellulose acetate filtration medium, pack of 150 | 733 | 605.43
6800186 | Dipping flow cup with 6 mm V2A flow nozzle "Original FRIKMAR" | 432 | 114.58
6800202 | Round-bottom Flasks with Conical Joint, Cap. ml 250 Socket NS 19/26 | 618 | 45.03
6800204 | Clamp, malleable iron powder coated, rounded jaws, opening to 25mm, with cork jaws | 184 | 19.78
6800214 | Round-bottom Flasks with Conical Joint, Cap. ml 250 Socket NS 24/29 | 618 | 30.67
6800215 | Round-bottom Flasks with Conical Joint, Cap. ml 500 Socket NS 24/29 | 618 | 37.46
6800235 | Round-bottom Flasks with Conical Joint, Cap. ml 1000 Socket NS 24/29 | 618 | 38.72
6800337 | Nitrogen Round-bottom Flasks (Schlenk-Flasks), Socket NS 14/23 Cap. ml 25 Cap. ml 100 | 623 | 71.61
6800353 | Bail blades with handle 57 mm wide, pack of 5 | 129 | 9.34
6800382 | LLG-Test tubes 130 x 16 mm soda-glass, with beaded rim | 24 | 29.06
6800447 | Luer lock female, plastic, white | 1058 | 23.25
6800451 | Meliseptol® HBV - tissues pack of 100 | 1162 | 8.01
6800466 | Luer connector M/M 1.5mm | 1058 | 39.52
6800467 | Luer connector F/M 1.5mm | 1058 | 52.65
6800518 | Microlitre syringes 701 SN 10 µl, 51 mm, PST 5 | 1455 | 142.35
6800619 | Tubes Mercaptan 20/a, 20 - 100 ppm, pack of 10 | 1214 | 167.24
6800620 | LLG-Test tubes 130 x 14 mm soda-glass, with beaded rim | 24 | 26.03
6800621 | LLG-Test tubes 150 x 25 mm soda-glass, with flange rim | 24 | 59.78
6800626 | Inert Gas Sampling Valve | 1058 | 233.16
6800632 | Horizontal-Star Desiccator with magnetic lock, PMMA 520 x 375 x 340 mm | 1088 | 1355.34
6800654 | Test tube racks, 3 x 4 tubes, 18 mm Ø, coated | 41 | 93.82
6800667 | Desiccator SUPER STAR with magnetic lock, PMMA 310 x 375 x 525mm | 1087 | 1346.69
6800729 |  | 1402 | 53.88
6800733 | Flex clamps, with rotatable bosshead, round | 185 | 46.45
6800771 |  | 771 | 215.49
6800824 | Tygon® pump tubing LMT-55 i.d. 0.19 mm, orange/red, standard, 3 rider, pack of 12 | 1047 | 80.74
6800848 | Macro-cuvette 110-QX, 1mm thickness quartz glass SUPRASIL® 300, 350 µl with PTFE-stopper | 1154 | 294.88
6800894 | Tubing, silicone 4.00 x 2.50mm hardness 60 shore A | 147 | 5.77
6800901 | Universal container 30 ml, PS no label, flow seal cap pack of 400 | 43 | 136.21
6800985 | Stand.ground joint stirr.bearing NS 45/40 10 mm dia., GL 25, PTFE | 633 | 82.99
6801018 | Volumetric pipette 0.5 ml, class AS, 2 marks AR-clear soda glass, brown graduated, conformity-certified | 929 | 7.93
6801019 | Volumetric pipette 1 ml, class AS, 2 marks AR-clear soda glass, brown graduated, conformity-certified | 929 | 7.93
6801020 | Volumetric pipette 2 ml, class AS, 2 marks AR-clear soda glass, brown graduated, conformity-certified | 929 | 11.31
6801021 | Volumetric pipette 5 ml, class AS, 2 marks AR-clear soda glass, brown graduated, conformity-certified | 929 | 12.67
6801022 | Volumetric pipette 20 ml, class AS, 2 marks AR-clear soda glass, brown graduated, conformity-certified | 929 | 17.38
6801023 | Volumetric pipette 25 ml, class AS, 2 marks AR-clear soda glass, brown graduated, conformity-certified | 929 | 17.38
6801024 | Volumetric pipette 50 ml, class AS, 2 marks AR-clear soda glass, brown graduated, conformity-certified | 929 | 21.44
6801037 | Microliter szringe 7102 KH 2µl, (23/70/2) | 1457 | 234.94
6801056 | Reagent tablets, phenolred, pack 100 | 1244 | 27.96
6801073 | LLG-Test tubes 100 x 10 mm soda-glass, with beaded rim | 24 | 17.92
6801103 | MBP Art-Barrier-Tips ART 10 F 0.5-10 µl, sterile pack of 960 | 995 | 127.59
6801137 | Microliter syringe 1002 CTC (26/51/5) 2,5 ml | 1458 | 357.08
6801219 | Cuvette 117.100-QS, 10mm thickness quartz glass SUPRASIL® | 1153 | 374.02
6801239 | Crucible lid Ø 32 mm, Alsint suitable to crucible 9.250 400 - 30 mm Ø, 9.250 412 - 30 mm Ø, 9.250 389 - 30 mm Ø | 113 | 45.61
6801244 | LLG-Septa N 11, PTFE red/Silicone white/PTFE red, Hardness: 40° shore A, Thickness: 1.0 mm pack of 100 | 1441 | 28.51
6801249 | Calibration standard KS 100 µS 100 µS/cm, shelf life 2 years, NIST traceable, accuracy ±3% | 339 | 214.86
6801283 | Redox calibration solution 220mV/pH7 6x250 ml bottle | 327 | 208.31
6801322 | Bunsen burner for propane with gas valve, air regulator low flame inside, DIN version | 141 | 61.37
6801361 | Spare keys, NS 14.5, PTFE bore 2.5 mm, for one-way plug valve | 655 | 18.1
6801459 | Tube test pills 2.0...50mg/l pack of 100 | 1244 | 75.8
6801504 | DURAN® Round bottom flask, narrow neck, with beaded and reinforced rim, 12000 ml | 21 | 333.65
6801515 | Barrel pump Utra clear from PTFE, immersion depth 950mm, immersion tube dia 32mm | 1039 | 766.3
6801520 | aluminium alloy, powdercoated for rods up to 13 mm dia. | 179 | 38.16
6801608 | CHROMABOND Gaskets for lid, for 12 columns pack of 2 | 1466 | 83.96
6801610 | Dewar vessel type G 16 C 2,0 ltr. blue coated Alu housing, 290x100 mm, cylinder shape with handle | 771 | 300.19
6801651 | Syringe 750 N / 500µl (22/51/5) | 1455 | 215.49
6801655 | Cryotubes 1.2 ml, PP, natural, external thread, with stand foot, writ.area, sterile, pack of 1000 | 755 | 370.99
6801670 |  | 1244 | 28.19
6801671 |  | 1244 | 28.19
6801684 | Telescope rod from fibre glass prolongable from 145 to 275 cm | 554 | 64.37
6801696 | Pump dispenser 50ml | 95 | 3.94
6801707 | LLG-Cryobox 133x133x75mm white, special, w/o grid | 758 | 3.37
6801712 |  | 1483 | 30.97
6801727 | LLG-Aluminium crimp cap N 13, silver, center hole pack of 100pcs | 1443 | 6.23
6801771 | WHEATON-Scintilation vials 20 ml with cap 22-400, metal (986581) insert, pack of 500 | 43 | 372.45
6801772 | Microliter syringe 1725 N (22s/51/3) 250 µl | 1456 | 154.06
6801774 |  | 118 | 3.32
6801789 | LLG-Grid divider 8x8 H=65mm, from cardboard, for Cryobox 136 x 136 mm | 757 | 3.43
6801844 | Lowering cable V2A, 25 m | 558 | 107.45
6801871 |  | 1408 | 156.78
6801872 | Screw cap, PP, red resist temp. -176 up to 121°C pack of 1000 | 1408 | 173.69
6801879 | Pyknometer 25 ml acc. to Gay-Lussac BLAUBRAND, w. DAkkS certificate, justated, Boro 3.3 | 427 | 192.49
6801880 | Lid,nickel, diam. 80 mm | 115 | 76.43
6801890 | 96 Microwell plates, PS, transparent bottom, black, with cover, sterile, pack of 10 | 1339 | 601.8
6801894 | CHROMABOND Columns SiOH volume: 6 ml, content of sorbent: 500 mg material: PP, with PE-filterelements pack of 30 | 1463 | 76.57
6801962 | Extractor Heads for Specific Light Solvents Extractor 100 ml, Condenser NS 45/40 | 641 | 254.49
6801978 | Carbon dioxide tests pack of 10 | 1216 | 158.44
6801979 | Water vapour tests 20/a pack of 10 | 1216 | 140.91
6802032 |  | 1408 | 156.78
6802078 | Mortar 500 ml, 120 mm dia. stainless steel 18/10 without pestle | 566 | 52.31
6802079 | Mortar 2000 ml, 200 mm dia. stainless steel 18/10 without pestle | 566 | 106.88
6802089 | Cooling element Freez'Pack® M30 255x210x30 mm | 791 | 6.56
6802151 | DPD tablets No.1 pack of 250 | 1243 | 61.97
6802152 |  | 1243 | 61.97
6802153 | Reagent tablets, phenol red, rapid, pack of 250 | 1244 | 61.97
6802215 | LLG-Grid divider 7x7 H=40mm, from cardboard, for Cryobox 136 x 136 mm | 757 | 3.11
6802228 |  | 1319 | 728.35
6802229 |  | 1320 | 339.63
6802244 |  | 142 | 9.81
6802253 | Mini cooler f. 12 x 0.5 - 2 ml tubes, PC, maintained temp. 0 °C, duration 60 min. | 794 | 136.89
6802266 | Cryotubes 3.0 ml, PP, natural external thread, with stand foot, writ.area, sterile, pack of 1000 | 755 | 397.07
6802391 | Microlitre syringes 7101KH 1 µl (22/70/2) | 1457 | 193.06
6802434 | Plastic film 150x0,15 mm tubular, transparent in rolls of 25 m | 192 | 26.24
6802474 | Reaction vessels 0.5 ml, PP Screw cap PP, non-sterile, graduated With stand ring, pack of 1000 | 1407 | 284.38
6802498 | Finntips FT 1000, 100-1000 µl, blue, 10 racks of 96 | 993 | 116.22
6802505 | Spare spray head K3 white/white for spray bottle 500 ml 9.223 155 | 96 | 4.02
6802513 | Drum hand pump, stainless steel 360 mm immersion depth with tubing and stopcock | 1038 | 532.93
6802598 | Microlitre syringes 7001 KH 1 µl (25/70/3) | 1457 | 202.81
6802614 | Double bosshead 36.0 mm, type 1 angle 90°, malleable cast iron | 180 | 26.32
6802646 | F96-MicroWell plates, white, PS, with lid, cell culture, sterile, pack of 50 | 1339 | 272.1
6802647 | F96-MicroWell plates, black, PS, with lid, cell culture, sterile, pack of 50 | 1339 | 271.1
6802657 |  | 24 | 100.45
6802726 | LLG-Cryobox 136x136x75mm white, special, w/o grid, | 757 | 3.43
6802774 | Reagent tablets DPD No.4, pack of 500 | 1243 | 106.46
6802809 | Screw cap tube 125 ml, PP, white LaboPlast ®, 52x67 mm diameter with screw cap | 45 | 1.31
6802851 | Crucibles 0,5mm nickel 25x25mm | 115 | 56.19
6802883 | ALUGRAM-Sheets SIL G thickness: 0.2 mm, size: 5 x 10 cm pack of 50 | 1495 | 94.78
6802901 | Conductiivty Standard 20 Microsiemens/cm 25°, 500 ml | 339 | 174.57
6802902 | Conductiivty Standard 200 Microsiemens/cm 25°C, 500 ml | 339 | 174.57
6802957 | Shaft D. 10mm x L. 400 mm, | 632 | 62.41
6802978 | Nitrogen Round-bottom Flasks (Schlenk-Flasks), Socket NS 29/32 Cap. ml 50 Cap. ml 2000 | 623 | 75.34
6802999 | VARIO chlorine total DPD 10 ml pack of 100 | 1244 | 30.88
6803027 |  | 844 | 1370.68
6803092 | Bottles 5 ml, PETG, Serum Vials, pack of 100 | 84 | 246.46
6803101 | F96-MicroWell plates, transparent, PS, with lid, straight bar, with barcode, not treated, sterile, pack of 160 | 1339 | 561.17
6803102 | Sample collector for viscous substances PTFE/FEP, transparent, length 600 mm, diam 32 mm | 558 | 479.06
6803126 | Capillary tubes 60 - 100 µl for Acura® 841/846 blue, pack of 200 | 980 | 333.68
6803127 | Spare piston for Acura® 841/846 micro pipette 60 - 100 µl blue, pack of 5 | 980 | 82.56
6803130 | Polycap TF 36, 0.2 µm, with FNPT inlet and outlet, pack of 5 | 740 | 538.85
6803183 | Multipurpose beakers 120 ml, PP with red screw lid, graduated, non-sterile, pack of 500 | 47 | 94.89
6803185 | Finntips FT 250 univeral 0,5-250 µl, sterile 20 racks of 96 | 991 | 167.82
6803246 | Polycap TF 75, 0.2 µm, with FNPT inlet and outlet, pack of 5 | 740 | 679.13
6803289 | Rapid Reagent tablets DPD, No.4, pack of 100 | 1243 | 27.96
6803320 |  | 1490 | 99.77
6803323 | High speed centrifuge tubes 15ml without rim, O.D.: 18mm, length 102mm, pack of 6 | 688 | 98.83
6803324 | Sleeve, rubber adaper 15 ml | 688 | 61.29
6803325 | Sleeve, rubber adaper 30 ml | 688 | 69.12
6803354 | Burettes 50:0.1 ml, class B, Duran graduation, straight glass tap, blue graduated, Schellbach stripes | 1022 | 62.84
6803384 | Microlitre syringe 85 RN 5µl, without needle | 1456 | 319.71
6803397 | Electrodes Ca 800, DIN, incl. accessories, 1 m DIN cable | 323 | 1594.65
6803543 | Round-bottom Flasks, Three-neck, Side Necks Parallel, C. Neck NS 29/32 Side Neck NS 14/23 | 621 | 328.67
6803562 | Multiplates, 6 well, PS, untreated, flat bottom, with cover, sterile, pack of 75 | 1336 | 264.06
6803624 | Cooling element Freez'Pack® M20 200x172x30 mm, 741 g | 791 | 5.41
6803651 | POLYGRAM sheets, SIL G, 5 x 20 cm, pack of 50 | 1495 | 124.86
6803677 | Premium-pouring ring GL 45 height 4 mm, TpCh260 for Premium screw cap | 1231 | 6.23
6803703 |  | 771 | 202.33
6803717 | LLG-Snap Cap Vial N 18, 10ml O.D.: 22mm, outer height: 50 mm, clear, flat bottom, pack of 100 | 1445 | 18.8
6803740 | Milk butyrometer 0-7% F not calibrated, w./o. stopper | 1275 | 29.48
6803751 | F96-MicroWell plates, transparent, PS, with lid, straight bar, without barcode, cell culture, sterile, pack of 160 | 1339 | 440.92
6900068 | HT Laboratory Screw Joint GL 14 Ø 6,0 mm, SW 17, PPS | 157 | 32.76
6900118 | Crucible lid Ø 46 mm, Alsint suitable to crucible 9.250 403 - Ø 42 mm | 113 | 71.58
6900119 | Mortar 250 ml, 100 mm dia. stainless steel 18/10 without pestle | 566 | 38.63
6900157 | Columns to Vigreux without Jacket, Eff.L. mm 300 Socket/Cone NS 14/23 | 628 | 92.3
6900171 | MBP Art-Barrier-Tips ART 10 10 µl, sterile, pack of 10x96 | 995 | 134.05
6900172 | MBP Art-Barrier-Tips ART 10 Reach 10 µl, sterile, pack of 10x96 | 995 | 137.28
6900197 | Stand base 180x100x6 mm steel, varnished, thread M10, 1 adjustable foot | 177 | 36.71
6900233 | LLG-Aluminium caps N 11 TB/oA with sealing discs blue, hole dia. 5,6 mm sealing disc 0,9 mm thick, pack of 100 | 1441 | 16.4
6900236 | Stammopur DR 8, 5l-can disinfectant, liquid, corrosive, n.o.s. UN 1903, cl.8, ADR, pack.gr.III | 1193 | 260.41
6900300 | Labels Tough-Tags® 33x13mm white, for Laser printer, polyester, pack of 25x85 pcs. | 170 | 119.2
6900312 | Dropping Funnels, Cylindrical, with Pressure Equalizing Tube , Cap. ml 100 Socket/Cone NS 29/32 Cap. ml 100 | 634 | 88.49
6900314 | pH electrode InLab® 413/IP67 fix cable/BNC/Cinch/NTC | 320 | 388.92
6900348 | universal tray KM without spring clamps | 510 | 258.88
6900353 | Wide-mouth barrel WF 50, 50 l, white, with screw cap, with handle | 77 | 125.55
6900361 | LLG-Grid divider 8x8 H=40mm, from cardboard, for Cryobox 136 x 136 mm | 757 | 3.14
6900409 | Tubes acetic acid 5/a, pack of 10 | 1214 | 138.62
6900411 | Stand.ground joint stirr.bearing NS 19/26 6 mm dia., GL 18, PTFE | 633 | 62.52
6900415 | CHROMABOND columns Na2SO4/Florisil volume 6 ml, consit of sorbent: 2000 mg/2000 mg glass, pack of 30 | 1463 | 335.11
6900428 | Ring w/o bosshead, O.D.:70mm steel powder coated | 180 | 23.31
6900430 | Support ring 160 mm, w/o. sleeve malleable iron/steel stem Ø 12 mm | 180 | 33.27
6900476 |  | 179 | 57.25
6900480 |  | 1235 | 51.24
6900522 | Coil Condensers (double walled), Socket/Cone NS 14/23 Jacket L. mm 160 | 636 | 112.9
6900713 | Chromabond tubing adapters pack of 4 | 1466 | 239.78
6900761 | Support ring 180 mm, w/o. sleeve malleable iron/steel stem Ø 12 mm | 180 | 43.87
6900814 | Double-ended spatula, 235 mm single spoon end, 18/10 steel | 116 | 6.23
6900828 | Erlenmeyer-Flasks with Conical Joint, Cap. ml 3000 Socket NS 45/40 | 624 | 156.81
6900898 | Cones, Full Length, NS 14/35 | 654 | 8.57
6900911 | Minisart® NML 0,45µm, 28 mm sterile, pack of 50 | 735 | 104.08
6900937 | Finntips FT 5 ml 1000-5000 µl, sterile 5 racks of 54 | 994 | 127.93
6900991 | Microliter syringe 7701.2 CTC (26s/51/AS) 1,2 µl | 1458 | 291.44
6901028 | Cavity tiles, porcelain, glazed 125x95mm with 12 cavitys | 1121 | 43.34
6901030 | Protect-star-desiccators PMMA 304x375x520mm | 1087 | 1413.22
6901126 | Wooden applicator WA 1 s, 150x2.2 mm wooden rod , head 5-5,5 mm diam. ETO sterilized, pack of 100 | 1368 | 37.66
6901143 | ALUGRAM sheets RP-18W/UV254 size: 5 x 10 cm, pack of 50 | 1496 | 223.19
6901149 | Power funnels 55mm DURAN | 100 | 20.88
6901208 | Cryo-Color-Code, purple PS, pack of 500 | 756 | 31.9
6901236 | Tygon Pump tubes LMT-55, 1.09mm with 2 stoppers, converted, white-red, pack of 12 | 1047 | 57.38
6901244 | Cryo-Color-Code, grey PS, pack of 500 | 756 | 31.9
6901259 | Stop cock NS 24/29 (original Schott) | 1083 | 65.82
6901260 | Quick release clamp DN 60 | 631 | 84.65
6901329 | 96 Microwell plates, PS, transparent bottom, black, pack of 3x10 | 1339 | 401.92
6901399 | Measuring cylinder 5 ml, class A Duran®, ring graduation, amber graduated, conformity certified, | 911 | 15.91
6901409 | Minisart® NML, 28 mm 0.65 µm, pack of 50 | 735 | 149.29
6901466 |  | 432 | 285.85
6901503 | Screw cap tube 60 ml, PP, white LaboPlast ®, 41x56 mm diameter with screw cap | 45 | 1.26
6901567 | Lid for 10 l bucket stainless steel | 55 | 54.29
6901617 | Round-bottom Flasks with Conical Joint, Cap. ml 3000 Socket NS 45/40 | 618 | 179.32
6901622 | Conductiivty Standard 10 Microsiemens/cm 25°C, 500 ml | 339 | 174.57
6901628 | Weight F1, 500g, stainless steel | 380 | 133.4
6901629 | Conductiivty Standard 5 Microsiemens/cm 25°C, 500 ml | 339 | 174.57
6901645 | Macro-cuvette 100-QX, 2mm thickness quartz glass SUPRASIL® 300, 700 µl with glass-cover plates | 1154 | 235.09
6901653 | Spectacles UVEX i-vo 9160, black/grey disc nature/UV 2-1,2, supravision HC-AF | 202 | 23.56
6901670 | Conductiivty Standard 1,000 M Microsiemens/cm 25°C, 500 ml | 339 | 174.57
6901671 | Conductiivty Standard 10,000 Microsiemens/cm 25°C, 500 ml | 339 | 189.81
6901743 | Scintillations vials, 4 ml, HDPE pack of 2000, with cap 13,71 x 53,15 mm | 43 | 151.05
6901758 | HT Laboratory Screw Joint GL 14 Ø 1,0 mm, SW 17, PPS | 157 | 58.81
6901776 | Optifit-Filter tips 0.1 - 10 µl 46 mm, tip ID: M, sterile, pack of 10x96 | 990 | 213.6
6901799 | Nitrogen Tubes (Schlenk-Tubes), NS 14/23 Socket Cap. ml 500 | 623 | 78.67
6901807 | LiquiSampler from PP length 600 mm, Ø 32 mm | 557 | 223.45
6901915 | Screw cap, PP, white resist temp. -176 up to 121°C pack of 1000 | 1408 | 173.69
6902044 | LLG-Sample vials N 8-07, amber, roll rim, conical, pack of 100 | 1435 | 37.88
6902222 | CHROMABOND Columns C18 volume: 6 ml, content of sorbent: 500 mg, PP, with PE-filterelements pack of 30 | 1463 | 184.65
6902265 |  | 178 | 44.66
6902362 | Sunk-/Draft-link chain 25m, V2A conductible, dia.2,3mm | 558 | 373.79
6902383 | Round-bottom flask 3000 ml Four-neck, C. neck NS 29/32 side neck NS 29/32, DURAN® | 622 | 266.21
6902406 | Pocket tester pHTestr 20 waterproof | 302 | 174.1
6902419 | LLG-Steel crimp caps N 20 TB/oA-M, gold with centre hole, magnetic, hole diameter: 5 mm 3,0 mm butyl rubber | 1448 | 79.96
6902444 | Distribution Tubes with Frit (Porosity 0) for Specific Light Solvents, Extractor 500 ml | 641 | 106.42
6902445 | Extractor Heads for Specific Light Solvents Extractor 500 ml, Condenser NS 60/46 | 641 | 354.86
6902461 | Optifit pipet tips 0,5 - 200 µl Standard, 51 mm, tips ID: C, non sterile, pack of 10x96 | 990 | 102.75
6902600 | All-glass syringes, 1 ml, Dosys 155, graduated, autoclavable, Luer metal adapter, pack of 3 | 1459 | 37.01
6902601 | All-glass syringes, 2 ml, Dosys 155, graduated, autoclavable, Luer metal adapter, pack of 3 | 1459 | 37.01
6902602 | All-glass syringes, 5 ml, Dosys 155, graduated, autoclavable, Luer metal adapter, pack of 3 | 1459 | 38.44
6902603 | All-glass syringes, 10 ml, Dosys 155, graduated, autoclavable, Luer metal adapter, pack of 3 | 1459 | 42.71
6902604 | All-glass syringes, 20 ml, Dosys 155, graduated, autoclavable, Luer metal adapter, pack of 2 | 1459 | 44.14
6902605 | All-glass syringes, 50 ml, Dosys 155, graduated, autoclavable, metal Luer adapter | 1459 | 48.39
7008136 |  | 323 | 1349.47
7008185 |  | 316 | 492.92
7008211 | KCL solution, 3mol/l bottle with 250ml | 326 | 42.47
7008227 | TISAB solution for fluoride electrode, 4 bottles of 1 ltr. each | 328 | 389.28
7008228 |  | 328 | 210.86
7008229 |  | 328 | 210.86
7008231 | TISAB solution for nitrate electrode, 4 bottles of 1 ltr. each, TISAB/NO3 | 328 | 425.94
7008232 | Buffer solution pH 11, 1 bottle with 1 L | 328 | 169.79
7008258 | Oxygen electrode CellOx 325, with cable 3 m long, with calibration and storage vessel UN 2790, 8, III, (E) | 342 | 1349.41
7008272 | Accessory boy ZBK 325 UN 2790, 8, III, (E) | 342 | 327.35
7008273 |  | 343 | 337.46
7008397 |  | 1246 | 145.14
7008434 | Conductivity measuring cells,TetraCon 325, 3 m cable | 337 | 779.01
7008959 | Measuring scoop, cap. 15 ml PE-HD, length 115 mm | 138 | 1.06
7008960 | Measuring scoop, cap. 25 ml PE-HD, length 135 mm | 138 | 1.49
7008961 | Measuring scoop, cap. 65 ml PE-HD, length 185 mm | 138 | 2.08
7008962 | Measuring scoop, cap. 110 ml PE-HD, length 215 mm | 138 | 2.53
7008966 | Measuring jugs, 250 ml, SAN moulded graduation | 18 | 5.54
7008967 | Measuring jugs, 250 ml, PP moulded graduation | 18 | 4.19
7008968 | Measuring jugs, 500 ml, SAN moulded graduation | 18 | 7.55
7008969 | Measuring jugs, 500 ml. PP moulded graduation | 18 | 4.58
7008970 | Measuring jugs, 1000 ml, SAN moulded graduation | 18 | 9.24
7008971 | Measuring jugs 1000ml grad. -ATO- | 18 | 6.49
7008972 | Measuring jugs, 2000 ml, SAN with moulded graduation | 18 | 15.63
7008973 | Measuring jugs, 2000ml, PP moulded graduation | 18 | 13.06
7008974 | Measuring jugs, 3000ml, SAN, moulded graduation | 18 | 20.19
7008975 | Measuring jugs, 3000ml, PP moulded graduation | 18 | 18
7008976 | Measuring jugs, 5000ml, PP moulded graduation | 18 | 26.62
7008977 | Measuring jugs, 50ml, PP, moulded graduation | 18 | 1.94
7008978 | Measuring jugs, 100ml, PP moulded graduation | 18 | 2.34
7008989 | Atomiser 400 ml white PP | 97 | 12.44
7008990 | Atomiser 850 ml white PP | 97 | 13.52
7008999 | Measuring cylinders, 100 ml, SAN, low form, crystal clear | 915 | 7.03
7009011 |  | 915 | 7.44
7009014 |  | 915 | 10.63
7009017 |  | 915 | 16.86
7009020 |  | 915 | 22.58
7009023 | Measuring cylinders, 1000 ml, SAN | 915 | 28.12
7009032 | Volumetric flasks, 25 ml, ATO | 926 | 11.74
7009035 | Volumetric flasks 50 ml, ATO | 926 | 13.95
7009037 | Volumetric flasks, 100 ml, ATO | 926 | 15.43
7009038 |  | 925 | 18.46
7009039 | Volumetric flasks, 250 ml, ATO | 926 | 19.29
7009041 | Volumetric flasks, 500 ml, ATO | 926 | 19.9
7009043 | Volumetric flasks, 1000 ml, ATO | 926 | 23.02
7009045 | Forceps, POM, 115 mm | 137 | 2.31
7009046 | Forceps, POM, 145 mm | 137 | 2.73
7009214 | Evaporating basin 25 ml, PFA | 1222 | 52.84
7009215 | Evaporating basin 50 ml, PFA | 1222 | 70.2
7009310 | Safety washing bottle 500 ml narrow neck, PE-LD, GL 25, i-hexane, with VENT CAP screw connection | 94 | 12.95
7009571 | Filterpaper 589/2 pack of 1000, 12,7mm | 712 | 85.93
7009579 | Filter papers,round,S+S 589/3,quantitative diam. 12,8 mm,blue band,pack of 1000 | 712 | 85.93
7009626 |  | 705 | 113.87
7009631 | Filterpaper, round, 45 mm pack of 100, grade 597 | 704 | 13.36
7009656 | Folded filters 2555 1/2, 185 mm, for determination of extract in malt, pack of 100 | 701 | 57.29
7009657 | Folded filters 2555 1/2, 240 mm, for determination of extract in malt, pack of 100 | 701 | 67.09
7009805 |  | 382 | 182.73
7009806 | Weighing paper, 100x100 mm pack of 500, grade 2122 | 382 | 103.27
7010061 | Gel-Blotting-Paper GB 003, 100 x 100 mm, 0.8 mm, pack of 50 | 1322 | 52.02
7010064 |  | 1322 | 137
7010149 | Glass attachments, GV 025/0/01, 60 ml | 744 | 134.52
7010151 | Glass frit GV 025/0/03 | 744 | 92.25
7010152 | Centering ring, GV 025/0/05, PTFE | 744 | 51.35
7010155 |  | 744 | 236.92
7010157 |  | 744 | 135.33
7010158 | Glass attachments, GV 050/0/01, 250 ml | 744 | 204.69
7010159 | Lower part from glass GV 050/0/02 | 744 | 136.12
7010160 | Glass frit GV 050/0/03 | 744 | 102.14
7010166 | Lower part GV 050/2/12 | 744 | 252.04
7017045 |  | 728 | 826.36
7017048 |  | 728 | 891
7017049 | Membrane filters, 50 mm, 0,8 µm pack of 100, sterile withe, with black grid network | 728 | 148.66
7017052 | Membranfilter UN 3270, 4.1, II, (E) pack of 1000 | 728 | 813.25
7017053 | Membrane filters 11406-50-ACR pack of 1000 (no dan. goods) | 728 | 832.47
7017078 | Membrane filter 50 mm, 0.65 µm, grey (after wetting black) w. white grid UN 3270, 4.1, II, (E), sterile, pack of 1000 | 728 | 832.47
7017199 | Perforated plate and PTFE-ring for 16316 | 743 | 257.11
7017207 | Minisart® SRP, 15 mm pack of 500 | 736 | 834.4
7017212 | Minisart® NML, 28 mm 0.2 µm, non-sterile, pack of 500 | 735 | 922.44
7017213 | Minisart® NML, 28 mm, 0,45 µm 0.45 µm, non-sterile pack of 500 | 735 | 665.28
7017296 | Clamps for 16316 | 743 | 214.38
7017297 | Perforated plate, PTFE coated for 16316 | 743 | 89.49
7017319 |  | 741 | 291.44
7017320 |  | 741 | 534.44
7017321 |  | 741 | 291.44
7017720 | Membrane filter 142 mm, 5 µm cellulose nitrate, pack of 100 | 727 | 1260.44
7017726 |  | 724 | 329.06
7017796 | Oil bath attachment H 29, 1.0 l | 472 | 360.21
7017797 | Oil bath attachment H 30, 1.5 l | 472 | 398.13
7018383 |  | 941 | 32.48
7018384 | Adhesive tape, for accu-jet®, 12 x 65 mm, 1 pair | 941 | 15.66
7018397 | Measuring pipette 1 ml:0.01 ml AR-glass, BLAUBRAND® ETERNA, cl. AS, full drownspout, brown grad. | 932 | 11.51
7018398 | Measuring pipette 2 ml:0.02 ml AR-glass, BLAUBRAND® ETERNA, cl. AS, full drownspout, brown grad. | 932 | 11.51
7018536 | Volumetric flask BLAUBRAND class A 20ml with glass stopper | 920 | 21.78
7018538 | Measuring flask 50 ml, BLAUBRAND NS 12/21, class A, glass stopper | 920 | 23.74
7018543 | Volumetric flask class A BLAUBRAND 1000ml with glass stopper | 920 | 52.65
7018544 | Volumetric flask class A BLAUBRAND 2000ml NS 29/32 | 920 | 70.16
7018545 | Volumetric flask class A BLAUBRAND 5000ml NS 34/35 | 920 | 160.84
7018553 | Volumetric flask BLAUBRAND® cl.A 25ml, NS 12/21, Glas stopper, Boro 3.3 | 920 | 22.56
7018556 | Volumetric flask 20ml with NS 10 PP-stopper Cl.A, white grad., amber, Borosilicate 3.3 | 923 | 30.04
7018558 | Volumetric flask 50ml with NS 12/21 PP-stopper Cl.A white graduation, amber Borosilicate 3.3 | 923 | 31.33
7018564 | Volumetric flasks, 1000 ml, Borosilicate 3.3, cl.A, amber, NS 24/29, PP-stopper | 923 | 87.37
7018572 |  | 923 | 45
7018574 |  | 923 | 61.26
7018575 |  | 923 | 98.88
7018680 | Bends , Cone NS 19/26 | 626 | 38.95
7018681 | Bends , Cone NS 24/29 | 626 | 39.34
7018936 | Spare keys, for one-way plug valve DURAN, BISTABIL, solid, with safety device | 655 | 15.66
7018947 | Spare keys, for one-way plug valve DURAN, BISTABIL, solid, with safety device, DIN 12 541, T1 | 655 | 15.66
7018948 | Spare keys, for one-way valves, solid, NS 14.5 / 2.5 mm | 655 | 17.05
7018955 | Spare keys, NS 18.8, PTFE bore 4 mm, for one-way plug valve | 655 | 25.36
7019150 | Erlenmeyer-Flasks with Conical Joint, Cap. ml 25 Socket NS 19/26 | 624 | 14.27
7019155 | Erlenmeyer-Flasks with Conical Joint, Cap. ml 50 Socket NS 24/29 | 624 | 14.75
7019156 | Erlenmeyer-Flasks with Conical Joint, Cap. ml 100 Socket NS 24/29 | 624 | 16.69
7019181 | Round-bottom Flasks with Conical Joint, Cap. ml 50 Socket NS 24/29 | 618 | 12.49
7019182 | Round-bottom Flasks with Conical Joint, Cap. ml 100 Socket NS 24/29 | 618 | 13.19
7019244 | Round-bottom Flasks, Three-neck, Side Necks Parallel, C. Neck NS 29/32 Side Neck NS 19/26 | 621 | 88.8
7019272 | Round-bottom Flasks, Three-neck, Side Necks Angled, C. Neck NS 29/32 Side Neck NS 29/32 Cap. ml | 622 | 93.56
7019293 | Round-bottom flask 500 ml Four-neck, C. neck NS 29/32 side neck NS 29/32, DURAN® | 622 | 142.05
7019348 | Culture tubs 18x180 mm, AR-glass with screw cap GL18, PP pack of 100 | 1374 | 181.36
7019383 | Centrifuge tubes, 10 ml, 16 x 100 mm, PP, PLASTIBRAND, cylindrical, with rim, without stopper | 694 | 0.75
7019386 | Centrifuge tubes PP 30ml, 20x100mm without stopper | 694 | 2.44
7019388 | Centrifuge tubes, 75 ml, 35x100 mm PP, with rim, conical, without stopper | 694 | 2.6
7019392 |  | 694 | 9.4
7019393 |  | 694 | 19.26
7019394 |  | 694 | 15.91
7019395 |  | 694 | 23.05
7019396 |  | 694 | 29.81
7019397 |  | 694 | 33.86
7019398 |  | 694 | 33.86
7019622 | Magnetic stirring bars 108 x 27 mm PTFE, cylindrical | 476 | 94.31
7019623 |  | 476 | 148.79
7019638 | Stirring bars PTFE, 15x6 mm elipse shaped | 477 | 12.82
7019722 | Separating Funnels, Gilson , Cap. ml 1000 Socket NS 29/32 Cap. 1000 | 640 | 188.03
7019920 | Powder funnel 60 mm Ø, PP with short, wide stem 15 mm | 101 | 1.29
7020037 | Reducer R 3/8", PP, for Water-jet pump 1596.00 | 1060 | 8.06
7020038 | Reducer M 22x1, PP, with Perlator thread for Water-jet pump 1596.00 | 1060 | 8.06
7020270 | Counting chamber acc.to Neubauer improved BLAUBRAND, double ruling, w/o spring clips, chamber depth 0,1mm, | 1114 | 72.21
7020271 | Coutning chamber acc.to Neubauer improved BLAUBRAND, double ruling, bright line, w/o spring clips, chamber depth 0,1mm | 1114 | 134.32
7020272 | Coutning chamber acc.to Neubauer improved BLAUBRAND, double ruling, with spring clips, chamber depth 0,1mm | 1114 | 102.04
7020277 | Counting chamber acc.to Neubauer BLAUBRAND, double ruling, w/o spring clips, chamber depth 0,1mm | 1114 | 72.21
7020278 | Coutning chamber acc.to Neubauer BLAUBRAND, double ruling, with spring clips, chamber depth 0,1mm | 1114 | 102.04
7020281 | Coutning chamber acc.to Malassez BLAUBRAND, double ruling, w/o spring clips, chamber depth 0,2mm | 1114 | 72.21
7020330 | Adapter 0,5 ml for test tube rack 7806 05 pack of 20 | 33 | 20.7
7020352 | Thread tube GL18 with cone NS 29/32 with cap and sealing, Duran®-tube | 646 | 32.74
7021151 | DURAN® Powder funnel, short wide stem, d = 70 mm | 100 | 23.69
7021152 | DURAN® Powder funnel, short wide stem, d = 80 mm | 100 | 26.75
7021153 | DURAN® Powder funnel, short wide stem, d = 100 mm | 100 | 30.9
7021162 | Preparation boxes 60x100x50mm DURAN | 1122 | 74.84
7021164 | Museum jars, 120x120x50 mm with glass plate | 1122 | 89.64
7021165 | DURAN® Museum jar, with ground-in glass plate, 130 x 50 x 130 mm | 1122 | 119.2
7021170 | DURAN® Museum jar, with ground-in glass plate, 210 x 100 x 210 mm | 1122 | 224.4
7021172 | Museums jars 250x250x140mm with plate | 1122 | 292.18
7021486 | DURAN® Laboratory bottle, amber, GL 45, without cap and pouring ring, 15000 ml | 64 | 589.08
7021545 |  | 24 | 19.2
7021547 | Disposable Culture tube, soda-lime-glass, 12 x 100 mm, GL 14, with screw-cap (PP), with rubber seal, pack of 100 | 1375 | 77.11
7021548 | Culture tubes with screw caps pack of 100 | 1375 | 82.62
7021549 | Disposable Culture tube, soda-lime-glass, 16 x 160 mm, GL 18, with screw-cap (PP), with rubber seal, pack of 100 | 1375 | 101.58
7021550 | Disposable culture tubes, AR glass pack of 100, 18x180 mm with screw cap | 1375 | 118.51
7021595 | Spare pipette for dropping bottle, clear, 50 ml | 95 | 9.4
7021596 | Spare pipette for dropping bottle, clear, 100 ml | 95 | 9.81
7021797 | Round-bottom Flasks with Conical Joint, Cap. ml 25 Socket NS 19/26 | 618 | 10.89
7021838 | Round-bottom Flasks, Three-neck, Side Necks Parallel, C. Neck NS 24/29 Side Neck NS 19/26 | 621 | 77.14
7021840 | Round-bottom Flasks, Three-neck, Side Necks Parallel, C. Neck NS 24/29 Side Neck NS 19/26 | 621 | 87.52
7022042 | Burette 10ml, straight stopcock DURAN, cl.AS, glass tap | 1022 | 156.23
7022043 | Burette 25ml, straight stopcock DURAN, cl.AS, glass tap | 1022 | 150.41
7022044 | Burette 50ml, straight stopcock, DURAN, cl.AS, glass tap | 1022 | 156.23
7022224 | Gas washing bottles "Drechsel" DURAN without fritted disk | 644 | 88.1
7022240 | Filter apparatus, type Witt 300x200 mm, NS 29/32 | 752 | 582.49
7022420 | Gas washing bottle with sintered disc | 644 | 127.86
7022432 | DURAN® Drechsel bottle head with filter disc,porosity 1 | 644 | 76.04
7023176 | Viscometer Ubbelohde 532 00, calibrated, for automatic measurement, capillary no. 0, constant K = 0.001 | 433 | 624.36
7023177 | Viscometer Ubbelohde 532 11, calibrated, for automatic measurement, capillary no. Ia, constant K = 0.05 | 433 | 602.06
7023178 | Viscometer Ubbelohde 532 21, calibrated, for automatic measurement, capillary no. IIa, constant K = 0.5 | 433 | 602.06
7023179 | Viscometer Ubbelohde 532 31, calibrated, for automatic measurement, capillary no. IIIa, constant K = 5 | 433 | 602.06
7027746 | DRUCKLUFT 67 SUPER Compressed air, UN 1950, 2, 5A, (E), spray can, cap. 200 ml | 1173 | 38.37
7036710 |  | 396 | 52.91
7036711 | TE pair with TE plug type K | 396 | 54.42
7036852 | Testo indicator 60...82°C pack of 10 | 389 | 55.93
7036853 |  | 389 | 55.93
7036854 | Testo indicators, 116°C...138°C, pack of 10 | 389 | 55.93
7036855 |  | 389 | 55.93
7036856 | Testo indicators, 171°C...193°C, pack of 10 | 389 | 55.93
7036857 |  | 389 | 55.93
7047043 | Flexible shaft with chuck for agitators | 489 | 833.38
7048062 | Bottle for highest demand 1l, PP | 77 | 37.75
7048063 | Bottles PP 2L Screw caps, white PP 38-430 | 77 | 45.63
7048064 | Bottle for highest demand 4l, PP | 77 | 73.64
7048065 |  | 77 | 111.94
7048081 | Screw cap with 3 connections PP 53 B | 1348 | 61.32
7048082 | Screw cap with 3 connections PP 83 B | 1348 | 54.63
7048149 |  | 58 | 108.69
7050148 | Watesmo test paper roll 5 m length, 10 mm wide | 1237 | 42.89
7050202 | LLG-Septa N 20 Silicone beige/PTFE grey, Hardness: 60°, shore A, Thickness: 3 mm pack of 100 | 1449 | 56.99
7050285 | LLG-Headspace Crimp Neck Vial N 20-10 10 ml, 22,5x46mm, flat bottom, flat DIN neck pack of 100 | 1446 | 31.19
7050286 | LLG-Pressure release safety caps ND20, Alu,silver,centre hole,ready assembled,3mm, 45°shore A,pack of 100 | 1447 | 64.59
7050759 | LLG-Aluminium crimp caps N 11, silver center hole, PTFE red/Silicone white/PTFE red, Hardness:40° shore A, Thickness:1.0 mm,pack of 100 | 1441 | 38.44
7050767 | Redox combination electrode SenTix® ORP Immersion depth 120 mm, with plug head | 322 | 300.01
7051039 | LLG-Septa N 9, Natural Rubber red-orange/TEF colourless, Hardness: 45° shore A, Thickness: 1.3 mm pack of 100pcs | 1449 | 25.62
7051404 | LLG-Snap Cap Vial N 18, 5ml O.D.: 20mm, outer height: 40 mm, clear, flat bottom, pack of 100 | 1445 | 16.25
7052184 | LLG-Cap N 20, PE, for crimp neck vials with beveled top N 20, transparent, center hole pack of 100 | 1449 | 12.23
7052186 | LLG-Headspace Crimp Neck Vial N 20, 6 ml, O.D.: 22 mm, outer height: 38.25 mm, clear, rounded bottom, bevelled top pack of 100pcs | 1446 | 29.24
7052896 |  | 44 | 80.46
7053349 | Cryotubes 2.0 ml, PP, natural, internal thread, with stand foot, writ.area, sterile, pack of 1000 | 755 | 370.99
7053350 | Lid insert, PP, red for Kryoröhrchen, for colour coding, pack of 500 | 755 | 32.06
7053593 | Finished plates CEL 300 pack of 25 | 1497 | 232.77
7053700 |  | 1497 | 66.67
7053718 | Tubes 15ml, 17x120mm, PP conical, sterile, blue graduated, pack of 1000 | 693 | 327.36
7054037 | LLG-Septa N 11, Silicone white/PTFE red, Hardness: 40°, shore A, Thickness: 1.3 mm pack of 100 | 1441 | 31.9
7054135 | DC-Sprayer for normal spraying UN 1950, 2, (D) | 1500 | 33.81
7054161 | LAB-Ring from lead, 70mm O-shape, vinyl-coat, blue, for 1000-4000 ml flasks | 23 | 56.57
7055116 | Shouldered bottles PP 250ml with screw cap | 85 | 5.1
7055383 | Instrument tray 300x190x20 mm melamine resin, white | 107 | 15.76
7055486 | LLG Micro inserts 0.3 ml N 13-4 G o.d.: 6 mm, outer height 40 mm, clear, conical, metal spring 702974 necessary, pack of 100pcs | 1443 | 29.52
7055892 | Silylation reagent, MSTFA, pack of 20 x 1 ml | 1490 | 315.97
7056751 | LLG-Aluminium Complete Tear Off Cap N 20, silver pack of 100pcs | 1448 | 6.93
7056849 | Glass capillaries, 1 µl, pack of 3 x 50 | 1499 | 123.5
7058005 | Whirl-Pak® sample bags 75x125 mm w.writing field, PE, sterile, capacity 60 ml, filling volume 40 ml, pack of 500 | 560 | 99.16
7058102 | 81-Well cryogenic storage rack PP, pink, 130 x 130 x 47 mm | 761 | 11.61
7058103 | 81-Well cryogenic storage rack PP, green, 130 x 130 x 47 mm | 761 | 11.25
7058120 | Whirl-Pak® sample bags 115x230 mm w.writing field, PE, sterile, capacity 540 ml, filling volume 360 ml,pack of 500 | 560 | 130.16
7058142 | LLG-Screw Neck Vial N 13, 4ml, O.D.: 14.75mm outer height: 45 mm, amber, flat bottom pack of 100 | 1443 | 26.57
7058143 | LLG-Septa N 12, PTFE virginal, white, Hardness: 53°, shore D, Thickness: 0.25 mm pack of 100 | 1444 | 4.92
7058316 | Filter paper circles MN 85/90, 37 mm pack of 100 | 718 | 29.05
7058640 | Safety washing bottle 500 ml narrow neck, PE-LD, GL 25, acetone nitril with VENT CAP screw connection | 94 | 12.95
7058767 | PH-combination electrodes, Sentix HW | 316 | 351.51
7058772 | Filter paper, 580x580 mm pack of 100 | 709 | 187.78
7059541 |  | 1028 | 45.16
7059572 | Tubing, silicone 12.00 x 3.00mm hardness 60 shore A | 147 | 16.22
7059654 | Powder funnel 80 mm Ø, PP with short, wide stem 15 mm | 101 | 2.76
7059745 | ALUGRAM sheets SIL G size: 20 x 20 cm, pack of 25 | 1495 | 72.96
7059778 | KCL solution 3 mol/l, 50 ml | 326 | 22.17
7059804 | Filter paper circles MN 85/70, 125 mm pack of 100 | 718 | 75.99
7059827 | Cryotubes 4.0 ml, PP, natural, external thread, with stand foot, writ.area, sterile, pack of 1000 | 755 | 429.94
7059854 | Whirl-Pak® homogenizer bags 150x230 mm w.writing field, PE, sterile, capacity 720 ml, filling volume 480ml, pack of 500 | 560 | 215.67
7059855 | Whirl-Pak® homogeniser bags 190x300 mm w.writing field, PE, sterile, capacity 1650 ml, filling vol. 1100ml, pack of 500 | 560 | 277.84
7060298 | Folded filters 2555 1/2, 320 mm, for determination of extract in malt, pack of 100 | 701 | 81.97
7060419 | LLG-Septa N 8, Silicone white/PTFE red, Hardness: 40°, shore A, Thickness: 1.3 mm pack of 100 | 1436 | 27.44
7060421 | LLG-Screw caps N 8, black PP, center hole pack of 100 | 1436 | 6.49
7060433 | LLG-Stopper Butyl N 20, grey, Hardness: 37° shore A, pack of 100pcs | 1449 | 14.29
7060437 | LLG-Screw cap N 13, PP, black, closed top pack of 100 | 1444 | 12.23
7060457 | LLG-Sample vials N 20-5 DIN, brown with roll border, 20mm, pack of 100 | 1446 | 48.44
7060459 | LLG-Sample vials N 20-50 DIN, colourless 50 ml, with roll border pack of 100 | 1447 | 68.15
7060463 | LLG-Headspace Crimp Neck Vial N 20, 20 ml O.D: 23 mm, outer height: 75.5 mm, clear, rounded bottom, bevelled top pack of 100pcs | 1447 | 33.62
7060469 | LLG-Aluminium crimp cap N 11, silver, center hole, Natural Rubber/Butyl red-orange/TEF colourless, Hardness: 45° shore A, Thickness: 1.0 mm | 1441 | 13.98
7060471 | LLG-Aluminium Complete Tear Off Cap N 20, silver, Butyl dark grey/centrical PTFE-lamination grey, Hardness: 50° shore A, Thickness: 3 mm | 1449 | 48.68
7060477 | LLG-Aluminium crimp cap N 20, silver, center hole, Butyl cap, grey, Hardness: 37° shore A (unassembled) pack of 100pcs | 1447 | 5.33
7060479 | LLG-Aluminium Complete Tear Off Cap N 20, silver, Butyl stopper, grey, Hardness: 37° shore A (unassembled) pack of 100pcs | 1448 | 22.45
7060691 |  | 915 | 6.16
7060692 | Measuring cylinders, 250 ml, SAN low form, clear | 915 | 10.97
7060693 |  | 915 | 14.88
7060694 | Measuring cylinders, 1000 ml, SAN | 915 | 19.67
7060716 | Stand | 258 | 18.95
7070048 | Reaction vessels 1.5 ml, PP Screw cap PP, non-sterile, graduated With stand ring, pack of 1000 | 1407 | 284.38
7070780 | pH-combine electrode L7781 | 318 | 348.83
7071063 | LLG-Septa N 20 Butyl dark grey/centrical PTFE-lamination grey, Hardness: 50° shore A, Thickne pack of 100pcsss: 3 mm | 1449 | 42.26
7071109 | Glass microfibre discs MGC 47 mm, pack of 100 | 716 | 64.79
7071151 | LLG-Screw cap N 13, PP, black, center hole pack of 100pcs | 1444 | 11.77
7072085 | LAB-Ring from lead, 18mm O-form, vinyl coated, red, for 5-10 ml flasks | 23 | 51.82
7072127 | Disposable Culture tube 100x12.25x0.55 mm soda-lime-glass, pack of 500 | 1374 | 38.22
7072146 | Spare keys, NS 12.5, PTFE bore 1.5 mm, for one-way plug valve | 655 | 16.89
7072173 | Conical-shouldered bottles PP 500ml with screw cap | 85 | 6.23
7072274 | Disposable Culture tube 120x12.25x0.8 mm soda-lime-glass, pack of 250 | 1374 | 47.49
7072310 | Gas and combination filter ABEK2P3R for series 6000, pack of 2 *** EXPORT CONTROL *** | 212 | 79.92
7072323 | Viewing window/Secchi, 250mm Ø | 1262 | 106.2
7072324 | Sline / nylon 10m long With marking per 100 cm | 1262 | 49.45
7075031 | Measuring cylinder 10 ml PP, tall form, class B, moulded graduation | 914 | 3.34
7075759 | CHROMABOND Columns SB volume: 3 ml, content of sorbent: 500 mg material: PP, with PE-filterelements pack of 50 | 1465 | 316.33
7075920 | Wator test paper box 50 pieces, 78x40 mm | 1237 | 47.3
7075954 | Minisart® RC 15, 15 mm 0.2 µm, sterile, pack of 50 | 735 | 137.07
7075960 | LLG-Screw cap N 8, black PP, closed top pack of 100 | 1436 | 6.98
7075961 | Membrane filters pack of 1000 (no dan. goods) | 728 | 832.47
7076124 |  | 736 | 206.56
7076270 | Minisart® RC, 25 mm 0.2 µm, sterile, pack of 50 | 735 | 151.16
7076312 | Laboratory bottle 15l with PP screw cap and pouring ring, blue | 63 | 462.49
7076415 | Stirrer shaft gland NS 29/32 - PTFE | 489 | 151.54
7076570 |  | 1027 | 264.08
7076778 | LLG-Screw caps N 9, transparent PP, Center hole, Silicone white/PTFE red, Hardness: 45° shore A,thickness:1.0 mm,pack of 100 | 1438 | 33.17
7076849 | Reaction tubes 1,5ml PP pack of 1000 grad., 780712 | 1407 | 284.38
7077212 | Whirl-Pak® sample bags 75x185 mm w.writing field, PE, sterile, capacity 120 ml, filling volume 80 ml,pack of 500 | 560 | 102.07
7077523 | Filter paper, round, 150 mm pack of 100, grade 390 | 715 | 70.29
7077524 | Burette Class B 25:0,05 ml with lateral stopcock without bottle | 1027 | 264.08
7077849 | Lid insert, PP, blue for Kryoröhrchen, for colour coding, pack of 500 | 755 | 32.06
7078351 | Essay "Drecksel" without filter disc DURAN for 500ml | 644 | 47.49
7078722 | Safety washing bottle 500 ml narrow neck, PE-LD, GL 25, methylene chloride with VENT CAP screw connection | 94 | 12.95
7078750 | Filter paper circles MN 85/70, 90 mm pack of 100 | 718 | 48.31
7078821 | 81-Well cryogenic storage rack PP, blue, 130 x 130 x 47 mm | 761 | 11.25
7078822 | 81-Well cryogenic storage rack PP, yellow, 130 x 130 x 47 mm | 761 | 11.25
7078912 |  | 728 | 826.36
7079006 |  | 712 | 35.55
7079169 |  | 1498 | 68.02
7079366 | Cryotubes 2.0 ml, PP, natural external thread, with stand foot, writ.area, sterile, pack of 1000 | 755 | 370.99
7079380 | Filter paper, round, 125 mm pack of 100, grade 390 | 715 | 49.23
7079431 | CHROMABOND Stainless steel connector pack of 12 | 1466 | 355.33
7079432 | CHROMABOND Stainless steel needles pack of 12 | 1466 | 135.05
7079463 | Filterpaper, round, 90 mm pack of 100, grade 390 | 715 | 36.18
7079472 |  | 715 | 41.79
7079496 |  | 185 | 28.73
7079505 | Sterican® disposable needles, size 14, Pravaz, 0.60 x 30 mm, gauge 23, blue, pack of 100 | 1462 | 5.15
7079506 | Omnifix syringe 10 ml pack of 100, luer | 1462 | 24.61
7079535 |  | 183 | 73.79
7079547 | Tygon® pump tubing LMT-55 i.d. 1.65 mm, blue/blue, standard, 3 rider, pack of 12 | 1047 | 80.74
7079563 | Slide Box, white for 100 slides 76x26 mm cork insert | 1121 | 9.4
7079568 | Cryo-Color-Code, red, PS pack of 500 | 756 | 31.9
7079617 | Cartridges CHROMAFIX C18 (M) average content of sorbent: 480 mg pack of 50 | 1465 | 290.33
7079677 | Reaction vessels 1.5 ml, PP Screw cap PE, non-sterile, non graduated With stand ring, pack of 1000 | 1407 | 200.05
7079679 | Lid insert, PP, green for Kryoröhrchen, for colour coding, pack of 500 | 755 | 32.06
7079737 | Safety washing bottle 500 ml narrow neck, PE-LD, GL 25, acetic acid with VENT CAP screw connection | 94 | 12.95
7079766 | Filter circles 390, 100 mm quantitative, slowly filtrating, green point, ashe free, pack of 100 | 715 | 41.79
7079811 | Disposable Culture tube 100x12.25x0.8 mm soda-lime-glass, pack of 500 | 1374 | 59.56
7079854 | DURAN® Laboratory bottle, clear, graduated, GL 45, without cap and pouring ring, 15000 ml | 63 | 454.05
7080155 | Minisart® SRP, 15 mm 0.2 µm, pack of 50 | 736 | 164.31
7080450 | LLG-Sample vials N 20-20 DIN, brown with deading border 20 ml, pack of 100 | 1447 | 73.29
7080947 | LLG-Sample glasses N 20-10 pack of 100, amber, with rolled rim | 1446 | 56.08
7081774 | Potassium iodide strength paper 1 roll with 5m, MN 816N | 1237 | 19.62
7082717 | Adapter housing, PP for accu-jet® pro, dark blue | 941 | 18.64
7083308 | Methylating reagent TMSH 0.2 M in methanol, pack of 20 x1 ml | 1490 | 376.64
7083428 | Phosphatesmo KM, 15 x 30 mm box of 25 test papers | 1237 | 187.78
7083522 | 81-Well cryogenic storage rack PP, orange, 130 x 130 x 47 mm | 761 | 11.61
7083595 | NMR-Tube # 231700211 | 1453 | 15.37
7083596 | R.M.N tubes, ECONOMIC 178x4.97+0.05 mm, with retrace code | 1453 | 4.74
7083665 | Cartridges CHROMAFIX C18 (S) average content of sorbent: 240 mg pack of 50 | 1465 | 245.56
7084720 | R.M.N tubes, SCIENTIFIC 178x4.97+/-0.013 mm | 1453 | 28.69
7084918 | ALUGRAM sheets SIL G size: 5 x 20 cm, pack of 50 | 1495 | 124.86
7085047 | CHROMABOND Columns SiOH volume: 3 ml, content of sorbent: 500 mg material: PP, with PE-filterelements pack of 50 | 1463 | 231.11
7085191 | Dimroth Condensers with Cone, Cone NS 45/40 Extractor ml 100-250 | 642 | 139.27
7085238 | LLG-Septa N 8, PTFE virginal, white, Hardness: 53°, shore D, Thickness: 0.25 mm pack of 100 | 1436 | 4.17
7085511 | LLG-Crimp Neck Vial N 11, 1,5ml, O.D.: 11.6mm, outer height: 32 mm, clear, flat bottom, small opening pack of 100pcs | 1440 | 13.98
7085892 | LLG-Septa N 8 Silicone white/PTFE blue, slitted, Hardness:40° shore A,Thickness:1.0 mm, pack of 100 | 1436 | 61.91
7085924 |  | 339 | 780.23
7086147 | Methylating reagent TMSH 0,2 M in methanol, pack of 10 x1 ml, chemistry - test kit UN 3316, 9, II, (E) | 1490 | 234.14
7087938 | Safety washing bottle 500 ml narrow neck, PE-LD, GL 25, tuluol, with VENT CAP screw connection | 94 | 12.95
7087939 | Safety washing bottle 500 ml narrow neck, PE-LD, GL 25, xylene with VENT CAP screw connection | 94 | 12.95
7087940 | Safety washing bottle 500 ml narrow neck, PE-LD, GL 25, tetrahydrofurane(THF), with VENT CAP screw connection | 94 | 12.95
7089161 | CHROMABOND Valve, plastic pack of 12 | 1466 | 178.39
7089162 | CHROMABOND Valve brass tarnished pack of 12 | 1466 | 633.13
7089804 | Printer paper f.Protokolldrucker model type RP 300 | 342 | 26.13
7089857 |  | 1257 | 325
7089998 | LLG-Crimp Neck Vials N 11-1.5 1,5ml, O.D.: 11.6mm, pack of 100pcs outer height: 32 mm, amber, flat bottom, | 1440 | 31.85
7090437 | Mini cooler f. 12 x 0.5 - 2 ml tubes, PC, held temp. -70 °C, duration 45 min. | 794 | 136.89
7090616 | LLG-Snap Cap Vial N 22, 25ml O.D.: 26mm, outer height: 65 mm, clear, flat bottom, pack of 100 | 1445 | 29.09
7090617 | LLG-Snap cap N 22, LDPE, transparent, closed top pack of 100 | 1445 | 5.87
7095411 | Support rods 1250 mm, with thread M 10, Ø 12 mm, steel, galvanised | 179 | 31.77
7100679 | Webs (length 40 m) for XDP 02-0CEV2, YDP 02-OCEV3, pack of 5 | 371 | 45.65
7190001 | LLG-Test tubes, FIOLAX, 8x70 mm with beaded rim, pack of 100 | 24 | 17.77
7190011 | LLG-Test tubes, FIOLAX, 12x100 mm with beaded rim, pack of 100 | 24 | 20.06
7190021 | LLG-Test tubes, FIOLAX, 16x160 mm with beaded rim, pack of 100 | 24 | 27.21
7190023 | LLG-Test tubes, FIOLAX, 18x180 mm with beaded rim, pack of 100 | 24 | 30.06
7190028 | LLG-Test tubes, FIOLAX, 20x180 mm with beaded rim, pack of 100 | 24 | 35.95
7200026 | tripod clamp 80mm round jaws without sleeve 18/8-steel | 183 | 45.09
7200075 | Volumetric pipette 1.5 ml, class AS AR-clear soda glass, brown graduated, conformity-certified | 929 | 10.53
7200083 |  | 1319 | 373.39
7200109 | Rectangular cells REK 50 | 1246 | 193.06
7200111 | Pasteur-Plast pipets 1.5 ml 230 mm, non-sterile, pack of 400 | 936 | 27.27
7200160 | Nitrogen Tubes (Schlenk-Tubes), NS 14/23 Socket Cap. ml 250 | 623 | 95.57
7200183 | Sterican needles, 0,60x80 mm pack of 100, blue, G 23, sterile | 1462 | 20.14
7200220 | Microspoon spatula, 150 mm 18/10 steel, type 1 spoon shape | 117 | 6.46
7200338 |  | 771 | 165.4
7200347 | Round-bottom Flasks, Three-neck, Side Necks Parallel, C. Neck NS 29/32 Side Neck NS 29/32 | 621 | 268.06
7200365 | Nickel crucibles, 99.5 %, 5 ml, type 1, 0.5 mm thick, without lid | 115 | 65.14
7200409 | Haematocrit capillaries, 75 µl, for single use, NA-heparinized pack of 10 x 100 | 947 | 32.61
7200420 | Retort stand base 180x100 mm, steel powdercoated, M 10 thread, thickness 8 mm, rubber feet | 178 | 24.97
7200426 | Lid,nickel, diam. 20 mm | 115 | 54.28
7200433 | Finntips FT 1000 Extended 100-1000 µl, pack of 1000 | 993 | 186.6
7200435 |  | 728 | 145.72
7200457 | Disposable Culture tube 100x15.5x0.8 mm soda-lime-glass, pack of 250 | 1374 | 37.31
7200489 | Allihn Condensers, Cone NS 45/40 Extractor ml 100-250 | 642 | 134.34
7200508 | Measuring cylinder 50 ml, class B tall form, short line graduation, Borosilicate glass, amber graduated | 912 | 12.15
7200519 | Cryo-Color-Code, assorted PS, pack of 500 | 756 | 33.14
7200573 | DURAN® Stopcock with PTFE-spindle for side tublature, for type NOVUS | 1083 | 63.01
7200575 | Lid insert, PP, white for Kryoröhrchen, for colour coding, pack of 500 | 755 | 32.06
7200577 | Microliter syringe 1725 RNR (22/51/3) 250 µl | 1456 | 167.7
7200745 | Spatula, flat ends 180 mm glass fibre filled nylon | 124 | 1.85
7200775 |  | 1028 | 391.92
7200776 |  | 1028 | 391.92
7200809 | LLG-Screw caps N 9, transparent PP, center hole,Silicone white/PTFE blue, slitted, hardness: 40° shore A,thickness:1.0 mm,pack of 100 | 1438 | 41.59
7210063 | LLG-Steristoppers® no. 27 for vials with internal neck dia. of ca. 27,0 - 32,5 mm, pack of 1000 | 1372 | 261.31
7300006 |  | 1408 | 236.38
7300124 | Reaction vessels 2.0 ml, PP Screw cap PP, non-sterile, graduated With stand ring, pack of 1000 | 1407 | 284.38
7300132 | Rectangular cells REK 10 pack of 2 | 1246 | 133.02
7300156 | Reaction vessels 1.5 ml, PP Screw cap PE, non-sterile, non graduated Without stand ring, pack of 1000 | 1407 | 200.05
7300174 | LLG-sample vials N 8-1.2 W, colourless w/o roll rim, with stopper, pack of 100 | 1445 | 20.52
7300197 | Reaction vessels 2.0 ml, PP Screw cap PE, non-sterile, non graduated With stand ring, pack of 1000 | 1407 | 200.05
7300223 | Mercury sampler cpl. LaboPlast® | 263 | 38.95
7300224 | Replacement foam insert for mercury sampler LaboPlast® | 263 | 7.72
7300349 | Cryotubes 5.0 ml, PP, natural, external thread, with stand foot, writ.area, sterile, pack of 1000 | 755 | 453.95
7300358 | Filter paper, round, 70 mm pack of 100, grade 390 | 715 | 22.53
7300360 | Filter paper, round, 55 mm pack of 100, grade 390 | 715 | 17.25
7300388 |  | 1027 | 264.08
7300442 | Mini cooler f. 12 x 0.5 - 2 ml tubes, PC, held temp. -20 °C, duration 60 min. | 794 | 136.89
7300555 | TLC precoated plates SIL G-100 UV 254 size: 20x20 cm pack of 15 | 1495 | 334.94
7300557 | Cryotubes 1.2 ml, PP, natural, internal thread, with stand foot, writ.area, sterile, pack of 1000 | 755 | 370.99
7300580 | Reaction tubes 2 ml, PP 780714 | 1407 | 284.38
7380422 | Centrifuge tubes 50ml, PP conical, with rim, 30x115mm, sterile, blue grad., pack of 450 | 693 | 372.45
7380423 | Centrifuge tubes 15ml, PP conical, 17.0x120mm, sterile, blue grad., pack of 500 | 693 | 213.01
7400114 |  | 1410 | 91.26
7400141 | Filter paper circles MN 85/90, 45 mm pack of 100 | 718 | 31.66
7400375 | ALUGRAM sheets RP-18W/UV254 size: 4 x 8 cm, pack of 50 | 1496 | 186.21
7400417 |  | 104 | 148.22
7400578 | POLYGRAM sheets CEL 300 UV254 size: 20 x 20 cm pack of 25 | 1497 | 232.77
7400585 | Safe Lock reaction tubes pack of 1000, PCR 1,5ml | 1410 | 91.26
7400610 | Filter paper circles MN GF-3, 150 mm pack of 100 | 718 | 282.39
7400725 | Syringe filter Minisart® high flow, 28 mm PES, 0,45 µm, non-sterile, pack of 500 | 734 | 830.2
7400729 | Glass microfibre discs MGC 50 mm, pack of 100 | 716 | 73.7
7400760 | Electrolyte solution ELY/BR/503 | 328 | 191.69
7400768 | Bottles, soda lime glass, 2000 ml, brown glass | 1028 | 51.55
7400857 | Measuring jugs 1000 ml, type 1 conical, graduated, 18/8 steel with handle | 18 | 37.23
7401066 | LLG-Insert 0,1ml for small opening, O.D.: 5mm, outer height: 31 mm, clear, conical, 15 mm tip, pack of 100pcs | 1435 | 31.31
7401072 | Buffer solution 250ml pH 10.01, TPL 10 Trace | 327 | 28.32
7401744 | LLG-Insert for wide opening, 0,1ml, O.D.: 6 mm, outer height: 31 mm, clear, conical, 15 mm tip pack of 100pcs | 1437 | 40.66
7401840 | LLG-Headspace Crimp Neck vials N 20-20 DIN clear, roll border, 20 ml, 23,25 x 75,5 mm pack of 100 | 1447 | 57.59
7408401 | Volumetric flask, Boro 37234 with plug 1000ml NS 29/32 | 919 | 51.82
7500007 | Aluminium adhesive foil 96-well pierceable, DNase-, RNase- and Nucleic acid free, pack of 100 | 1320 | 118.77
7500023 | Minisart® NYGF 25, 25 mm pore size 0.45 µm, pack of 500 | 735 | 1178.11
7510053 | LLG-Screw cap N 13, PP, black, center hole, Silicone, white/PTFE red, Hardness: 40° shore A, Thickness: 1.5 mm, pack of 100 | 1444 | 37.27
7510059 |  | 1497 | 247.72
7510076 | Reaction vessels 2.0 ml, PP Screw cap PE, non-sterile, non graduated Without stand ring, pack of 1000 | 1407 | 200.05
7510080 | Rectangular cells REK 20 pack of 2 | 1246 | 227.29
7510090 | CHROMABOND Empty columns Volume: 6 ml, material: PP, with PE-filterelements, pack of 30 | 1463 | 139.11
7510238 | CHROMABOND Empty columns Volume: 3 ml, material: PP, with PE-filterelements, pack of 20 | 1463 | 201.86
7510242 | Measuring cylinder 5000 ml, class B tall form, short line graduation, Borosilicate glass, amber graduated | 912 | 357.5
7510300 |  | 496 | 236.62
7510391 | Stand for 1 device for Transferpette®-8/12 or Transferpette® S-8/12 | 953 | 46.13
7510401 | Tygon® pump tubing LMT-55 i.d. 0.44 mm, green/yellow, standard, 3 rider, pack of 12 | 1047 | 80.74
7510426 | Automatic burettes 10:0,05ml | 1024 | 95.44
7510427 | Automatic burettes, Dr. Schilling 25:0,1ml, blue graduation fast flow burettes | 1024 | 101.71
7510519 | Bottles with cap GL 45 2,5l plastic-coated | 78 | 54.76
7510657 | Tubing, silicone 1.50 x 0.75mm hardness 60 shore A | 147 | 1.06
7510686 | Cell culture flasks EasYFlask PS, 55 ml, 175 cm², Nunclon, filter caps, sterile, pack of 30 | 1333 | 144.35
7510775 | Quartz glass crucible 40 ml 40x50 mm, tall form | 113 | 34.4
7510822 | Buffer solution DPD 1 blue, 100 ml flask | 1244 | 72.56
7510823 | Test solution DPD 1 green, 100 ml flask, CORROSIVE LIQUID, ACIDIC, INORGANIC, N.O.S. UN 3264, 8, III, (E) | 1244 | 72.56
7510894 | Aluminium foil 100m x 45cm 30 µm thick, refill-roll | 188 | 108.75
7511038 | Spectra/Por® Dialyse tube clips up to 35 mm flat width, green pack of 10 | 1331 | 177.81
7511100 | Membrane filters, grade 230 pack of 100, 50 mm, 0,2 µm | 723 | 185.82
7511170 | Burettes 25:0.05 ml, class. B, Duran graduation, straight glass tap, blue graduated, Schellbach stripes | 1022 | 62.84
7600162 | Lid insert, PP, yellow for Kryoröhrchen, for colour coding, pack of 500 | 755 | 32.06
7600247 | Bunsen burner for propane with air regulation, lever tap, pilot flame inside | 142 | 61.84
7600270 |  | 1319 | 530.3
7600324 | LLG-Test tubes 200 x 30 mm soda-glass, with flange rim | 24 | 65.67
7600405 | LLG-Test tubes 160 x 16 mm soda-glass, with flange rim | 24 | 21.34
7600688 | LLG-Steristoppers® no. 36 for vials with internal neck dia. of ca. 35,5 - 39,5 mm, pack of 600 | 1372 | 256.65
7601147 | Dropping Funnels, Cylindrical, with Pressure Equalizing Tube , Cap. ml 1000 Socket/Cone NS 29/32 | 634 | 137.93
7601156 | HT Laboratory Screw Joint GL 14 Ø 4,0 mm, SW 17, PPS | 157 | 34.3
7601198 | Adhesive film for PCR pack of 100, non sterile | 1320 | 193.65
7601348 | Glass tank 300x220x150mm fine ground rim | 1122 | 61.29
7601585 | Probe Pt 100, 3.0 mm Ø, 250 mm for temp. controler | 851 | 195.99
7601876 | Crucible tongs, 300 mm, 18/8 steel, double bent | 143 | 17.92
7601891 | F96-MicroWell plates, black, PS, with lid, not treated, sterile, pack of 50 | 1339 | 232.38
7601956 | Reagent tablets, phenol red, pack of 500 | 1244 | 106.46
7602110 | Lowering cable V2A/PTFE, 50m | 558 | 289.65
7602312 | Haematocrit capillaries, 100 µl, for single use, NA-heparinized pack of 10 x 100 | 947 | 75.58
7602492 |  | 1408 | 236.38
7602538 | Crucible lid Ø 35 mm, Alsint suitable to crucible 9.250 401 - 33 mm Ø, 9.250 413 - 35 mm Ø | 113 | 52.13
7602577 |  | 446 | 9.21
7602596 | Lowering cable V2A/PTFE, 25m | 558 | 162.04
7602706 | Quartz glass crucible 150 ml 70x56 mm, medium form | 113 | 64.11
7602941 | Burettes, Pellet 25:0,05ml PTFE stopcock without bottle | 1027 | 353.11
7603031 | CERAN® hotplates,upto +500 °C, 430 x 140 mm | 844 | 1297.56
7603089 | HT Laboratory Screw Joint GL 14 Ø 6,35 mm, SW 17, PPS | 157 | 47.36
7603864 | Spare keys, NS 21.5, PTFE bore 6 mm, for one-way plug valve | 655 | 35.97
7603959 | F96-MicroWell plates, transparent, PS, with lid, straight bar, without barcode, not treated, non-sterile, pack of 160 | 1339 | 394.33
7604011 | Threated bottle 1000 ml, amber glass ethylene-acrylate coating thread GL 45, screw cap PP, temp. 80°C | 78 | 35.63
7604078 | Silicone vacuum tubing, 12.00 x 5.00 mm, hardness 60 shore A | 147 | 33.21
7604109 | Cryotubes 2.0 ml, PP, natural internal thread, w/o stand foot, writ.area, sterile, pack of 1000 | 755 | 370.99
7604208 | Beaker 2000 ml, 18/10 steel with rim, spout and handle | 16 | 216.27
7604340 | Dropping Funnels, Cylindrical , Cap. ml 100 Socket/Cone NS 29/32 Cap. 1000 | 634 | 67.81
7604610 | Dimroth Condensers with Cone, Cone NS 60/46 Extractor ml 300-500 | 642 | 235.6
7604787 | Anodisc Circle with Support Ring, 47 mm, 0.02 µm pore size, pack of 50 | 722 | 1050.05
7605126 | Spatula, flat ends 180 mm glass fibre filled nylon | 124 | 2.24
7605462 | Compressed gas bottle holder | 294 | 68.8
7605523 | Laboratory bowl 14 L, 18/10-steel diam. 400 mm, height 160 mm, type 1, low form | 107 | 103.16
7605582 | Flex retorts, zinc die-cast and nickel-plated brass, length 300 mm, safety adhesive foot, 12 - 25 mm, round | 185 | 45.87
7606373 | Filter paper sheets 3 m/N, 580 x 580 mm smooth, hard, pack of 100 | 709 | 125.25
7606374 | LLG-Test tubes, FIOLAX, 14x130 mm with beaded rim, pack of 100 | 24 | 26.03
7606375 | LLG-Test tubes, FIOLAX, 16x130 mm with beaded rim, pack of 100 | 24 | 28.06
7606410 |  | 709 | 137.12
7606811 | LLG-Grid divider 5x5 H=30mm, from cardboard, for Cryobox 133 x 133 mm | 758 | 1.7
7606907 | Socket, full length, NS 19/38 | 654 | 9.21
7606908 | Cones, Full Length, NS 19/38 | 654 | 9.21
7607192 | Counting chamber acc. to Thoma, CE double ruling, with clamp | 1114 | 83.31
7607198 | LLG-Test tubes 100 x 12 mm soda-glass, with beaded rim | 24 | 18.33
7607297 | Syringe 10F CTC-0,63 10 µl, for Kas | 1494 | 115.2
7607298 | Syringes 5F-C/F-5/0.63, 5 µl, for Kas | 1494 | 152.33
7607378 | Optifit-Pipette tips 1-5 ml pack of 100, standard, extended | 991 | 28.89
7607778 | LLG-Test tubes 180 x 20 mm soda-glass, with flange rim | 24 | 36.75
7607913 | Erlenmeyer-Flasks with Conical Joint, Cap. ml 5000 Socket NS 45/40 | 624 | 228.81
7608012 | Autoclaving Bags for MBS with Clips for sealing pack of 20 | 1390 | 208.65
7608143 | Weight F1, 10g, stainless steel | 380 | 43.94
7608178 | Kjeldahl-Flasks, Socket NS 29/32 Cap. ml 1000 | 619 | 117.21
7608352 | Instrument tray 190x150x17 mm melamine resin, white | 107 | 11.45
7608467 | LABOPORT® Vacuum pump N 860.3 FT.40.18 chemically resist.60l/min, 4 bar, for humid gases, protection class IP 54, 230 V / 50 Hz | 1068 | 4687.91
7609731 |  | 28 | 70.61
7609930 | Burettes, Pellet 10:0,02ml PTFE stopcock without bottle | 1027 | 353.11
7610567 | Cryotubes 5.0 ml, PP, natural internal thread, w/o stand foot, writ.area, sterile, pack of 1000 | 755 | 545.78
7610631 | Multiple Adapters, 2 Necks , Socket vertical 29/32 Socket oblique 14/23 | 629 | 42.78
7610673 | Nitrogen Tubes (Schlenk-Tubes), NS 14/23 Socket Cap. ml 100 | 623 | 77.69
7610674 | Nitrogen Tubes (Schlenk-Tubes), NS 14/23 Socket Cap. ml 250 | 623 | 77.69
7611570 | Polymer tubing PTFE PTFE-connection-KF7TF, length:30cm, Tub PTFE 1x Hub GA7x300 | 1058 | 93.59
7611600 | Gas Washbottle 500 ml acc. Drechsel with filter disc, Por. 0 | 644 | 129.22
7611951 | Spectra/Por® Biotech CE, 10 mm Dialysis-membrane, MWCO 100-500, pack of 10 mtr. | 1329 | 578.77
7612023 | Tube PTFE 1xLuer F GA14X300 | 1058 | 93.59
7612290 |  | 1408 | 236.38
7612465 | Lid for 15 l bucket stainless steel | 55 | 71.26
7612636 | Autosampler syringes SK-10F-C/F-5/0.47C 10 µl, pack of 6 | 1494 | 411.23
7613424 | Disposable Culture tube 150x15.5x0.8 mm soda-lime-glass, pack of 250 | 1374 | 49.45
7613795 | LLG-Test tubes, FIOLAX, 12x75 mm with beaded rim, pack of 100 | 24 | 18.84
7613796 | Columns to Vigreux with Fixed Vacuum Jacket, Eff.L. mm 200 Socket/Cone NS 14/23 | 628 | 221.24
7614642 | Iodine Determination Flasks , Cap. ml 300 Socket NS 29/32 | 624 | 32.78
7614741 | Disposable Culture tube 100x15.75x0.9 mm soda-lime-glass, pack of 250 | 1374 | 41.44
7615379 | Round-bottom Flasks, Three-neck, Side Necks Angled, C. Neck NS 29/32 Side Neck NS 29/32 Cap. ml | 622 | 286.59
7615430 | Water estimator to Dean Stark 10:0.1 ml,flask 500 ml,zero point at the stopcock, measuring tube with stopcock, with Liebig | 640 | 220.8
7615467 | Cotton swabs WA 7, 80x2.5mm bilateral cotton head, PP rod ca.80x2.5mm, pack of 2000 | 1368 | 23.69
7615487 | Electrodes F 800, DIN, incl. accessories, 1 m DIN cable | 323 | 1402.31
7615523 | Lowering cable V4A, 10 m | 558 | 170.69
7615661 | Thermofliud M 90.055.03 SilOil, 5 l | 828 | 1208.03
7615698 | MBP filter tips 1000 µl pack of 800 | 995 | 144.69
7615731 | Test tubes acetone 40/a, pack of 5 | 1214 | 129.98
7616056 | Minisart® NY 25, 25 mm 0.45 µm, single, sterile pack of 50 | 735 | 149.29
7616226 | Tygon® pump tubing LMT-55 i.d. 2.29 mm, puble/black, standard, 3 rider, pack of 12 | 1047 | 80.74
7616277 | Sealing, PTFE, Graphite 1Set, | 632 | 151.31
7616384 | Activated charcoal tubes type G, pack of 50 | 1213 | 337.19
7616800 | LLG-Crystallise cup 20 ml w/o drain, DIN 12337, Boro 3.3 D=40 mm, H=25 mm | 104 | 5.46
7617437 | Compact burette 25:0.05 ml PTFE-stopcock, BLAUBRAND®, Borosilicate 3.3, Schellbach stripes | 1023 | 99.19
7617877 | LLG-Grid divider 7x7 H=30mm, from cardboard for Cryobox 136 x 136 mm | 757 | 2.08
7618013 | Multiclean® plus Cleaning tissue roll blue, 3-step, 22cm, 500 survey of 38 cm, pack of 2 rolls | 1176 | 35.44
7618074 | Cotton bud WA 2 dünn, 150x2.2 mm wooden rod, on sided cotton head pack of 500 | 1368 | 33.36
7618075 | Cotton bud WA 2, 150x3.0 mm wood bar, head ca. 10 x 35 mm pack of 500 | 1368 | 58.05
7618098 | Proof gas 58 l H2S,CO2,CH4,O2/N2 UN 1956, 2, (E) | 1215 | 717.25
7618212 | Multiclean® plus cleaning cloth roll blue, 3-ply, 38cm x 190m 500 à 36 / 38 cm, pack of 2 rolls | 1176 | 51.4
7618375 | LLG-Folded tissue dispenser, white plastic, 375x137x280mm | 1178 | 52.99
7618407 | pH-single-rod sensor SensoLyt® EC 0...12 pH | 316 | 360.54
7619590 | Precision hand-held refractometer Master-53alpha 0-53% Brix : 0.5% | 1126 | 176.15
7619653 | Microflex® NeoTouch®, size M (7½-8) disposable gloves, Neoprene, powder-free, light green, 290 mm, pack of 100 | 230 | 44.46
7619784 | Discardit II Disposable syringes 5 ml PP/PE, 2-parts, eccentric, OE-sterilized, pack of 100 | 1461 | 7.69
7619815 | Laboratory controller KM-RX1001 with Dioden connection | 850 | 566.12
7619816 | Temperature sensor KM/TP 2 | 851 | 120
7620305 | Gas/combination filter ABEK1 for Series 6000, pack of 8 | 212 | 114.32
7620376 | LABOPORT® Diaphragm pump N 816.3 KT.18 16 ltr/min., protection cl. IP 20 230V / 50Hz | 1062 | 960.19
7620500 | Single-rod measuring chain Cu 800 DIN DIN-cable 1 m. | 323 | 1914.84
7620609 | Lid,nickel, diam. 45 mm | 115 | 58.81
7620719 | Crucible lid Ø 77 mm, Alsint suitable to crucible 9.250 405 - 62 mm Ø, 9.250 416 - 65 mm Ø, 9.250 394 - 66 mm Ø | 113 | 135.74
7620792 |  | 735 | 173.69
7620817 | Lowering cable, plastic, 10 m | 558 | 23.92
7620842 | Micro pestles 1.5 ml, PP pack of 100 | 1387 | 238.61
7621456 | Sampling retention beaker | 554 | 64.46
7621719 | Tranfer hose 1,5 metre | 768 | 589.61
7621765 | LLG-2in1 KIT: 1.5 ml Short thread vials clear + KGW-caps blue, ND9, pack of 100 | 1439 | 55.6
7621811 | Telescopic stands, height 725 x 1025 mm, diam. 32 mm, lifting height 300 mm | 489 | 812.06
7622377 | Liquid sampler NT 100 ml | 553 | 387.94
7622477 | Seal-it labels red /neutral roll with 500 pcs. 7-digit serial number | 547 | 178.76
7622596 | Sealing rings for jointed glassware PTFE, NS 12, pack of 50 | 652 | 31.83
7622618 | Gas Washbottle 100 ml acc. Drechsel with filter disc, Por. 2 | 644 | 100.06
7622619 | Gas Washbottle 250 ml acc. Drechsel with filter disc, Por. 2 | 644 | 104.18
7622620 | Gas Washbottle 500 ml acc. Drechsel with filter disc, Por. 2 | 644 | 128.57
7622636 | Grade 540 Quantitative Filter Paper Hardened Ashless, circle, 42.5 mm, pack of 100 | 711 | 33.02
7622680 | Tube hydrodulfide 2/b 2 - 60 ppm, pack of 10 | 1215 | 122.27
7622794 | test tubes hydrochloric acid 0,2/a pack of 10 | 1215 | 152.57
7623018 | Screw cap GL 45, PP 3 port GL 14 | 1477 | 45.81
7623040 | Multiplates 12 Well cover, sterile, pack of 75 | 1336 | 255.49
7623390 | Precision balance PEJ 2200-2M 2200 g / 0.01, calibratibal, weighing plate: 200 x 200 mm | 361 | 1274.93
7623633 | Cotton bud WA 1 PP, 150x2.5 mm PP rod, one sided cotton head pack of 100 | 1368 | 3.43
7623704 | Stepp ladder K60, 3 steps Alu, anti-slip-mat, foldable, steel steps | 278 | 121.99
7623804 | GF-microfilter MGB, 47 mm pack of 50 | 716 | 63.96
7623809 | KORSAR® Gloves, size 7, 250 mm cotton jersey, monofilament, 1 pair per pack | 237 | 1.03
7623810 | KORSAR® Gloves, size 11, 250 mm cotton jersey, monofilament, 1 pair per pack | 237 | 1.03
7623838 | Screw-cap GL 14 red (PBT), with PTFE protected seal | 1477 | 4.51
7623881 | KORSAR® Gloves, size 10, 250 mm cotton jersey, monofilament, 1 pair per pack | 237 | 1.03
7623893 | Lid for 6 l bucket stainless steel | 55 | 48.44
7623930 | Gas sampling tube 1000ml with extraction adapter, GL 14 | 542 | 138.81
7623956 | Reagent tubes 12 x 75mm, wall 0.5-0.6 mm round bottom, even border pack of 250 | 25 | 23.45
7624042 | Screw cap tube 12 ml, PP, white LaboPlast ®, 25x31 mm diameter with screw cap | 45 | 0.52
7624247 | TC Chamber Slides, TPX 1 chamber, 4-5ml, 9,4ccm / Well pack of 16 | 1335 | 252.47
7624548 | Electrodes K 800, DIN, incl. accessories, 1 m DIN cable | 323 | 1594.65
7624578 | Electrode jar 12 mm | 324 | 78.6
7624685 | Heating block, 3 blocks, digital 130°C, 310 x 280 x 115 mm | 894 | 1345.98
7625078 | Cotton bod WA 2 Pl, 150x4.0 mm one sided cotton head pack of 1000 | 1368 | 51.59
7625555 | KORSAR® Gloves, size 9, 250 mm cotton jersey, monofilament, 1 pair per pack | 237 | 1.03
7625713 | Capillary column BPX70 60 m x 0,25 mm ID, film thickness 0,25 µm | 1488 | 1358.51
7625756 | KIMTECH® Pure*G3 gloves size S Nitrile, white, 30 cm pack of 10x100 | 1514 | 505.65
7625757 | KIMTECH® Pure*G3 gloves size M Nitrile, white, 30 cm pack of 10x100 | 1514 | 505.65
7625884 | Jumbo-sampler, aluminium 1500 mm length, 5 chambers à 650 ml, Ø 50 mm, with PTFE separators | 544 | 1090.49
7626193 | Adapter C-Mount 0,5x | 1100 | 186.74
7626196 | pH-electrode InLab® Expert Go-ISM pH 0...14, integr. NTC30kO temperature probe | 320 | 585
7626197 | Conductivity measuring cell InLab® 738-ISM 4-Pol, Graphite cell, Bole length 120 mm 1.8m-cable, LTW-plug | 338 | 749.49
7626372 | Liquid calibration standard Set 667-UV305 incl. 667-UV6 potassium dichromate in perchloric acid, 667-UV600 potassium dichromate in perchloric acid | 1152 | 1972.66
7626965 | Ice borer, V4A inner-xouter-Ø 50x54mm, depth 20cm | 545 | 708.44
7627765 | Cotton swabs WA 1 s Pl., 150x2.5 mm PP rod, cotton head one-sided, single packes in peel pack, pack of 100 | 1368 | 22.68
7627832 | Precision balance PLJ 6200-2A 6200 g / 0.01 g, weighing plate 160 mm Ø | 363 | 1171.81
7627990 | LIQUIPORT® Membrane-Liquid pump NF 100 KT.18 RC, protection category IP 65 flow rate 0,2-1,3 (l/min) | 1053 | 981.15
7628015 | LLG-Steristoppers® no. 13H for vials with neck I.D. of approx.12,5 - 13,5 mm, pack of 1000 | 1372 | 72.45
7628136 | Microliter syringe 25F-C/T-0.63C 25 µl | 1494 | 141.22
7628209 | Column acc.to Vigreux 600mm cone and socket, NS 29/32, with vacuum coat | 628 | 192.26
7628273 | Cotton swab WA 3, 400x4.0 mm 400mm wooden stem, cotton head big pack of 100 | 1368 | 88.47
7628620 | Platform balance DE 35K5D 15/35 kg / 5/10 g, (Dual range) weighing plate 318 x 308 x 75 mm | 375 | 208.55
7628769 | Microliter syringe 10R C/T-5/0.47 10 µl | 1494 | 113.63
7629193 | pH-Electrode InLab® Pure Pro-ISM pH 1...11, glass bole, MultiPin-plug head | 321 | 660.39
7629195 | pH-Electrode InLab® Routine Pro-ISM pH 0...14, bole length 120mm, MultiPin plug head | 319 | 475.58
7629381 | Aerotest Alpha cpl. UN 3260, 8, III, (E) | 1216 | 2303.56
7629417 | Stirr closure with double lip sealing cone NS 29/32, for wave 10mm, closure borosilicate glass 3.3, sealing PTFE | 633 | 321.96
7629523 | Syringe 10R-C/T-GT-0.47C 10 µl | 1494 | 155.25
7629701 | Microsart® e.Jet Pump 4 l/min | 1066 | 2237.08
7629763 | Sicco Mini-Inertgas Basic desiccator PS, 235x175x210mm for gas filling | 1087 | 416.72
7629932 | multiSUB choice Trio 150x30 UV-Tray, 2 combs with each 20 samples, loading guide, spacer | 1306 | 639
7630066 | Haemacytometer cover glasses, 24 x 24 mm, thickness 0.4 mm, pack of 10 | 1118 | 26.11
7630073 |  | 1177 | 75.67
7630104 | Silicone half mask body size M serie 7500 | 211 | 66.81
7630153 | Spatula assortment 7-parts in sznthetic leather bag with hook and loop fastener | 125 | 47.14
7630235 | Spare keys, NS 18.8, PTFE bore 6 mm, for one-way plug valve | 655 | 27.78
7630287 | Cones, NS 50/42 | 654 | 40.54
7630288 | Cones, NS 55/44 | 654 | 44.01
7630402 | Weight F1, 1g, stainless steel knob | 380 | 39.19
7630609 | Microliter syringe 1702 N (22s/51/5) 25 µl | 1457 | 179.41
7630646 | Cryo-Color-Code brown,PS pack of 500 | 756 | 31.9
7630775 | Dosys classic 173, 5 - 20 ml self-filling syringe, valve integrated | 1008 | 316.6
7630830 | GD/X 25 Syringe Filter, nonsterile, 0.2 µm, 25 mm cellulose acetate filtration medium, pack of 150 | 733 | 605.43
7630911 | Liner TQ (CE) 2,8 mm ID, pack of 5 | 1491 | 450.72
7630978 | Spatula, spoon flat 210 mm glass fibre filled nylon | 124 | 2.34
7631201 | Multi-sampler V4A/V4A 550 mm length | 544 | 828.18
7631211 | Filter tips 100 - 1000 µl pack of 8x100 | 995 | 132.32
7631281 | Filter tips 1 - 100 µl pack of 10x96 | 995 | 129.31
7631282 |  | 1319 | 237.75
7631444 | Syringe 10F-C/F-5/0,47C 10 µl | 1494 | 84.22
7631628 | Tray for suitable foodstuffs and general laboratory use, ABS white, 252 x 252 x 82 mm | 108 | 14.47
7631635 | Titrators,Pellet,with intermediate PTFE stopcock, clear glass,cap. 50 ml : 0,1 ml,without bottle | 1027 | 353.11
7631831 | Syringe 1005 LTN (22/51/5), 5 ml | 1456 | 203.11
7631862 | Screw cap tube 25 ml, PP, white LaboPlast ®, 41x40 mm diameter with screw cap | 45 | 0.75
7631961 | Pasteur-Plast pipets 2 ml 155 mm, non sterile, pack of 500 | 936 | 42.24
7631964 | Dispersing element S 10 N-5 G for T 10 basic | 604 | 1858.87
7631971 | Small stand R 104 for T 10 basic, rod Ø 10 mm, 242 x 355 x 370 mm | 610 | 262.89
7632002 | MicroWell immobilizer plate PS, 128 x 86 mm, black, pack of 15 | 1320 | 667.81
7632190 | Cover glasses for hemocytometer 30x30 mm, thickness 0.4 mm, CE, pack of 10 | 1118 | 31.92
7632230 | Cotton swabs WA P, 150x2.0 mm paper rod, flexible, bentable, single cotton bud pack of 2000 | 1368 | 239.31
7632508 | 96-Deep-Well-Blocks 1.2 ml U-bottom, PP, pack of 50 | 1416 | 191.51
7632543 | universal test tube rack for 24 tubes, diam 30mm, PP 112 x 300 x 85 mm, blue | 40 | 16.04
7632641 | Bottles 20 ml, PETG, Serum Vials, pack of 100 | 84 | 255.67
7632676 | Globe stirring couplings, POM wave adapter Ø 8 and 10 mm | 489 | 172.94
7633130 | Benchkote Surface Protector, sheet, 460 × 570 mm, pack of 100 | 190 | 198.17
7633673 | Plastic film 100x0,20 mm tubular, transparent in rolls of 25 m | 192 | 25.82
7633920 | Electronic hanging balance HDB 10K10N 10 kg / 10 gr., incl. 2x 1.5 V batteries AAA | 354 | 71.26
7634155 | Multiplates 24 Well, Nunclon, PS, treated, flat, with cover, sterile, pack of 85 | 1337 | 281.67
7634542 | single-rod measuring chain CN 800 DIN | 323 | 1536.52
7634612 | Diaphragm liquid pump NF 300 FT.18 S, Splashproof IP 65 Flow rate 0,5-3,0 (l/min), chemically resistant | 1053 | 2851.19
7634892 | Flexible distributor GL 45 2 x I-dia. 6-9 mm, PP | 158 | 55.97
7635031 | riplate®, PP, 10 ml pack of 20 | 1416 | 143.15
7635340 | Reaction Vessels, Cylindrical, with Thermostatic Jacket and Withdrawal Valve , LF 150 Cap. 4 | 631 | 1733.49
7635438 | Capillary column BPX5 12 m x 0,32 mm ID, film thickness 1,0 µm | 1489 | 595.01
7635816 | Coil Condensers (double walled), Socket/Cone NS 29/32 Jacket L. mm 160 | 636 | 141.25
7635908 | Gas Washbottles to Drechsel with Screw Connections, Cap. ml 500 Thread GL 45 | 643 | 107.44
7636288 | Microliter syringe 701 N CTC (23s/51/AS) 10 µl | 1458 | 208.65
7636591 | Conductivity measuring cell InLab® 738 4-pole, graphite cell, bole length 120 mm | 338 | 665.63
7636628 | Lid for 12 l bucket stainless steel | 55 | 64.87
7637101 | Spectra/Por® Dialyse tube Clips PP, up to 75 mm flat width, blue autoclavable, pack of 10 | 1331 | 185.7
7637102 | Spectra/Por® Dialyse tube Clips PP, up to 55 mm flat width, blue autoclavable, pack of 10 | 1331 | 181.75
7637274 | Tweezers 105 mm, pointed curved, quality finish, 18/10 steel | 133 | 8.08
7637495 | Brass shackle bar-Ø 5 mm | 558 | 24.18
7637496 | Carabiner | 558 | 17.07
7638354 | ALUGRAM Xtra sheets 50x100mm pack of 50 pcs. | 1495 | 73.42
7638423 | Multiple distributor GL 32, 2 x GL 14, max.Ø 8mm PTFE/PPS | 158 | 95.54
7638738 | BEL-ART-Measuring cylinder 1000ml, PP graduated, with handle | 914 | 59.71
7638886 | DeepWell plates 96 well 1000 µl, white, sterile pack of 20 | 1418 | 273.38
7638887 | DeepWell plates 96 well 1000 µl, yellow, sterile pack of 20 | 1418 | 273.38
7638888 | DeepWell plates 96 well 1000 µl, green, sterile pack of 20 | 1418 | 273.38
7638889 | DeepWell plates 96 well 1000 µl, blue, sterile pack of 20 | 1418 | 273.38
7638923 | Sicco Mini-Mobil-Basic desiccator PS, 235x210x175mm | 1086 | 229.69
7639008 | Weight E2, 5g, stainless steel compact form | 380 | 51.07
7639227 | Safety cabinet S-PHOENIX Vol.2-90 FDAC 1200x615x1968mm, incl.4 drawers, RAL 7035 | 290 | 5655.09
7639613 | Barrel pump Ultrarein from PTFE immersion depth 600 mm, dipping tube 32 mm, with tubing | 1039 | 706.74
7639620 | Platform balance DE 150K20DL 60/150 kg / 20/50 g, (Dual range) weighing plate 522 x 403 x 90 mm | 375 | 347.57
7639635 | capillary column BXP5 50 m x 0,22 mm ID gauge 0,25 µm | 1489 | 1506.23
7639691 | Saftey cabinet PHOENIX Typ 90 600 x 615 x 1968 mm (WxDxH), folding door grey RAL 7035, 4 shelves, | 290 | 3477.14
7639848 | Syringe 10F-BT-5/0,47C 10 µl | 1494 | 84.22
7639994 | Multiple grinding chamber MMT 40.1 max. vol.40ml | 575 | 367.8
7642505 | Microlitre syringe NRS 75 RN (33/20/3) 5 µl | 1457 | 670.13
7642628 | Flexible light guide, 1-arm M-PVC coated, PURAVIS, Ø 9 mm / length 1000 mm | 1113 | 397.85
7642673 | Cable AS/IDS-1.5 1.5 m | 1265 | 156.09
7642799 | Nanocarb secondary filter F aldehyd CFF 8, 900x546x40mm | 286 | 845.3
7643148 | SIMDOS®02 membrane dosing pump FEM 1.02 ST.18 S | 1053 | 3924.99
7643634 | Precision balanace PNJ 3000-2M 3200 g / 0,01 g, calibratable weighing plate 190x190mm | 360 | 864.8
7643731 | USB-Temperature logger EBI 310 TX incl. temperature two-channel adapter | 406 | 531.65
7644255 | Closing-mat for Deepwell 96/1000 and 96/500, pack of 5 bags á 10 | 1297 | 238.88
7644433 | pH-electrode Sentix® ORP-T 900-P | 322 | 367.18
7644453 | Microplates immunoGrade 96-well, PS, black, transparent bottom, F-bottom, non-sterile, without lid, pack of 5 | 1316 | 113.69
7644727 | Batch mill Tube Mill 100 control for disposable grinding beakers | 575 | 3313.27
7644728 | Disposable grinding beaker MT 100.50 100 ml, pack of 50 | 575 | 689.04
7644987 | Precision balanace PNJ 12000-1M 12000 g / 0,1 g, calibratable weighing plate 190x190mm | 360 | 845.57
7645491 | Tacta® Mechanical Pipette 2-20µl variable, 1-channel | 960 | 394.33
7645492 | Tacta® Mechanical Pipette 20-200µl variable, 1-channel | 960 | 394.33
7645568 | Tacta® Mechanical Pipette 1-10ml variable, 1-channel | 960 | 394.33
7646222 | Coarse filter for Miele dishwasher PG8583 CD | 1196 | 102.06
7646593 | Multitex® roll extra white washable and solvent resistent 475 tears á 40/30cm | 1176 | 79.38
7646872 | Stirring system Visco Jet Crack 120mm, stainless steel | 495 | 1211.18
7646897 | Protection gloves PROFAPREN CF33 33 cm, size 11 (XXL), type 60119, dark blue, pack of 10 pair | 233 | 68.71
7647214 | Thermal HL60 bath fluid 5liters (-60...+250 °C) | 828 | 589.63
7647391 | Plastic stopper ST30-K with NS 19, PPC, for Karlsruher BOD bottle, lenght 69 mm | 1259 | 21.21
7648488 | Research® plus G, 1-channel pipette 100-1000µL, blue, incl. epT.I.P.S-box | 972 | 422.01
7648598 | Reference® 2 G variable, single-channel pipette 0,25 - 2,5 mL, red, incl. epT.I.P.S.® box | 974 | 482.81
7649105 | Research® plus, 1-channel pipette 1-10mL, turquoise incl. epT.I.P.S-sample bags | 972 | 422.01
7649323 | Chemistry pumping station PC 3002 VARIO selec 200-230V / 50-60Hz, CEE power cord | 1070 | 8201.79
7650036 | Turbidity meter Turb® 430 T incl. calibration kit | 1264 | 3030.5
7650112 | Protecting lenses super OTG 9169 colour: navy blue, disc:PC colourless/UV 2-1.2 optidur NCH/uvex hi-res | 204 | 26.52
7651098 | Weight F1, 5g, stainless steel | 380 | 40.38
7651146 | Weight F1, 2g, stainless steel | 380 | 39.19
7651232 | Touch N Tuff®, size S (6½-7) Disposable gloves, nitrile, powder-free, green, 300 mm, pack of 100 | 225 | 39.37
7651260 | Spectra/Por® Biotech CE, 31 mm Dialysis-membrane, MWCO 100-500, pack of 10 mtr. | 1329 | 771.1
7651351 | Touch N Tuff®, size XL (9½-10) Disposable gloves, nitrile, powder-free, green, 300 mm, pack of 100 | 225 | 39.37
7651746 | Screw Cap GL 80 | 72 | 46.28
7651840 | Precision balance PES 620-3M 620 g / 0.001 g, weighing plate 140 x 120 mm | 361 | 1415.54
7651871 | LLG-Test tubes 120 x 16 mm soda-glass, round bottom, without rim | 24 | 25.2
7651872 | LLG-Test tubes 100 x 15 mm soda-glass, with rim, thick walls | 24 | 32.52
7651874 | Gas Washbottle 500 ml acc. Drechsel without filter disc, NS 29/32 | 644 | 61.35
7651881 | Support ring 130 mm, with bosshead steel, electroplated | 180 | 46.11
7652042 | Hand-held refractometer Master-100H | 1126 | 204.56
7652300 | Aluminium containers 550 ml, square, 200 x 103 x 39 mm, pack of 100 | 189 | 90.05
7652355 | Ferrules OGFS-16-005 Graph for gaschromat, pack of 10 | 1492 | 93.22
7652409 | Reagent pellet DPD no.1 High Calcium pack of 500 | 1243 | 108.51
7652552 | LLG-Test tubes soda-glass 130 x 18 mm, round bottom, with plane rim | 24 | 27.47
7652667 | Bladder red for rotary evaporators | 662 | 92.31
7653010 | Tubing foil 600x0,20mm PE, coulourless, transparent roll of 200 mtr. | 192 | 423.81
7653077 | Conductivity measuring cell TetraCon® 925 | 337 | 781.45
7653124 | Multi-sampler V4A/V4A 850 mm length | 544 | 887.06
7653145 | Liner AG 4 mm ID STRGT pack of 5 | 1491 | 183.42
7653197 | Dipping flow cup with 5 mm V2A flow nozzle "Original FRIKMAR" | 432 | 114.58
7653216 | Screw-Caps for Screwthread Tubes , GL 32 | 646 | 8.75
7653217 | Screw-Caps for Screwthread Tubes , GL 14 | 646 | 3.99
7653221 | Weight E2, 10g, stainless steel compact form | 380 | 55.82
7653222 | Weight E2, 20g, stainless steel compact form | 380 | 57.01
7653223 | Weight E2, 2kg, stainless steel compact form | 380 | 208.55
7653251 | Safety eye-shower ClassicLine with recepacle, stainless steel, for wall mounting | 256 | 418.89
7653307 | Protection glasses super OTG 9169 colour:black, lenses:PC grey/UV 5-2,5 optidur NC/uvex hi-res | 204 | 23.88
7653540 | Hand-held salt refractometer Master-S28alpha 0.0-28% | 1126 | 176.15
7653714 | Receiving flasks 500ml, with KS-bowl, PUR-coated | 663 | 147.06
7653830 | Disposable cuvettes 10 mm PMMA, pack of 100 | 1246 | 67.42
7654036 | Standard regulating valve 0,5 LPM | 1215 | 414.38
7654045 | LLG-Incinerating dish 203/5 103 ml, 70 x 35 mm, deep form, without drain | 113 | 6.31
7654046 | LLG-Incinerating dish 204/6 70 ml, 81 x 20 mm, low form, without drain | 113 | 7.08
7654081 | Separating Funnels, Gilson , Cap. ml 50 Socket NS 19/26 Cap.ml 2000 | 640 | 99.48
7654881 | Platform balance DE 150K20DXL 60/150 kg / 20/50 g, (Dual range) weighing plate 650 x 500 x 105 mm | 375 | 475.64
7654947 | neodisher® LaboClean FM, 5 l canister caustic soda solution UN 1824, 8, II, (E) | 1169 | 75.84
7655178 | Platform balance DE 150K50D 60/150 kg / 20/50 g, weighing plate 318 x 308 x 75 mm | 375 | 213.51
7655206 | Hair brushes,oval,black goat hair,diam. 9 mm | 1183 | 13.91
7655229 | Platform balance DE 12K1A 12 kg / 1 g, weighing plate 318 x 308 x 75 mm | 375 | 228.41
7655256 | Compact balance EMB 200-3 200 g / 0.001 g, weighing plate 82 mm Ø | 354 | 233.37
7655341 | Precision balance PLJ 1200-3A 1200 g / 0,001 g, weighing plate 110 mm Ø | 363 | 1228.06
7655427 | Disposable sampler 100 ml "ZoneDispo" HDPE, 500 mm long, pack of 20 | 546 | 264.06
7655592 | LED ring light 60T lightness adjustable | 441 | 222.66
7655747 | Centrifuge vessel 100ml Pyrex®, conical, ASTM, pack of 2 | #N/A | 162.6
7655788 | Test gas 58 l H2S, CO, CO2, CH4, O2/N2 UN 1956, 2, (E) | 1215 | 726.17
7655865 | Temperature logger EBI 300 NTC, -30...+60°C | 405 | 136.16
7655972 | multiSUB choice, 150x100 mm UV tray, 2 combs with each 20 samples, loading guides, and dams | 1306 | 556.45
7656103 | Temperature protective glove Nomex® temperature resistant to 600 °C, w/o closure, knitted, normal gloves, size 7/8, per pair | 239 | 29.92
7656106 | Precision balance PLJ 720-3A 720 g / 0,001 g, weighing plate Ø 110 mm | 363 | 1171.81
7656131 | LLG-Casserole 22 ml, 209/1, porcelain 45x26 mm, glazed, DIN12907 w. porcelain stem | 106 | 15.11
7656516 | Funk-Temperature-Humidity data logger EBI 25-TH external probe May only be used in EU, Switzerland and Norway! | 411 | 382.6
7656611 | Analysing balance ALS 160-4A 160 g / 0.1 mg, weighing plate Ø 80mm | 367 | 1256.18
7656680 | Isolating box with lid 12,5 Ltr. O.D.: 350x350x300mm, I.D.: 250x250x200mm, NEOPOR® | 792 | 18.82
7656681 | Isolating baffle ring 6,2 ltr. O.D.: 350x350x100mm, I.D.: 250x250x100mm, NEOPOR® | 792 | 14.21
7656684 | Permanent marker Sharpie® dual tip pen set, 8 colours pack of 8 | 173 | 51.33
7656739 | ClassicLine emergency shower test trolley | 256 | 249.39
7656781 | Electrode LR925/01 | 337 | 1081.07
7656875 | pH-electrode SensoLyt® SEA-HP | 316 | 730.62
7656917 | Platform balance DE 35K0.5D 15/35 kg / 0.5/1 g, (Dual range) weighing plate 318 x 308 x 85 mm | 375 | 357.5
7656984 | Syringe 10F-C/T-GT-5/0.63C 10 µl | 1494 | 128.53
7657006 | Spare keys, NS 24, PTFE bore 8 mm, for one-way plug valve | 655 | 58
7657015 | Gel-Blotting-Paper GB 003 160x180 mm, 0.8mm, pack of 100 | 1322 | 129.4
7657074 | Vasco® gloves, size XL (9-10) sensitive, Latex, light, powder free, non sterile, pack of 90 | 218 | 11.12
7657096 | Filter circles 551, 90 mm black, slow, 95 g/m², pack of 100 | 708 | 65.89
7657646 | Microsart® ADD filter 100 CN, white black, 0,45µm, HF, (no dan. goods), pack of 60 | 1390 | 427.92
7657835 | Tubes 15ml, conical bulk, sterile, black, pack of 500 | 1414 | 297.82
7657836 | Tubes 50ml, conical bulk, sterile, black, pack of 500 | 1414 | 408.67
7657840 | Gasprofi 1 micro school edition with key function | 1385 | 587.2
7657852 | Glass stopcock, massive, NS 24 hole 8,0mm | 655 | 34.33
7658119 | All-glass syringes, 30 ml, Dosys 155, graduated, autoclavable, Luer glass adapter, pack of 2 | 1459 | 49.81
7658120 | All-glass syringes, 30 ml, Dosys 155, graduated, autoclavable, Luer metal adapter, pack of 2 | 1459 | 56.23
7658408 | Mud sampling device stainless-steel dip sampler volume 1000 ml | 554 | 98.7
7658501 | Burette digital Titrette® 25 ml with SafetyPrime valve incl.DAkkS-certificate | 1030 | 1231.97
7658725 | Earplugs whisper with cord in box, pack of 50 pairs | 214 | 116.95
7658786 | Aerometer 0-25:0.2% Brix-Salt-Scale, 300 mm, PC, 15°C | 426 | 110.58
7658803 | Optifit-Pipette tips 50-1200 µl Standard, 71.5 mm, tips ID: H, presterilized, pack of 10x96 | 990 | 121.02
7658822 | MBP Filter tips ART 1000G 1000 µl, sterile pack of 800 | 995 | 128.82
7658851 | CHROMAFIL Xtra disposable filter H-PTFE-45/25 Hydrophilic polytetrafluoroethylene 0.45 µm, 25 mm colourless PP-case, labelled, pack of 100 | 738 | 111.43
7658877 | Index Standard Solution 1.347824 (±0.00004) 15ml | 1134 | 216.31
7659021 | 8-Channel Decapper Matrix Version | 766 | 3588.88
7659025 | Spray bottle 1000 ml, PP transparent | 97 | 15.68
7659027 | LLG-Folded filters 70mm, qualitative medium, pack of 100 | 699 | 28.22
7659065 | Funk-Temperature-Humidity data logger EBI 25-TX with probe May only be used in EU, Switzerland and Norway! | 408 | 767.66
7659242 | Bulb pipette 100 ml, 1 mark USP, BLAUBRAND®, cl.AS, conform. cert., blue grad. AR-Glas®, incl. USP batch certificate | 928 | 25.07
7659280 | Orion-Fluoride-Electrode with BNC plug | 324 | 953.96
7659410 | Measuring flask 1000 ml, NS 24/29 blue grad., cl.A, USP, KB, glass stopper, Borosilicate 3.3 | 921 | 57.07
7659614 | Microsart® Funnel, 100 ml PP, Ø 47 mm, sterile, pack of 100 | 1391 | 252.32
7659854 | Microscop BA310E trinocular N-WF10X/20mm, trinocular tubus, type Siedentopf | 1098 | 1724.29
7659855 | Zoom Stereo Microscope SMZ-171-TP Greenough type, trinocular head 45° inclined | 441 | 1132.82
7659886 | Matrix needle printer for KREN-balances with interface RS-232 | 360 | 248.27
7659979 | U-shaped stirrer shafts 800x10mm OD 130x80mm, PTFE, stainelss steel cone | 496 | 435.33
7660051 | Multi 3320 SET 1 incl. SenTix® 41, CellOx® 325, TetraCon® 325 UN 2790, 8, III, (E) | 348 | 3853.75
7660299 | Pressure regulator On Demand 2001 for gas detectors with internal pump | 1215 | 850.91
7660408 | Sucrose (Brix) Standard - 40% 1.399860, 15ml | 1134 | 126.11
7660539 | Vol.flask 500 ml, NS 19/26 BLAUBRAND, cl.A, USP, conf.batch cert., glass stopper, borosilicate 3.3 | 921 | 31.51
7660602 | Regeneration salt ProCare Universal 61 Box á 6kg | 1172 | 35.06
7660686 | Spectra/Por® Biotech CE, 10 mm Dialysis-membrane, MWCO 500-1000, pack of 10 mtr. | 1329 | 578.77
7660691 | Muffle furnace L 40/11/B410 with controller B180 Tmax 1100°C, 230 V | 904 | 7877.09
7660784 | Labels M21-500-7425 12,70x6,4m, black on white, polypropylene, roll of 6.4 m | 172 | 63.33
7660786 | Labels M21-375-7425 9,53x6,4m, black on white, polypropylene, roll of 6.4 m | 172 | 53.99
7660787 | Labels M21-750-7425 19,05x6,4m, black on white, polypropylene, roll of 6.4 m | 172 | 72.58
7660941 | Flexible spray hose 50 cm for DRUCKLUFT 67 / 67 SUPER | 1173 | 10.02
7661033 | Isolating box with lid 101,5 ltr. O.D.: 690x565x470mm, I.D.: 590x465x370mm | 792 | 158.96
7661152 | Protection spectacles pheos guard 9192 colour: black/grey, lenses:PC colourless, UV 2C-1,2, supravision extreme, w./o. frame | 201 | 21.11
7661262 | Thread tube GL25 with cone NS 29/32 with cap and sealing, Duran®-tube | 646 | 42.39
7661308 | Test gas 60 l 10PPM SO2/2 UN 1956, 2, 1A, (E) | 1215 | 488.05
7661450 | Reagents DPD No.3 high calcium pack of 100 | 1243 | 28.4
7661472 | Optifit Pipette tips 0.5 - 200 µl FlexiBulk, non sterile, free of RN-/DNase and endotoxins, pack of 960 | 991 | 49.88
7661767 | Test gas 103 Ltr. 2,2% CH4, 18% O2/N2 UN 1956, 2, 2A, (E) | 1215 | 488.05
7661827 | Calibration kit for VisoTurb® 900-P cons. of per 250ml turbidity standards 124FNU, 1010FNU and empty bottle for zero-point calibratio | 1265 | 415.46
7661828 | Sample bottle SB VT 900, 500ml for IDS turbidity sensor | 1265 | 81.63
7662035 | Rapid Reagent tablets DPD No.4 pack of 500 | 1243 | 106.46
7670022 | Compact balance EMB 2000-2 2000 g / 0.01 g, weighing plate 150 mm Ø | 354 | 228.41
7670460 | Dispersing tool S 10 N-10 G-ST | 604 | 2012.78
7670597 | Precision balance PEJ 620-3M 620 g / 0,001, calibratable, weighing plate 140 x 120 mm | 361 | 1696.78
7670865 | Disinfection tissues Bacillol® AF FlowPack, PET-fleece, UN 3175, 4.1, II, (E), pack of 80 | 1163 | 20.08
7670948 | Tubing 10m x 100µm/363µm | 1490 | 180.78
7671016 | Zoom Stereo Microscope SMZ-171-TLED Greenough type, trinocular head 45° inclined | 1103 | 1423.86
7671083 | Weight E2, 5kg, stainless steel compact form | 380 | 402.19
7671104 | DeepWell plates 96 well sterile, 2000 µl, white, 10 bags á 8 plates | 1418 | 1109.95
7671305 | Saftey base cabinet UB-T-90 TL 600x590x570 (HxWxD), RAL 7035, incl. plate insert and bottom collecting sump | 287 | 2030.03
7671498 | Laboratory bottles 50ml amber with screw cap and pouring ring, DURAN | 64 | 34.83
7671690 | Microsart® Funnel, 250 ml PP, Ø 47 mm, sterile, pack of 96 | 1391 | 255.94
7671735 | Microliter syringe NRS 7001 KH (32/20/3) 1.0 µl | 1457 | 645.67
7671774 | Hose connection tubing K-260-2-M30x1,5 plastic, -60?+260°C, 200cm | 823 | 1220.81
7671795 | Syringe 10F-CTC-5/0.47C 10 µl | 1493 | 111.96
7671903 | Multiclean® cleaning cloth roll blue, 3-ply, 360m x 36cm 1000 à 36 cm | 1176 | 50.7
7672054 | Carousel Autoloop PRO gasprofi 1 micro series, for annealing of 4 diluting loops | 1385 | 1564.15
7672157 | Laboratory chair Neon 2, Happy orange integral foam 9588 black 2000 with rools, synchronous technology | 277 | 732.02
7672518 | capillary column BPX5 60 m x 0,32 mm ID gauge 0,25 µm | 1489 | 1399.88
7672754 | Spectra/Por® G2, 5ml Float-A-Lyzer, MWCO 300.000, CE, pack of 12 | 1329 | 256.82
7673115 | multiSUB Maxi 200x150mm UV-permeable gel carrier, 2 combs with 20 samples, loadign guide, casting damns | 1307 | 911.98
7673256 | Permanent Marker Edding 3000/4 S Prof. round tip from 1.5 to 3 mm set of 4 assorted colors | 173 | 16.56
7673349 | Immersion thermostat CORIO C +20...+100°C 13.2 x 16 x 36.2 cm | 805 | 1135.16
7673361 | Dipping flow cup with 3 mm V2A flow nozzle "Original FRIKMAR" | 432 | 114.58
7673536 | Spectra/Por® Biotech CE, 10 mm Dialysis-membrane, MWCO 100.000, pack of 10 mtr. | 1329 | 578.77
7673666 | Burette 25 ml :0,05 ml, class AS lateral PTFE valve, Schellbach strips, with USP single certificate | 1023 | 162.49
7673667 | Burette 50 ml :0,1 ml, class AS lateral PTFE valve, Schellbach strips, with USP single certificate | 1023 | 162.49
7700004 | Sealing rings for jointed glassware PTFE, NS 34, pack of 50 | 652 | 43.83
7850009 | LLG-Headspace Crimp Neck Vial N 20-10, 10ml, 22,5 x 46mm, clear, rounded bottom, bevelled top pack of 100 | 1446 | 31.19
7850010 | LLG-Magnetic crimp cap N 20, gold, 8 mm center hole, Silicone blue/PTFE colourless, Hardness: 40° shore A, Thickness: 3 mm, pack of 100 pcs | 1448 | 64.94
7900140 | Funnel, complete for PULVERISETTE 15 | 589 | 1567.37
7900288 | Cell culture flasks EasYFlask 645 ml, not treated ,filter cap, sterile, pack of 30 | 876 | 143.19
7900289 | Nunclon TripleFlasks 500ccm not treated, with filter caps, sterile, pack of 32 | 876 | 473.06
7900714 | Szringe 5F-C/T-5/0.47C 5 µl | 1494 | 150.87
7900725 | Cover slips tweeyers curved 105mm, stainless steel | 135 | 5.28
7900874 | Hose connection tubing MT-260-1-M24x1,5 plastic, -60?+260°C, 100cm | 823 | 740.31
7910013 | Photometer MD 200 CL-BR-pH-Stab-TA-Calcio incl. accessories in kit | 1240 | 869.51
7910047 | UV-Hand lampe BVL-6.L tube 1x6W, wavelength 365 nm | 1310 | 601.86
7910093 | Digital hand-held refractometer PAL-88S propylene glycol 0.0 - 90.0%, freeze point in °C | 1127 | 318.21
7910136 | Quartz glass crucible 15 ml 30x38 mm, tall form | 113 | 24.84
7910430 | Mounting clamp for Ø 25 mm column,for KL 300 LED | 1113 | 47.72
7910449 | Embedding cassettes type Mega white, POM, 40x28x13,6mm, pack of 100 | 1398 | 29.25
7910682 | Spectra/Por® Biotech CE, 31 mm Dialysis-membrane, MWCO 500-1000, pack of 10 mtr. | 1329 | 771.1
7910686 | Filtering unit complete with PTFE adapterplate and clamp, suction bottle 2000ml, NS45/40 500ml master bottle with scaling | 743 | 857.19
7910699 | Syringe 1002 Headspace (23/5) HDHT | 1458 | 358.71
7910770 | CertoCloud Premium Account | 1200 | 508.69
7910783 | Set Wash bottles, 500 ml LDPE, different colors | 91 | 28.81
7911101 | Mixing vessel with stirring units BMT-20-G-M-gamma sterile, glass beads, 20 ml, membrane lid, pack of 20 | 604 | 423.22
7920043 | multiSUB mini, 70x70mm / 70x100mm UV-Tray, 2 combs with each 8 samples, casting dams, loading guides | 1306 | 511.19
7920048 | Magnifying lens flexible arm, for Scan®100 | 1393 | 357.43
7920049 | Digital hand-held refractometer PAL-91S | 1127 | 318.21
7920074 | Precision balance PES 15000-1M 15000 g / 0.1 g, calibratable, pan size 200 x 200 mm | 361 | 1396.8
7920120 | High Speed-centrifuge tubes 15ml with screw-thread, O.D.: 18mm, 102mm, pack of 6 | 688 | 208.18
7920371 | Ultrsonic special unit set BactoSonic® 14.2 | 1190 | 5657.08
7920376 | Finnpipette F3, 1 channel variable volume 1 - 10 µl | 968 | 361.83
7920413 | Circulator 15L, MX heated, +10...+135°C, 240V, 50Hz | 798 | 5368.15
7930139 | Adapter for schuett phoenix II | 1386 | 211.25
7930246 | omniPAGE TETRAD mini package, 100x100 mm with glassplates with 1 mm spacer, 2 sample combs w.each 12 samples, | 1321 | 1087.14
7930249 | BP Med & Care® Unisex coat size 3XLn White, 100% cotton | 246 | 37.12
7930281 | Bail blades with handle 39x19x0,25 mm, pack of 20x5 | 129 | 47.33
7930288 | Gel-Blotting-Paper GB 003 460x570 mm, pack of 100 | 1322 | 831.49
7930292 | Set accessory for pump B2 Vario | 1042 | 209.63
7930366 | LLG-Screw cap N 9, PP, blue, closed top, PTFE virginal white, Hardness: 53° shore D, Thickness: 0.25 mm, pack of 100 | 1438 | 19.85
7930401 | LLG-Serological pipettes type 1 5ml, PS, paper/plastic peel, individually packed, blue code, sterile, pack of 200 | 938 | 43.88
7930403 | LLG-Serological pipettes type 1 25ml, PS, paper/plastic peel, individually packed, red code, sterile, pack of 150 | 938 | 70.55
7939181 | Nanocarb main filter G ammonia 440x520x65mm | 286 | 592.46
7939201 | Nanocarb main filter F Aldehyde 595x520x65mm | 286 | 613.21
7939217 | Nanocarb secondary filter B Acid 655x546x40mm | 286 | 852.84
7939346 | Nanocarb secondary filter G ammonia 748x546x40mm | 286 | 1601.5
7940190 | SIMDOS®02 membrane dosing pump FEM 1.02 KT.18 RCP | 1053 | 2314.3
7940228 | LABOPORT® Diphragm Vaccum pump N 938.50 KT.18 30l/min. with motor IP20 230V / 50Hz | 1062 | 1576.95
7940295 | Touch N Tuff® size S (6½-7) disposable gloves, nitrile, powder-free, non sterile, beaded cuff, green, pack of 100 | 1513 | 58.97
7940296 | Touch N Tuff® size M (7½-8) disposable gloves, nitrile, powder-free, non sterile, beaded cuff, green, pack of 100 | 1513 | 58.97
7940297 | Touch N Tuff® size L (8½-9) disposable gloves, nitrile, powder-free, non sterile, beaded cuff, green, pack of 100 | 1513 | 58.97
7940304 | Stage Olive, ID 6.4 to 9.0 mm PP, bent | 1481 | 21.76
7940456 | Weight F1, 20g, stainless steel, ECO form | 380 | 35.63
7940936 | OxiTop®-i IS 6 BOD measurement, for 6 places UN 1823, 8, II, (E) | 1256 | 4162.25
7940950 | Measuring head blue OxiTop®-i B menu-driven, measuring duration selectable | 1256 | 597.19
7960501 | Wide-neck bottles 50 ml, clear DIN 32, w/o 9072164 screw-cap pack of 85 | 69 | 73.98
7960502 | Wide neck bottles 100 ml, clear DIN 40, w/o 9072165 screw-cap pack of 63 | 69 | 56.34
7960503 | Wide neck bottles 125 ml, clear DIN 40, w/o 9072165 screw-cap pack of 80 | 69 | 111.15
7960504 | Wide neck bottles 250 ml, clear DIN 55, w/o 9072166 screw-cap pack of 48 | 69 | 73.29
7960505 | Wide neck bottles 500 ml, clear DIN 55, w/o 9072166 screw-cap pack of 20 | 69 | 48.84
7960506 | Wide neck bottles 1000 ml, clear DIN 68, w/o 9072167 screw-cap pack of 18 | 69 | 70.66
7960507 | Wide neck bottles 30 ml, amber DIN 32, w/o 9072164 screw-cap pack of 126 | 69 | 75.58
7960508 | Wide neck bottles 50 ml, amber DIN 32, w/o 9072164 screw-cap pack of 85 | 69 | 74.16
7960510 | Wide neck bottles 125 ml, amber DIN 40, w/o 9072165 screw-cap pack of 84 | 69 | 104.44
7960512 | Wide neck bottles 500 ml, amber DIN 55, w/o 9072166 screw-cap pack of 20 | 69 | 52.34
7960513 | Wide neck bottles 1000 ml, amber DIN 68, w/o 9072167 screw-cap pack of 12 | 69 | 48.42
7970000 | LLG-Filter circles 110mm, quantitative fast, pack of 100 | 710 | 15.66
7970001 | LLG-Filter circles 150mm, quantitative fast, pack of 100 | 710 | 26.7
7970002 | LLG-Filter circles 185mm, quantitative fast, pack of 100 | 710 | 29.63
7970032 | LLG-Filter circles 90mm, quantitative medium fast, pack of 100 | 710 | 11.09
7970033 | LLG-Glass microfibre filter 125mm 1.6 µm, binder free, pack of 100 | 716 | 67.24
7970045 | LLG-Filter circles 125mm, quantitative medium fast, pack of 100 | 710 | 19.52
7970057 | LLG-Filter circles 90mm, quantitative fast, pack of 100 | 710 | 11.09
7970058 | LLG-Filter circles 125mm, quantitative fast, pack of 100 | 710 | 19.52
7970090 | Crucible lid Ø 70 mm, Alsint suitable to crucible 9.250 392 - 54 mm Ø, 9.250 393 - 60 mm Ø | 113 | 115.01
7970106 | LLG-Glass microfibre filter 47mm 0.7 µm, binder free, pack of 100 | 716 | 33.62
7970129 | Hand-held refractometer Master-OE analog, Oe 0,0-130°, 0,0-33,0% Brix | 1126 | 176.15
7970134 | LLG-Filter circles 125mm, qualitative very slow, pack of 100 | 699 | 11.45
7970139 | LLG-Filter circles 150mm, qualitative very slow, pack of 100 | 699 | 14.01
7970147 | Laboratory gas burner Powerjet for valve cartridges CG 1750 | 1382 | 367.65
7970184 | Measuring tube w/o stopcock 10ml:1/10 zero-point in tip | 640 | 152.09
7970241 | Intensive condenser 500 mm ML socket/cone NS 29/32, with olives, DURAN-tube | 636 | 250.23
7970258 | LLG-Syringe pre-filters, PVDF, 0,20 µm Ø 13 mm, transparent, non sterile, pack of 500 | 731 | 474.08
7970266 | LLG-Filter circles 125mm, qualitative medium, pack of 100 | 699 | 10.45
7970267 | LLG-Filter circles 70mm, qualitative very slow, pack of 100 | 699 | 6.36
7970268 | LLG-Fitler circles 90mm, qualitative very slow, pack of 100 | 699 | 7.59
7970269 | LLG-Filter circles 150mm, qualitative medium, pack of 100 | 699 | 12.69
7970271 | LLG-Filter circles 70mm, quantitative very slow, pack of 100 | 710 | 9.57
7970273 | Standing flask 4000 ml Boro 3.3, w/o stopper ISO 1773, DIN 12348 | 21 | 89.4
7970278 | Liebig condenser 250 mm, NS 29/32 glass olive, boro 3.3 | 637 | 35.87
7970286 | LLG-Syringe pre-filter from PVDF, 0,45 µm Ø 25 mm, transparent, pack of 500 | 731 | 450.4
7970339 | LLG-Glass microfibre filter 110mm 1.6 µm, binder free, pack of 100 | 716 | 47.1
7970385 | LLG-Syringe pre-filter from PTFE, 0.45 µm Ø 13 mm, transparent, pack of 500 | 731 | 497.8
7970387 | LLG-Syringe pre-filter from PVDF, 0,20 µm Ø 25 mm, transparent, pack of 500 | 731 | 450.4
7970389 | LLG-Syringe pre-filter from CA, 0,80 µm Ø 25 mm, green, non sterile, pack of 500 | 730 | 462.24
7970402 | LLG-Syringe pre-filter from PTFE, 0.22 µm Ø 13 mm, transparent, pack of 500 | 731 | 497.8
7970516 | Optifit-Pipette tips 0,1 - 10 µl standard, 31,5 mm, tips ID: A, non sterile, refill tower, pack of 10x96 | 990 | 91.86
7970531 | Minisart® NY 25, 25 mm pore size 0.2 µm, pack of 50 | 735 | 149.29
7970541 | Optifit pipette tips 0,1 - 10 µl standard, 31,5 mm, tips ID: A, pre sterilized, refill pack, pack of 20x96 | 990 | 213.6
7970554 | H2O Osmolality Standard 5 ml 400mOsm/Kg, pack of 12 | 1344 | 193.18
7970571 | LLG-Filter circles 70mm, quantitative medium fast, pack of 100 | 710 | 7.85
7970591 | LLG-Filter circles 240mm, quantitative medium fast, pack of 100 | 710 | 66.49
7970670 | Forceps 110 mm, sharp/straigth POM, non sterilised pack of 10 | 136 | 4.35
7970673 | LLG-Evaporating dish 274/1 22 ml, 54 x 22 mmm, flat bottom, with drain | 106 | 9.06
7970683 | Precision balance PLJ 4200-2F 4200 g / 0,01 g, weighing plate 160 mm Ø | 363 | 855.19
7970696 | Whirl-Pak® sample bags 115x230 mm with scoop (60 ml), PE, sterile, volume 532 ml, white, pack of 50 | 561 | 222.99
7970699 | Comply chemical indicator 1250 pack of 240 | 1208 | 69.21
7970742 | LLG-Glass microfibre filter 55mm 0,7 µm, without binder pack of 100 | 716 | 46.69
7970771 | Precision tweezers 140 mm type SS.SA, with extra fine tips | 134 | 28.22
7970783 | Whirl-Pak® filter bags 150x230 mm for Homogenizer Blenders 710 ml, pack of 250 | 560 | 279.69
7970790 | LLG-Glass microfibre filter 37mm 1.6 µm, binder free, pack of 100 | 716 | 19.67
7970861 | LLG-Vials stand, PP, blue for up to 50 vials, volume 1.5m l, 200 x 105 x 17 mm, stackable | 1451 | 24.94
7970866 | UV cabinat/PCR workstation with dual UV protection lamp and UV recirculator | 1305 | 3380.15
7970873 | Whirl-Pak® sample bags 115x230 mm with writing field, PE, with Speci-Sponge® capacety 532 ml, sterile, pack of 100 | 561 | 180.94
7970886 | Whirl-Pak® sample bags 150x380 mm with writing area, sterile, volume 1242 ml, pack of 250 | 560 | 220.92
7970889 | CHROMAFIL Xtra disposable filter PTFE-20/13 PTFE, 0.2 µm, 13 mm, colourless PP-case, labelled, pack of 100 | 737 | 111.43
7970892 | LLG-2in1 KIT: 1.5 ml Short thread vials clear + KGW-caps Ultra Clean blue, ND9, pack of 100 | 1439 | 43.86
7970900 | Illuminated magnifying "mobilux LED" 6,0x magn., 58 mm Ø illumination: LED lamp | 1094 | 87.68
7970905 | Dispersing element S 25 N - 10 G - ST saw-tooth, Ø10 mm | 607 | 1740.75
7970906 | Dispersing element S 25 N - 18 G - ST saw-tooth, Ø18 mm | 607 | 1750.3
7971013 | LLG-Evaporating dish 274/10 3000 ml, 254 x 105 mm, flat bottom, with drain | 106 | 77.05
7971172 | Wire shelf plastic coated for LR/LF/LFF/PR/PF 660/700/1400 incl. supporters | 785 | 135.59
7971324 | Wire shelf plastic coated for LF 300, incl. supporters | 785 | 135.59
7971350 | Datalogger LOG32TPH for temperature,humidity,pressure 102 x 20 x 21 mm, 70 g | 412 | 106.8
7971434 | Disposable Sampler 100 ml "DispoPipette" HDPE, sterile 500 mm long, pack of 20 | 557 | 151.81
7971443 | Orbital shaker Vortex 2 | 499 | 390.55
7971461 | Test tube shaker ZX4 with infrared sensor, 0 up to 3000 rpm 100-240V, 50/60 Hz | 498 | 251.98
7971467 | Ultrasonic homogenizer HD 4200 SONOPULS, Set: consisting of: generator GM 4200, ultrasonic converter UW 200, | 613 | 4998.74
7971473 | CHROMAFIL Xtra disposable filter CA-20/13 cellulose acetate, 0.20 µm, 13 mm colourless PP-case, labelled, pack of 100 | 736 | 111.43
7971495 | CHROMAFIL Xtra disposable filter GF-100/13 regenerated cellulose, 0.1 µm, 13 mm, colourless PP-case, labelled, pack of 100 | 739 | 111.43
7971555 | Mini Horizontal electrophoresis pack With starter KIT incl. CSL-AG100, CSL-LOADDYE CSL-MDNA-1kb, MSMINIDUO-NANA300 | 1306 | 1138.74
7971615 | LLG-Filter circles 240mm, qualitative very slow, pack of 100 | 699 | 26.55
7971642 | Filter crucibles 50ml porosity F | 745 | 29.73
7971775 | Germination test paper 1765 2000 x 110 mm, 50 pleats pack of 1000 | 708 | 1841.32
7980357 | Round bottom flask 100 ml, amber NS 29/32, Boro 3.3, DIN 12394 | 619 | 26.68
7980358 | Round bottom flask 250 ml, amber NS 29/32, Boro 3.3, DIN 12394 | 619 | 33.57
7980791 | Iodine determination flask 500 ml, with collar with hollow hexagonal stopper NS 29/32 | 624 | 110.94
7980952 | Double micro-spatulas 150x9 mm straight, 18/10 steel | 118 | 3.37
7980963 | Hydrometer acc.to Baumé 49-61:0.2° PC, reference temperature 15°C lenght 250mm | 426 | 110.58
7981185 | Stand dispersing unit POLYTRON® PT 2500 E 0,05 - 2500ml, 230 V with EU plug | 600 | 2594.45
7981188 | Safety positioning ring for ST-F20/600 and ST-P20/600 | 602 | 44.27
7981189 | Vessel holder w. guide for ST-F20/600 and ST-P20/600 | 602 | 284.67
7981287 | Wall holder ET 30 for 30 I tank | 1289 | 265.35
7981345 | Whirl-Pak® sample bags 95x180 mm PE, sterile, cap. 207 ml, pack of 500 | 560 | 123.31
7981360 | Titrating apparate acc.to Schilling, Silberbrand, Schellbach stripes, 25 ml:0,1 ml, amber glass | 1025 | 124.1
7981381 | Titrator module TL 7750 KF 10 main supply 100-240 V | 1036 | 11315.46
7981548 | Dosys classis 173, 0.025 - 0.3 ml self-filling syringe valve integrated | 1008 | 157.94
7981562 | Dispersing element S 25 N - 8 G - ST saw-tooth, Ø8 mm | 607 | 2238.28
7981659 | Molecular model set Organic Stereochemistry Teacher Set, 166 atoms | 174 | 102.83
7981688 | Hei-TORQUE 100 Value EU plug | 488 | 1957.78
7982409 | Filter crucibles 50ml porosity C | 745 | 28.73
7982553 | Liquid nitrogen container GT 21,Aluminium alloy cap. 21 ltrs | 768 | 2334.99
7982609 | Ultra freezer box B 35-85 -85...-50°C, 35 L, 58x76.5x54cm | 775 | 8375.64
7982708 | Tacta® Pipette 5-pack 20 incl. Linear Stand and Tacta® Pipetten: 2-20;10-100;20-200;100-1000 a. 500-5000l µl and Sartorius Optifit Tip tray Box | 961 | 1605.58
7982838 | Gel documentation system omniDoc with 620nm EtBr filter, 312nm. and white Light table, UV transilluminator, USB connection, | 1312 | 8105.05
7983353 | Electronic stirrer Ministar 20 digital 230V, 50 / 60Hz, EU plug | 480 | 1398.32
7983354 | Electronic stirrer Ministar 80 digital 230V, 50 / 60Hz, EU plug | 480 | 1725.24
7983628 | Chemistry pumping unit PC 520 select with MZ 2C NT, 230V / 50-60Hz, CEE mains cable | 1073 | 9708.94
7983629 | Chemistry pumping unit PC 511 select with MZ 2C NT, 230V / 50-60Hz, CEE mains cable | 1073 | 7075.57
7983641 | Digital dry block heater and cooler CH3-150 EU -3°C to +150°C, Left side cools, right side heats independently controllable | 892 | 2009.05
7983642 | Block with 10 holes of 16 mm diameter flat bottom | 892 | 259.94
7983643 | Block with 6 holes of 25 mm diameter flat bottom | 892 | 259.94
9000032 | Evaporating basin DURAN®,diam.50 mm,height 25 mm cap.15 ml,with spout and flat base | 104 | 15.04
9000034 | Evaporating basin DURAN,diam. 60 mm,height 30 mm cap. 45 ml,with spout and flat base | 104 | 15.43
9000038 | Evaporating basin DURAN®,diam.70 mm,height 35 mm cap. 60 ml,with spout and flat base | 104 | 17.38
9000041 | Evaporating basin DURAN®,diam.80 mm,height 45 mm cap. 90 ml,with spout and flat base | 104 | 18.93
9000044 | Evaporating basin DURAN®,diam.95 mm,height 55 mm cap. 170 ml,with spout and flat base | 104 | 20.08
9000049 | Evaporating basin DURAN®,diam.115 mm,height 65 mm cap. 320 ml,with spout and flat base | 104 | 30.28
9000054 | Evaporating basin DURAN®,diam.140 mm,height 80 mm cap. 600 ml,with spout and flat base | 104 | 38.53
9000059 | Evaporating basin DURAN®,diam.190 mm with spout and flat base | 104 | 94.32
9000063 | Evaporating basin DURAN®,diam.230 mm with spout and flat base | 104 | 136.95
9000110 | Evaporating basin,quartz,diam. 40 mm,height 18 mm cap. 10 ml,with spout and flat base | 104 | 29.12
9000111 | Evaporating basin,quartz,diam.50 mm,height 25 mm cap.15 ml,with spout and flat base | 104 | 30.44
9000112 | Evaporating basin,quartz,diam. 60 mm,height 30 mm cap. 45 ml,with spout and flat base | 104 | 46.47
9000113 | Evaporating basin,quartz,diam. 70 mm,height 35 mm cap. 60 ml,with spout and flat base | 104 | 70.53
9000114 | Evaporating basin,quartz,diam. 80 mm,height 45 mm cap. 90 ml,with spout and flat base | 104 | 87.32
9000115 | Evaporating basin,quartz,diam. 95 mm,height 55 mm cap. 170 ml,with spout and flat base | 104 | 103.73
9000116 | Evaporating basin,quartz,diam. 115 mm,height 65 mm cap. 320 ml,with spout and flat base | 104 | 114.89
9000150 | LLG-Evaporating dish 207/1 41ml, 72x26mm, medium form, with drain | 105 | 11.56
9000151 | LLG-Evaporating dish 207/2 62ml, 83x27mm, medium form, with drain | 105 | 12.69
9000152 | LLG-Evaporating dish 207/3 110ml, 96x30mm, medium form, with drain | 105 | 17.77
9000153 | LLG-Evaporating dsih 207/5, 240ml, 127x42mm medium form, with drain | 105 | 25.95
9000154 | LLG-Evaporating dish 207/7 558ml, 170x55mm, medium form, with drain | 105 | 36.02
9000204 | Evaporating basin,porcelain,flat,diam. 40 mm height 8 mm, cap. 8 ml | 105 | 14.73
9000205 | Evaporating basin,porcelain,flat,diam. 50 mm height 10 mm, cap. 10 ml | 105 | 16.3
9000206 | Evaporating basin,porcelain,flat,diam. 63 mm height 13 mm, cap. 20 ml | 105 | 18.44
9000208 | Evaporating basin,porcelain,flat, diam. 80mm height 16 mm, cap. 45 ml | 105 | 20.39
9000210 | Evaporating basin,porcelain,flat,diam. 100 mm height 20 mm, cap. 100 ml | 105 | 27.94
9000212 | Evaporating basin,porcelain,flat,diam.125 mm height 25 mm,cap. 260 ml | 105 | 37.69
9000216 | Evaporating basin,porcelain,flat,diam.160mm height 40 mm,cap. 520 ml | 105 | 54.89
9000220 | Evaporating basin,porcelain,flat,diam. 200 mm height 55 mm,cap. 1100 ml | 105 | 120.34
9000225 | Evaporating basin,porcelain,flat,diam.240 mm height 60 mm,cap.1750 ml | 105 | 201.39
9000230 | Evaporating basin,porcelain,flat,diam. 300 mm height 55 mm,cap. 2900 ml | 105 | 285.01
9000304 | Evaporating basin,porcelain,hemispherical diam. 40 mm,height 16 mm,cap. 10 ml | 106 | 10.56
9000305 | Evaporating basin,porcelain,hemispherical diam. 50 mm,height 20 mm,cap. 25 ml | 106 | 11.9
9000306 | Evaporating basin,porcelain,hemispherical diam. 63 mm,height 25 mm,cap. 35 ml | 106 | 13.62
9000308 | Evaporating basin,porcelain,hemispherical diam. 80 mm,height 32 mm,cap. 75 ml | 106 | 19.36
9000310 | Evaporating basin,porcelain,hemispherical diam. 100 mm,height 40 mm, cap. 115 ml | 106 | 23.31
9000312 | Evaporating basin,porcelain,hemispherical diam. 115 mm,height 50 mm,cap. 285 ml | 106 | 37.36
9000316 | Evaporating basin,porcelain,hemispherical diam. 160 mm, height 64 mm,cap. 580 ml | 106 | 66.47
9000320 | Evaporating basin,porcelain,hemispherical diam.200 mm,height 80 mm,cap. 1000 ml | 106 | 98.51
9000325 | Evaporating basin,porcelain,hemispherical diam. 250 mm, height 100 mm, cap. 2000 ml | 106 | 169.39
9000330 | Evaporating basin,porcelain,hemispherical diam. 315 mm,height126 mm,cap. 3000 ml | 106 | 274.84
9000460 | Evaporating dish high shape,18/8 steel diam. 75 mm,height 35 mm, cap. 125 ml | 106 | 34.79
9000461 | Evaporating dish high shape,18/8 steel diam. 85 mm, cap. 250 ml | 106 | 44.27
9000462 | Evaporating dish high shape, 18/8 steel diam. 110 mm,height 55 mm, cap. 500 ml | 106 | 63.25
9000463 | Evaporating dish high shape, 18/8 steel diam. 140 mm, height 70 mm, cap. 1000 ml | 106 | 92.33
9000464 | Evaporating dish high shape, 18/8 steel diam. 160 mm, height 105 mm, cap. 2000 ml | 106 | 108.85
9000465 | Evaporating dish high shape, 18/8 steel diam. 200 mm, height 160 mm, cap. 5000 ml | 106 | 185.1
9000470 | Evaporating dish flat shap, 18/8 steel diam. 60 mm,height 20 mm,cap. 50 ml | 106 | 26.39
9000471 | Evaporating dish flat shap, 18/8 steel diam. 70 mm,height 20 mm,cap. 75 ml | 106 | 28.46
9000472 | Evaporating dish flat shap, 18/8 steel diam. 80 mm,height 20 mm,cap. 100 ml | 106 | 37.94
9001015 | Foot pump OTAL®, PP, diam. 15 mm 20 ltrs/min | 1037 | 135.98
9001018 | Foot pump OTAL®, PP, diam. 18 mm 26 ltrs/min | 1037 | 139.72
9001022 | Foot pump OTAL®, PP, diam. 22 mm 30 ltrs/min | 1037 | 154.29
9001075 | Sample bottles, 250 ml PP, clear, sterile R, without sodium thiosulfate, pack of 108 | 564 | 142.85
9001076 | Sample bottles 500 ml PP, clear, sterile R, without sodium thiosulfate, pack of 84 | 564 | 136.05
9001077 | Sample bottles, 1000 ml PP, clear, sterile R, without sodium thiosulfate, pack of 30 | 564 | 84.22
9001078 | Sample bottles 250 ml PP, amber, sterile R, without sodium thiosulfate, pack of 108 | 564 | 145.76
9001079 | Sample bottles 250 ml PP, amber, sterile R, without sodium thiosulfate, pack of 84 | 564 | 140.58
9001080 | Sample bottles, 1000 ml PP, amber, sterile R, without sodium thiosulfate, pack of 30 | 564 | 86.66
9001081 | Sample bottles 250 ml PP, clear, sterile R, with sodium thiosulfate, pack of 108 | 564 | 142.85
9001082 | Sample bottles 500 ml PP, clear, sterile R, with sodium thiosulfate, pack of 84 | 564 | 136.05
9001083 | Sample bottles, 1000 ml PP, clear, sterile R, with sodium thiosulfate, pack of 30 | 564 | 84.22
9001084 | Sample bottles 250 ml PP, amber, sterile R, with sodium thiosulfate, pack of 108 | 564 | 132.03
9001085 | Sample bottles 500 ml PP, amber, sterile R, with sodium thiosulfate, pack of 84 | 564 | 127.33
9001086 | Sample bottles 1000 ml PP, amber, sterile R, with sodium thiosulfate, pack of 30 | 564 | 86.66
9001110 | Can/drum pump "Pump it" PP/viton, 1000mm immersion depth | 1037 | 167.38
9001111 | Thread adapter set consisting of: # 0600-3002, -3003, -3004, -1014 and -1016 | 1037 | 94.73
9001112 | Hand pump OTAL®, PP, diam. 12 mm 14 ltrs/min | 1038 | 107.52
9001115 | Hand pump OTAL®, PP, diam. 15 mm 20 ltrs/min | 1038 | 117.69
9001118 | Hand pump OTAL®, PP, diam. 18 mm 26 ltrs/min | 1038 | 116.63
9001130 | Foot pump OTAL®, PVDF, diam. 16 mm 20 ltrs/min | 1037 | 213.15
9001132 | OTAL® foot pumps, 18 mm Ø stainless steel tubing | 1037 | 213.15
9001133 | OTAL® Foot pump, 12 mm PVC dispensing tube | 1037 | 139.72
9001134 | Foot pumps for solvent immersion depth 95cm, 30l/min. | 1040 | 643.76
9001135 | Hand pump OTAL®, PVDF, diam. 16 mm 20 ltrs/min | 1038 | 181.68
9001137 | OTAL® Hand pump, 18 mm Ø stainless steel | 1038 | 198.2
9001138 | OTAL® Hand pump 12 mm dia. PP/PVC | 1038 | 113.55
9001210 | Miniature pump OTAL®, PP, diam. 10 mm 4 ltrs/min | 1038 | 80.35
9001260 | Barrel pump Ultrarein from PTFE immersion depth 600 mm, dip tube-Ø 32 mm | 1039 | 706.74
9001336 | Drum stopper for 40-70mm dia. | 1039 | 37.62
9001337 | Screwthread connections R2, mauser 2 | 1039 | 64.42
9001338 | Drum screwthread connections PP, Tri-Sure | 1039 | 70.53
9001340 | Drum hand pump, stainless steel, PTFE immersion depth 570 mm, diam. 32 mm | 1038 | 335.19
9001341 | Drum hand pump, stainless steel, PTFE immersion depth 910 mm, diam. 32 mm | 1038 | 349.84
9001345 | Drum hand pumps,drum screw thread 2" | 1038 | 86.59
9001346 | Antistatic set, complete in plastic case | 1042 | 73.27
9001347 | Drum screwthread connection 2" PP, counternut | 1039 | 60.64
9001349 | Hand pumps for selvent immersion depth max.600mm | 1040 | 587.95
9001351 | Hand pump MINI for solvents stainless steel/PTFE, GL 45 thread, 40 cm PTFE suction hose, | 1040 | 605.82
9001352 | PTFE thread adapter GL45/S40 for hand pump MINI | 1040 | 57.06
9001353 | ETFE thread adapter GL45/GL38 for hand pump MINI | 1040 | 57.06
9001354 | ETFE thread adapter GL45/GL32 for hand pump MINI | 1040 | 57.06
9001355 | Siphoning pumps,with stopcock immersion tube length 100 mm,diam. 15 mm | 1038 | 79.72
9001356 | Drum pumps, PP, 500mm with rigid discharge | 1039 | 206.48
9001357 | Drum pumps, PP, 650mm with rigid discharge | 1039 | 206.48
9001358 | Drum pumps, PP, 800mm with rigid discharge | 1039 | 213.71
9001359 | Drum pumps, PP 1000mm with rigid discharge | 1039 | 224.84
9001362 | Drum hand pump, stainless steel 570 mm immersion depth with tubing and stopcock | 1038 | 545.73
9001363 | Drum hand pump, stainless steel 910 mm immersion depth with tubing and stopcock | 1038 | 562.4
9001364 | Drum pumps, PP, 1250mm with rigid discharge | 1039 | 250.69
9001365 | Drum pumps, PP, 1500mm with rigid discharge | 1039 | 263.42
9001366 | Drum pumps, PP 500mm with outlet tubing and stopcock | 1039 | 206.48
9001367 | Drum pumps, PP 650mm with outlet tubing and stopcock | 1039 | 206.48
9001368 | Drum pumps, PP 800mm with outlet tubing and stopcock | 1039 | 213.71
9001369 | Drum pumps, PP 1000mm with outlet tubing and stopcock | 1039 | 224.84
9001370 | Drum pumps, PP 1250mm with outlet tubing and stopcock | 1039 | 250.69
9001371 | Drum pumps, PP 1500mm with outlet tubing and stopcock | 1039 | 263.42
9001400 | Motor for barrel pump GLP25 230 V | 1041 | 200.31
9001401 | Pump station barrel pump GLP25 length 500 mm, 0 - 30 l/min, adapter IG 3/4", with angled tube | 1041 | 213.48
9001402 | Pump station barrel pump GLP25 length 700 mm, 0 - 30 l/min, adapter IG 3/4", with angled tube | 1041 | 213.25
9001403 | Pump station barrel pump GLP25 length 1000 mm, 0 - 30 l/min, adapter IG 3/4" | 1041 | 230.79
9001404 | angled tube PP AG 3/4", length 250 mm | 1041 | 37.12
9001405 | Stopper PP conical, D= 65-70 mm incl. O ring NBR # 790-0258 | 1041 | 30.67
9001406 | Pump nozzle, PP with 1.5 m PVC tube, DN 19 | 1041 | 101.69
9001410 | Barrel pump Set GLP25 length 500 mm, 0 - 30 l/min, adapter IG 3/4" with angled tube + stopper | 1040 | 376.55
9001411 | Barrel pump Set GLP25 length 700 mm, 0 - 30 l/min, adapter IG 3/4" with angled tube + stopper | 1040 | 394.1
9001412 | Barrel pump Set GLP25 length 1000 mm, 0 - 30 l/min, adapter IG 3/4" with angled tube + stopper | 1040 | 408.94
9001420 | Barrel pump AccuOne with rechargeable accu and charger, rigid discharge tube (Immersion pipe 50 cm) | 1041 | 784.64
9001421 | Barrel pump AccuOne with rechargeable accu and charger, rigid discharge tube (Immersion pipe 70 cm) | 1041 | 807
9001422 | Barrel pump AccuOne with rechargeable accu and charger, rigid discharge tube (Immersion pipe 100 cm) | 1041 | 829.54
9001423 | Barrel pump EnergyOne with power supply unit, rigid discharge tube (immersion pipe 50 cm) | 1041 | 663.06
9001424 | Barrel pump EnergyOne with power supply unit, rigid discharge tube (immersion pipe 70 cm) | 1041 | 685.77
9001425 | Barrelpump EnergyOne with power supply unit, rigid discharge tube (immersion pipe 100 cm) | 1041 | 708.26
9002606 | Aspirator bottle, PE, 5 L, natural with carrying handle, w/o stopcock, UV protection, with printed scale | 57 | 29.6
9002607 | Aspirator bottle, PE, 10 L, natural with carrying handle, w/o stopcock, UV-protection, with printed scale | 57 | 36.65
9002608 | Aspirator bottle PE, 25 L, natural with carrying handle, w/o stopcock, UV-protection, with printed scale | 57 | 48.06
9002611 | Water canister "PROFI" 10 ltr. HDPE, natural, with UV-protection, with stopper and integrated stopcock | 61 | 25.01
9002612 | Water canister "PROFI" 22 ltr. HDPE, natural, with UV protection, with stopper and integrated stopcock | 61 | 31.01
9002670 | Angled stopcock, straight, thread 22mm natural, blue rotary handle, sleeve connection 12mm (1/2") | 57 | 11.71
9002671 | Stopcock curved, handle above with beak connection 12mm wide thread | 57 | 11.71
9002721 | Aspirator bottles,PP,with stopcock cap. 10 ltrs | 58 | 156.71
9002722 | Aspirator bottles,PP,with stopcock cap. 20 ltrs | 58 | 195.8
9002723 | Aspirator bottles PP 50l with stop cock | 58 | 319.77
9003032 | Small pegs for draining rack PS, pack of 11 | 1184 | 18.46
9003033 | Pegs for draining rack PS pack of 72 | 1184 | 53.67
9003240 | Draining rack, PS, 72 pegs 450 x 630 mm | 1184 | 137.57
9003305 | Draining racks,PE-coated wire for 60 test tubes and 5 flasks | 1184 | 92.08
9003320 | Draining racks,PE-coated wire for 24 test tubes and 20 flasks | 1184 | 112.48
9003344 | Dropping frame without fluting LaboPlast®, 40 x 40 cm, PVC comp. with attached rods | 1184 | 253.07
9003355 | Dropping frame without fluting LaboPlast®, 50 x 50 cm, PVC comp. with attached rods | 1184 | 277.2
9003366 | Draining boards without fluting LaboPlast®, 60 x 60 cm, PVC comp. with attached rods | 1184 | 321.28
9003367 | LLG-Opening pliers N 11 OE for aluminium caps 11 mm Ø | 1451 | 251.01
9003368 | LLG-Opening pliers N 13 OE for aluminium caps 13 mm Ø | 1451 | 251.01
9003369 | LLG-Opening pliers N 20 OE for aluminium caps 20 mm Ø | 1451 | 251.01
9003374 | Draining boards,PVC,400x400 mm | 1184 | 249.33
9003375 | Draining boards,500x500 mm | 1184 | 289.12
9003376 | Draining boards,600x600 mm | 1184 | 335
9003425 | LLG-Ampules,with rolled rim,cap. 5 ml pack of 100 | 1446 | 29.24
9003426 | LLG-Ampules,with rolled rim,cap. 10 ml pack of 100 | 1446 | 31.19
9003430 | LLG-Aluminium crimp cap N 20, silver, center hole Butyl dark grey/centrical PTFE-lamination grey, Hardness: 50° shore A, Thickness: 3 mm | 1447 | 53.28
9003434 | LLG-Alu crimp cap N 20, silver hole, silicone blue transparent/PTFE colourless, hardness 40° shore A, septa thick.3mm, pack of 100 | 1447 | 126.5
9003435 | LLG-Micro inserts for vials N8/N11 pack of 100 transparent | 1435 | 31.31
9003441 | LLG-Aluminium crimp cap N 11, silver, center hole, Natural Rubber/Butyl red-orange/TEF colourless, Hardness: 45° shore A, Thickness: 1.3 mm | 1441 | 11.44
9003443 | LLG-Vials closure N8 TB/oA, silver 0.9 mm, alu, seal butyl rubber, PTFE pack of 100 | 1435 | 12.54
9003445 | LLG-Aluminium crimp cap, Center Tear Off Cap N 20 gold, Hardness: 50° shore A, Thickness: 3 mm, Butyl dark grey/centrical PTFE grey, | 1447 | 49.47
9003446 | LLG-Aluminium crimp cap N 11, silver, center hole, Silicone white/PTFE red, Hardness: 40° shore A, Thickness: 1.3 mm, pack of 100 | 1441 | 20.81
9003448 | LLG-Screw Neck Vial N 9, 1,5ml O.D.: 11,6mm, outer height: 32 mm, clear, flat bottom, wide opening, pack of 100 | 1437 | 12.26
9003452 | LLG-Headspace Crimp Neck Vial N 20-20, 20ml 22,5x75,5mm, clear, flat bottom, flat DIN neck, pack of 100 | 1447 | 33.15
9003453 | LLG-Headspace Crimp Neck Vial N 20-20, 20ml 22,5x75.5 mm, clear, rounded bottom, rounded bottom, flat DIN neck, pack of 100 | 1447 | 35.35
9003454 | LLG-Aluminium crimp cap N 20, silver, center hole, Butyl red/PTFE grey, Hardness: 50° shore A, Thickness: 3 mm pack of 100pcs | 1447 | 35.03
9003456 | LLG-Pressure release safety caps ND20, Alu,silver,centre hole,ready assembled,3.2mm, silicone white/PTFE beige,45°shore A,pack of 100 | 1447 | 64.94
9003457 | LLG-Bimetal crimp cap N 20, red/silver, center hole, Butyl light grey/PTFE dark grey, Hardness: 50 ° shore A, Thickness: 3 mm pack of 100pcs | 1448 | 58.26
9003458 | LLG-Bimetal crimp cap N 20, red/silver, center hole, Silicone beige/PTFE grey, Hardness: 60° shore A, Thickness: 3 mm pack of 100pcs | 1448 | 85.19
9003460 | LLG-Aluminium crimp caps N 20 silver hole, silicone white /PTFE beige, hardness 40° shore A, septa thick.3mm, pack of 100 | 1447 | 63.9
9003465 | ALUGRAM Xtra sheets SIL G 200x200mm pack of 25 pieces | 1495 | 208.12
9003466 | LLG-Headspace screw-neck bottles N 18, 10 ml O.D.: 22,5 mm, outer height 46 mm, clear, round bottom, pack of 100 | 1446 | 39.47
9003470 | LLG-Ampule crimper for 8 mm aluminium caps | 1451 | 285.53
9003471 | LLG-Ampule crimper for 11 mm aluminium caps | 1451 | 238.6
9003473 | LLG-Ampule crimper for 13 mm aluminium caps | 1451 | 238.6
9003474 | TLC precoated plates SIL G-25 UV 254 size: 10x10 cm pack of 25 | 1495 | 123.19
9003475 | LLG-Ampule crimper for 20 mm aluminium caps | 1451 | 238.6
9003476 | POLYGRAM sheets SIL G/UV254 size: 5 x 20 cm pack of 50 | 1495 | 96.42
9003477 | ALUGRAM-Sheets SIL G/UV254 thickness: 0,2 mm, size: 5 x 10 cm pack of 50 | 1495 | 73.42
9003478 | ALUGRAM sheets SIL G/UV254 size: 5 x 20 cm, pack of 50 | 1495 | 96.42
9003480 | LLG-Ampoules N 8-1, amber, 1,5ml with screw thread, pack of 100 | 1435 | 17.12
9003481 | LLG-Screw Neck Vial 1,5 ml N 8 O.D.:11,6 mm, outer height: 32 mm, clear, flat bottom, small opening, pack of 100 | 1435 | 16.09
9003482 | LLG-Screw Neck Vial N 13, 4ml, O.D.: 14.75mm, outer height: 45 mm, clear, flat bottom pack of 100pcs | 1443 | 22.12
9003484 | LLG-Sscrew caps ND8, black PP, center hole, Silicone white/PTFE red, Hardness: 40°shore A,Thickness:1.3 mm,pack of 100 | 1436 | 33.28
9003487 | CHROMABOND Columns C18 volume: 3 ml, content of sorbent: 200 mg, PP, with PE-filterelements pack of 50 | 1463 | 225.33
9003488 | CHROMABOND Columns C18 volume: 3 ml, content of sorbent: 500 mg, PP, with PE-filterelements pack of 50 | 1463 | 251.33
9003491 | TLC precoated plates SIL G-25 size: 20x20 cm pack of 25 | 1495 | 190.13
9003492 | TLC precoated plates SIL G-25 UV 254 size: 20x20 cm pack of 25 | 1495 | 205.97
9003493 | Polygram S/L G/UV 254 pack of 50, 4x8cm | 1495 | 48.05
9003494 | TLC plates Polygram S/L G/UV 254 pack of 25, 20x20cm | 1495 | 72.96
9003495 | TLC plates Polygram ALOX N/UV 254 pack of 25, 20x20cm | 1498 | 214.96
9003496 | ALUGRAM sheets SIL G/UV254 size: 4 x 8 cm, pack of 50 | 1495 | 32.06
9003497 | ALUGRAM sheets SIL G/UV 254 size: 20 x 20 cm, pack of 25 | 1495 | 89.58
9003498 | ALUGRAM-sheets ALOX N/UV254 thickness: 0,2 mm, size: 20 x 20 cm pack of 25 | 1498 | 214.96
9003500 | DC simultaneous chamber 20x20cm | 1499 | 519.46
9003511 | LLG-Opening pliers N 8 OE for aluminium caps 8 mm Ø | 1451 | 250.97
9003541 | LLG-Screw caps N 24, white PP, mounted closed, silicone nature/PTFE beige 45° shore A, EPA-quality, pack of 1000 | 1450 | 632.91
9003542 | LLG-Septum 22 mm, butyl ret/PTFE grey, shore A, 2.5 mm pack of 1000 | 1450 | 301.51
9003543 | LLG-Closure 22 mm, PE, height 8,4mm cautchouc red-orange/TEF transparent, 60° shore A, 1,3 mm, pack of 1000 | 1449 | 284.16
9003544 | LLG-Closure 22 mm, PE, height 8.4mm Butyl red/PTFE grey, 55° shore A, 1.3 mm, pack of 1000 | 1449 | 308.96
9003545 | LLG-Closure 22 mm, PE butyl red/PTFE grey 55° shore A, 1,3 mm, pack of 1000 | 1449 | 308.96
9003549 | LLG-Crimp neck vial 4 ml, amber 45 x 14.7 mm, labelling field and file line pack of 1000 | 1443 | 192.4
9003560 | LLG-2in1 KIT: 1.5 ml Short thread vials clear + KGW-caps blue, ND9, pack of 100 | 1439 | 43.02
9003561 | LLG-2in1 KIT: 1.5 ml Short thread vials clear + KGW-caps transparent, ND9, pack of 100 | 1439 | 41.74
9003562 | LLG-2in1 KIT: 1.5 ml Short thread vials clear w. labeling field, + KGW-caps blue, ND9, pack of 100 | 1439 | 57.85
9003565 | LLG-2in1 KIT: 1.5 ml Crimp neck vials clear w. labeling field + Crimp caps silver, ND11, pack of 100 | 1442 | 31.39
9003567 | Liner PE 4 mm ID TAPFOCUS pack of 5 | 1492 | 402.62
9003568 | Liner PE PSS 2 mm ID FOCUS pack of 5 | 1492 | 333.21
9003569 | Liner PE 1 mm ID PTV GN pack of 5 | 1492 | 158.5
9003572 | Liner AG 4 mm ID TAPFOCUS pack of 25 | 1491 | 1275.07
9003576 | Liner AG 4 mm ID QW pack of 5 | 1491 | 202.92
9003579 | Liner AG 4 mm ID TAPER pack of 5 | 1491 | 257.02
9003586 | Liner AG 2.3 mm ID FOCUS pack of 5 | 1491 | 347.14
9003587 | Liner AG 4 mm CONNECTITE BOT HOLE pack of 5 | 1491 | 598.19
9003588 | Liner AG 4mm ID GN QW pack of 5 | 1491 | 254.75
9003592 | Septa 9,5 mm EC pack of 25 | 1493 | 103.14
9003593 | Septa 9,5 mm HT pack of 25 | 1493 | 111.93
9003594 | Septa 11,0 mm EC pack of 25 | 1493 | 105.01
9003595 | Septa 11,0 mm HT pack of 25 | 1493 | 111.93
9003596 | Septa 12,5 mm HT pack of 25 | 1493 | 111.93
9003597 | Septa 12,5 mm EC pack of 25 | 1493 | 105.01
9003762 | Capillary column OPTIMA Wax ID: 0.25 mm, film thickness: 0.25 µm length 25 m | 1488 | 773.07
9003763 | Capillary column OPTIMA Wax ID: 0.25 mm, film thickness: 0.25 µm length 30 m | 1488 | 773.07
9003767 | Capillary column OPTIMA Wax ID: 0.32 mm, film thickness: 0.25 µm length 30 m | 1488 | 825.48
9003771 | Capillary column OPTIMA Wax ID: 0.32 mm, film thickness: 0.50 µm length 30 m | 1488 | 825.48
9003796 | EC HPLC column EC 125/2 NUCLEODUR 100-3 C18 ec, length: 125 mm, ID: 2 mm | 1472 | 789.67
9003797 | EC HPLC column EC 125/3 NUCLEODUR 100-3 C18 ec, length: 125 mm, ID: 3 mm | 1472 | 803.65
9003798 | EC HPLC column EC 125/4 NUCLEODUR 100-3 C18 ec, length: 125 mm, ID: 4 mm | 1472 | 803.65
9003799 | EC HPLC column EC 125/4.6 NUCLEODUR 100-3 C18 ec, length: 125 mm, ID: 4.6 mm | 1472 | 838.58
9003800 | EC HPLC column EC 150/4.6 NUCLEODUR 100-3 C18 ec, length: 150 mm, ID: 4.6 mm | 1472 | 838.58
9003801 | EC HPLC column EC 250/2 NUCLEODUR 100-3 C18 ec, length: 250 mm, ID: 2 mm | 1472 | 915.45
9003802 | EC HPLC column EC 250/3 NUCLEODUR 100-3 C18 ec, length: 250 mm, ID: 3 mm | 1472 | 915.45
9003803 | EC HPLC column EC 250/4 NUCLEODUR 100-3 C18 ec, length: 250 mm, ID: 4 mm | 1472 | 915.45
9003804 | EC HPLC column EC 250/4.6 NUCLEODUR 100-3 C18 ec, length: 250 mm, ID: 4.6 mm | 1472 | 964.37
9003816 | EC HPLC column EC 125/2 NUCLEODUR 100-5 C18 ec, length: 125 mm, ID: 2 mm | 1472 | 638.72
9003817 | EC HPLC column EC 125/3 NUCLEODUR 100-5 C18 ec, length: 125 mm, ID: 3 mm | 1472 | 563.33
9003818 | EC HPLC column EC 125/4 NUCLEODUR 100-5 C18 ec, length: 125 mm, ID: 4 mm | 1472 | 563.33
9003819 | EC HPLC column EC 125/4.6 NUCLEODUR 100-5 C18 ec, length: 125 mm, ID: 4.6 mm | 1472 | 595.11
9003820 | EC HPLC column EC 150/4.6 NUCLEODUR 100-5 C18 ec, length: 150 mm, ID: 4.6 mm | 1472 | 595.11
9003821 | EC HPLC column EC 250/2 NUCLEODUR 100-5 C18 ec, length: 250 mm, ID: 2 mm | 1472 | 803.65
9003822 | EC HPLC column EC 250/3 NUCLEODUR 100-5 C18 ec, length: 250 mm, ID: 3 mm | 1472 | 663.88
9003823 | EC HPLC column EC 250/4 NUCLEODUR 100-5 C18 ec, length: 250 mm, ID: 4 mm | 1472 | 663.88
9003824 | EC HPLC column EC 250/4.6 NUCLEODUR 100-5 C18 ec, length: 250 mm, ID: 4.6 mm | 1472 | 705.81
9003866 | EC HPLC column EC 125/2 NUCLEOSIL 100-5 C18, length: 125 mm, ID: 2 mm | 1472 | 634.53
9003867 | EC HPLC column EC 125/3 NUCLEOSIL 100-5 C18, length: 125 mm, ID: 3 mm | 1472 | 560.44
9003868 | EC HPLC column EC 125/4 NUCLEOSIL 100-5 C18, length: 125 mm, ID: 4 mm | 1472 | 560.44
9003869 | EC HPLC column EC 125/4.6 NUCLEOSIL 100-5 C18, length: 125 mm, ID: 4.6 mm | 1472 | 592.22
9003870 | EC HPLC column EC 150/4.6 NUCLEOSIL 100-5 C18, length: 150 mm, ID: 4.6 mm | 1472 | 592.22
9003871 | EC HPLC column EC 250/2 NUCLEOSIL 100-5 C18, length: 250 mm, ID: 2 mm | 1472 | 803.65
9003872 | EC HPLC column EC 250/3 NUCLEOSIL 100-5 C18, length: 250 mm, ID: 3 mm | 1472 | 661.08
9003873 | EC HPLC column EC 250/4 NUCLEOSIL 100-5 C18, length: 250 mm, ID: 4 mm | 1472 | 661.08
9003874 | EC HPLC column EC 250/4.6 NUCLEOSIL 100-5 C18, length: 250 mm, ID: 4.6 mm | 1472 | 697.43
9003901 | Flow controller, plastic | 152 | 18.67
9003910 | Flow indicators LaboPlast LiquiMobil/San blue | 152 | 17.15
9003911 | Flow indicators Liquid Mobil/SAN red | 152 | 14.21
9003912 | Flow indicators, black LiquiMobil SAN | 152 | 18.67
9003913 | Flow indicator CheMobi PMP blue | 152 | 20.34
9003914 | Flow indicators CheMobi/PMP black | 152 | 23.09
9004006 | Density hydrometers, without thermometer 0,600-0,800, 280mm | 425 | 30.46
9004008 | Density hydrometers,without thermometer 0.800-1.000 g/ml : 0.002,280 mm | 425 | 21.76
9004010 | Density hydrometers,without thermometer 1.000-1.200 g/ml : 0.002,280 mm | 425 | 22.12
9004012 | Density hydrometers,without thermometer 1.200-1.400 g/ml : 0.002,280 mm | 425 | 22.12
9004014 | Density hydrometers,without thermometer 1.400-1.600 g/ml : 0.002,280 mm | 425 | 25.46
9004016 | Density hydrometers,without thermometer 1.600-1.800 g/ml : 0.002,280 mm | 425 | 25.46
9004057 | Density hydrometers,without thermometer 0.700-1.000 g/ml : 0.005,280 mm | 425 | 29.84
9004060 | Density hydrometers,without thermometer 1.000-1.500 g/ml : 0.005,300 mm | 425 | 25.49
9004065 | Density hydrometers,without thermometer 1.500-2.000 g/ml : 0.005,280 mm | 425 | 26.24
9004108 | Density hydrometers,suitable for calibration without thermometer 0.800-0.900 g/ml : 0.002,250 mm | 425 | 25.44
9004109 | Density hydrometers,suitable for calibration without thermometer 0.900-1.000 g/ml : 0.002,250 mm | 425 | 25.44
9004110 | Density hydrometers,suitable for calibration without thermometer 1.000-1.100 g/ml: 0.002,250 mm | 425 | 28.76
9004111 | Density hydrometers,suitable for calibration without thermometer 1.100-1.200 g/ml : 0.002,250 mm | 425 | 28.76
9004112 | Density hydrometers,suitable for calibration without thermometer 1.200-1.300 g/ml : 0.002,250 mm | 425 | 28.76
9004113 | Density hydrometers,suitable for calibration without thermometer 1.300-1.400 g/ml : 0.002,250 mm | 425 | 28.29
9004114 | Density hydrometers,suitable for calibration without thermometer 1.400-1.500 g/ml : 0.002,250 mm | 425 | 33.94
9004115 | Density hydrometers,suitable for calibration without thermometer 1.500-1.600 g/ml : 0.002,250 mm | 425 | 39.6
9004153 | Density hydrometers,without thermometer 0.760-0.820 g/ml : 0.001,160 mm | 426 | 24.87
9004154 | Density hydrometers,without thermometer 0.820-0.880 g/ml : 0.001,160 mm | 426 | 24.87
9004155 | Density hydrometers,without thermometer 0.880-0.940 g/ml : 0.001,160 mm | 426 | 24.87
9004156 | Density hydrometers,without thermometer 0.940-1.000 g/ml : 0.001,160 mm | 426 | 17.77
9004157 | Density hydrometers,without thermometer 1.000-1.060 g/ml : 0.001,160 mm | 426 | 19.31
9004158 | Density hydrometers,without thermometer 1.060-1.120 g/ml : 0.001,160 mm | 426 | 19.31
9004159 | Density hydrometers,without thermometer 1.120-1.180 g/ml : 0.001,160 mm | 426 | 19.31
9004160 | Density hydrometers,without thermometer 1.180-1.240 g/ml : 0.001,160 mm | 426 | 19.31
9004161 | Density hydrometers,without thermometer 1.240-1.300 g/ml : 0.001,160 mm | 426 | 23.18
9004162 | Density hydrometers,without thermometer 1.300-1.360 g/ml : 0.001,160 mm | 426 | 29.22
9004163 | Density hydrometers,without thermometer 1.360-1.420 g/ml : 0.001,160 mm | 426 | 29.22
9004305 | Hydrometer acc.to Baumé 0 - 5 Be : 0,1 Be, 260 mm without thermometer | 425 | 27.83
9004310 | Hydrometer acc.to Baumé 0 - 10 Be : 1,0 Be,220 mm without thermometer | 425 | 17.32
9004315 | Hydrometer acc.to Baumé 0 - 15 Be : 1,0 Be, 230 mm without thermometer | 425 | 24.44
9004320 | Hydrometer acc.to Baumé 0 - 20 Be : 1,0 Be,230 mm without thermometer | 425 | 19.42
9004330 | Hydrometer acc.to Baumé 0 - 30 Be : 1,0 Be,250 mm withaout thermometer | 425 | 15.01
9004340 | Hydrometer acc.to Baumé 0 - 40 Be : 1,0 Be, 250 mm without thermometer | 425 | 18.18
9004350 | Hydrometer acc.to Baumé 0 - 50 Be : 1,0 Be,280 mm without thermometer | 425 | 14.37
9004370 | Hydrometer acc.to Baumé 0 - 70 Be : 1,0 Be,300 mm without thermometer | 425 | 14.94
9005008 | Eye wash bottles mini Barikos KS,filled acc. to DIN EN 15154-4 | 253 | 23.94
9005009 | Eye wash bottles,Barikos KS,filled acc. to DIN EN 15154-4 | 253 | 26.24
9005015 | Wall holder for eye rinsing bottles BARIKOS | 253 | 4.64
9005017 | Wall container type 2 for 2 eye-wash bottles BARIKOS KS | 253 | 58.48
9005028 | Earplugs com4-fit model magenta, SNR 33 db(A) without strap, pack of 200 pair | 214 | 44.35
9005046 | Ear plugs, without strap, EN 352-2 pack of 200 pair | 214 | 49.93
9005047 | Ear plugs, with strip, EN 352-2 pack of 100 pair | 214 | 63.04
9005048 | Ear protector, EN 352-2 pack of 10 | 215 | 99.64
9005049 | Ear protectors replacement plugs, EN-352-2 pack of 20 pair | 215 | 67.37
9005066 | Face protection visor Clearways CV83 P polycarbonate shield, clear, for CB14 and CB20 | 205 | 17.94
9005067 | Browguard Clearways CB14 with elastic band, for face protector | 205 | 23.81
9005090 | Panoramic eyeshield 9405 color: transparent grey, lens: transparent/UV 2-1.2, non-fogging | 202 | 18.9
9005107 | Safety spectacles, Optidur 2002 UV, transparent | 203 | 15.56
9005115 | Safety goggles ultrasonic 9302 orange/grey, disc colorless/UV 2-1.2 supravision HC-AF | 203 | 25.2
9005117 | Spectacles UVEX i-vo 9160, black/grey, disc grey/UV 5-2,5, optidur NC | 202 | 23.39
9005128 | Safety eyeshields, skylite 9174, red lens:transparent, UV 2-1.2 ultradura | 200 | 14.39
9005166 | Eyeshield 9161 colorless UV 2-1,2 | 203 | 9.96
9005170 | Protective gloves Ultranitril Unit size 7 | 234 | 5.87
9005180 | Protective gloves Ultranitril Unit size 8 | 234 | 5.87
9005190 | Protective gloves Ultranitril Unit size 9 | 234 | 5.87
9005199 | Gloves Ultranitril 381 nitrile, size 11-11.5 per pair | 235 | 22.66
9005200 | Protective gloves Ultranitril Unit size 10 | 234 | 5.87
9005206 | Gloves Ultranitril 381 nitrile, size 7-7.5 per pair | 235 | 20.42
9005207 | Gloves Ultranitril 381 nitrile, size 8-8.5 per pair | 235 | 20.42
9005208 | Gloves Ultranitril 381 nitrile, size 9-9.5 per pair | 235 | 20.42
9005209 | Gloves Ultranitril 381 nitrile, size 10-10.5 per pair | 235 | 20.42
9005222 | KORSAR® Gloves, size 8, 250 mm cotton jersey, monofilament, 1 pair per pack | 237 | 1.03
9005223 | KORSAR® Gloves, size 12, 250 mm cotton jersey, monofilament, 1 pair per pack | 237 | 1.03
9005271 | Autoclave gloves,uncut cotton,330 mm | 239 | 79.83
9005272 | Autoclave gloves,uncut cotton,470 mm | 239 | 108.1
9005275 | KIMTECH® Science* gloves size XS 5-6 "STERLING", nitrile, latex free, powder free, with beaded cuff, pack of 150 | 226 | 38.98
9005276 | KIMTECH® Science* gloves size S 6-7 "STERLING", nitrile, latex free, powder free, with beaded cuff, pack of 150 | 226 | 38.98
9005277 | KIMTECH® Science* gloves size M 7-8 "STERLING", nitrile, latex free, powder free, with beaded cuff, pack of 150 | 226 | 38.98
9005278 | KIMTECH® Science* gloves size L 8-9 "STERLING", nitrile, latex free, powder free, with beaded cuff, pack of 150 | 226 | 38.98
9005279 | KIMTECH® Science* gloves size XL 9-10 "STERLING", nitrile, latex free, powder free, with beaded cuff, pack of 140 | 226 | 38.98
9005308 | Protective gloves, Alto 405 size 7, natural latex and neoprene, pair | 232 | 5.44
9005309 | Protective gloves, Alto 405 size 8, natural latex and neoprene, pair | 232 | 5.44
9005310 | Protective gloves Alto 405 size 9, natural latex and neoprene, pair | 232 | 5.44
9005311 | Protective gloves, Alto 405 size 10, natural latex and neoprene, pair | 232 | 5.44
9005339 | Examination gloves, size XS 5-6 UNIGLOVES "SELECT PLUS", Latex non-sterile, powder free, pack of 100 | 218 | 16.48
9005340 | Examination gloves size S 6-7 UNIGLOVES "SELECT PLUS", Latex non-sterile, powder free, pack of 100 | 218 | 16.48
9005341 | Examination gloves size M 7-8 UNIGLOVES "SELECT PLUS", Latex non-sterile, powder free, pack of 100 | 218 | 16.48
9005342 | Examination gloves size L 8-9 UNIGLOVES "SELECT PLUS", Latex non-sterile, powder free, pack of 100 | 218 | 16.48
9005343 | Examination gloves size XL 9-10 UNIGLOVES "SELECT PLUS", Latex non-sterile, powder free, pack of 100 | 218 | 16.48
9005344 | Nitrile gloves, size XS 5-6 UNIGLOVES "FORMAT", white, non-sterile powder free, beaded cuff, pack of 100 | 224 | 14.25
9005345 | Nitrile gloves, size S 6-7 UNIGLOVES "FORMAT", white, non-sterile powder free, beaded cuff, pack of 100 | 224 | 14.25
9005346 | Nitrile gloves, size M 7-8 UNIGLOVES "FORMAT", white, non-sterile powder free, beaded cuff, pack of 100 | 224 | 14.25
9005347 | Nitrile gloves, size L 8-9 UNIGLOVES "FORMAT", white, non-sterile powder free, beaded cuff, pack of 100 | 224 | 14.25
9005348 | Nitrile gloves, size XL 9-10 UNIGLOVES "FORMAT", white, non-sterile powder free, beaded cuff, pack of 100 | 224 | 14.25
9005352 | Vinyl gloves size L 8-9 UNIGLOVES "PREMIUM" pack of 100, non-sterile, powder free | 217 | 5.94
9005353 | Vinyl gloves size XL 9-10 UNIGLOVES "PREMIUM" pack of 100, non-sterile, powder free | 217 | 5.94
9005363 | Soft Nitrile gloves size M (7-8) "SOFT NITRIL WHITE", white, non-sterile, poder-free, rolling edges, pack of 100 | 224 | 9.71
9005395 | Nitrile gloves, size S 6-7 UNIGLOVES "FORMAT", blue, non-sterile powder free, beaded cuff, pack of 100 | 224 | 14.25
9005396 | Nitrile gloves, size M 7-8 UNIGLOVES "FORMAT", blue, non-sterile powder free, beaded cuff, pack of 100 | 224 | 14.25
9005397 | Nitrile gloves, size L 8-9 UNIGLOVES "FORMAT", blue, non-sterile powder free, beaded cuff, pack of 100 | 224 | 14.25
9005398 | Nitrile gloves, size XL 9-10 UNIGLOVES "FORMAT", blue, non-sterile powder free, beaded cuff, pack of 100 | 224 | 14.25
9005400 | Touch N Tuff®, size S (6½-7) Disposable gloves, nitrile, powder-free, green, 240 mm, pack of 100 | 225 | 32.18
9005401 | Touch N Tuff®, size M (7½-8) Disposable gloves, nitrile, powder-free, green, 240 mm, pack of 100 | 225 | 32.18
9005402 | Touch N Tuff®, size L (8½-9) Disposable gloves, nitrile, powder-free, green, 240 mm, pack of 100 | 225 | 32.18
9005403 | Touch N Tuff®, size XL (9½-10) Disposable gloves, nitrile, powder-free, green, 240 mm, pack of 100 | 225 | 32.18
9005404 | Touch N Tuff® Blue, size XL (9½-10) nitrile disposable gloves, not powdered, structured fingertips, 300 mm, pack of 100 | 225 | 30.43
9005420 | KIMTECH® Science* gloves size XS (5-6) "Purple Nitrile" nitrile, 240 mm, powder free, non sterile, pack of 100 | 226 | 29.26
9005421 | KIMTECH® Science* gloves size S (6-7) "Purple Nitrile" nitrile, 240 mm, powder free, non sterile, pack of 100 | 226 | 29.26
9005422 | KIMTECH® Science* gloves size M (7-8) "Purple Nitrile" nitrile, 240 mm, powder free, non sterile, pack of 100 | 226 | 29.26
9005423 | KIMTECH® Science* gloves size L (8-9) "Purple Nitrile" nitrile, 250 mm, powder free, non sterile, pack of 100 | 226 | 29.26
9005424 | KIMTECH® Science* gloves size XL (9-10) "Purple Nitrile" nitrile, 250 mm, powder free, non sterile, pack of 90 | 226 | 29.26
9005427 | Wall holder for glove dispenser boxes anti-microbial, blue | 231 | 52.93
9005446 | Cryo gloves 9-9,5 M 400mm length | 242 | 239.4
9005447 | Cryo gloves 10-10,5 L 400mm length | 242 | 239.4
9005451 | Cryo gloves 9-9,5 M 500mm length | 242 | 312.02
9005452 | Cryo gloves 10-10,5 L 500mm length | 242 | 312.02
9005500 | Secu Box Midi, 23,6x22,5x12,5cm blue "eye protection" without insert | 216 | 39.82
9005501 | Secu-Box Midi, 23,6x22,5x12,5cm transparent "eye protection" without insert | 216 | 47.46
9005502 | Secu-Box Midi, 23,6x22,5x12,5cm blue "ear protection" | 216 | 39.82
9005503 | Secu-Box Midi, 23,6x22,5x12,5cm transparent "ear protection" | 216 | 47.46
9005504 | Secu-Box Midi, 23,6x22,5x12,5cm blue "eye/ear protection" | 216 | 39.82
9005505 | Secu-Box Midi, 23,6x22,5x12,5cm transparent "ear/eye protection" | 216 | 47.46
9005506 | Secu-Box Midi, 23,6x22,5x12,5cm blue "mouth protection" | 216 | 39.82
9005507 | Secu-Box Midi, 23,6x22,5x12,5cm transparent "mouth protection" | 216 | 47.46
9005508 | Secu-Box Midi, 23,6x22,5x12,5cm blue "protective gloves" | 216 | 39.82
9005509 | Secu-Box Midi, 23,6x22,5x12,5cm transparent "protective gloves" | 216 | 47.46
9005511 | SecuBox Midi 23,6x22,5x12,5cm blue "protection gloves long" | 216 | 39.82
9005512 | SecuBox Midi 23,6x22,5x12,5cm transparent "protection gloves, long" | 216 | 47.46
9005513 | SecuBox Midi 23,6x22,5x12,5cm blue "hair protection" | 216 | 39.82
9005514 | SecuBox Midi 23,6x22,5x12,5cm transparent "hair protection" | 216 | 47.46
9005515 | SecuBox Midi 23,6x22,5x12,5cm blue "protectve overall" | 216 | 39.82
9005516 | SecuBox Midi 23,6x22,5x12,5cm transparent "protective overall" | 216 | 47.46
9005517 | Secu box Midi4, 23,6x22,5x12,5cm blue "eye protection" for 4 visitors safety spectacles | 216 | 79.92
9005518 | SecuBox Mini 23,6x12x12cm blue "hair protection" | 216 | 20.44
9005519 | Secu Box Mini 23,6x12x12cm transparent "hair protection" | 216 | 24.97
9005520 | SECU box mini 23,6x12x12cm blue "eye protection" | 216 | 20.44
9005521 | Secu Box Mini, 23,6x12x12 cm transparent "eye protection" | 216 | 24.97
9005522 | Secu-Box Mini blue "ear protection" | 216 | 20.44
9005523 | Secu-Box Mini transparent "ear-protection" | 216 | 24.97
9005524 | Secu-Box Mini blue "Eye/ear protection" | 216 | 20.44
9005525 | Secu-Box Mini transparent "eye/ear protection" | 216 | 24.97
9005526 | Secu-Box Mini blue "mouth protection" | 216 | 20.44
9005527 | Secu-Box Mini transparent "mouth protection" | 216 | 24.97
9005528 | Secu-Box Mini blue "protective gloves" | 216 | 20.44
9005529 | Secu-Box Mini transparent "protective gloves" | 216 | 24.97
9005541 | Secu Box Maxi 23,6x31,5x20cm blue "helmet" | 216 | 52.8
9005542 | Secu Box Maxi 23,6x31,5x20cm blue "helmet and eye protection" | 216 | 52.8
9005543 | Secu Box Maxi 23,6x31,5x20cm blue "helmed and ear protection" | 216 | 52.8
9005544 | Secu Box Maxi 23,6x31,5x20cm blue "eye and ear protection" | 216 | 52.8
9005545 | Secu-Box Maxi blue "mouth protection" | 216 | 52.8
9005546 | Secu Box Maxi 23,6x31,5x20cm blue "helmet or full face mask" | 216 | 52.8
9005547 | Secu Box Maxi 23,6x31,5x20cm blue "face shield" | 216 | 52.8
9005548 | Secu box Midi4, 23,6x22,5x12,5cm transparent "eye protection" for 4 visitors safety spectacles | 216 | 87.87
9005549 | Secu Box Maxi12, 23,6x31,5x20,0cm blue "eye protection" for 12 visitors safety spectacles | 216 | 133.66
9005555 | Full mask BRK 820 without filters ***Export control*** | 212 | 161.19
9005558 | Screw-type filter, gas filter 66 A (A2) Protection class: A2 | 213 | 20.03
9005559 | Screw-type filter, gas filter 66 B (B2) Protection class: B2 | 213 | 23.87
9005561 | Screw-type filter, gas filter 66 K (K2) Protection class: K2 | 213 | 20.21
9005563 | Screw-type filter, gas filter 67 ABEK (ABE2K1) Protection class: A2-B2-E2-K1 | 213 | 30.67
9005566 | Screw-type combination filter 80 BSt (B2 P2 R D) Protection class: B2-P2 R D | 213 | 29.15
9005590 | Half mask, without filter | 210 | 43.51
9005592 | Filters 203, protection class: A2 pack of 4 | 210 | 44.38
9005593 | Filters 203, protection class: P3R pack of 4 | 210 | 38.33
9005595 | Filters 205, protection class: A2-P3 pack of 4 | 210 | 57.44
9005596 | Filters 205, protection class: A1-B1-E1-K1-P3 pack of 4 ***Export control*** | 210 | 68.13
9005681 | Respirators series Aura 1883+ FFP3 NR D, 2-way-breath protection, pack of 8 | 208 | 84.44
9005750 | Respirators silv-Air classic 2100 FFP 1, w/o valve, white, pack of 20 | 207 | 32.39
9005751 | Respirators silv-Air classic 2110 FFP 1, with valve, white, pack of 15 | 207 | 34.19
9005753 | Respirators silv-Air classic 2210 FFP 2, with valve, white, pack of 15 | 207 | 36.88
9005754 | Respirators silv-Air classic 2220 FFP 2, with valve and active carbon filter, silver, pack of 15 | 207 | 47.68
9005755 | Respirators silv-Air classic 2310 FFP 3, with valve, white, pack of 15 | 207 | 79.05
9006001 | LLG-Protection spectacle "Classic" blue frame, clear lenses, 2C-1.2 U 1 F CE, anti-scratch | 196 | 5.2
9006002 | LLG-Protection spectacles "Basic" clear frame, clear lenses, uncoated, 2-1.2 U 1 F CE, pack of 10 | 196 | 27.28
9006007 | LLG-Protection spectacle "Lady" white-green frame, clear lenses, 2C-1.2 U 1 FT KN CE, anti-scratch | 197 | 14.83
9006008 | LLG-Protection spectacle "Lady" white-pink frame, clear lenses, 2C-1.2 U 1 FT KN CE, anti-scratch | 197 | 14.83
9006009 | LLG-Protection spectacle "Lady" black-green frame, clear lenses, 2C-1.2 U 1 FT CE, anti-scratch | 197 | 13.19
9006128 | Protection spectacle SecureFit 200 AS, UV, lenses: PC clear | 197 | 11.07
9006129 | Protection spectacles SecureFit 200 AS/AF, UV, lenses: PC grey | 197 | 13.36
9006132 | Protection spectacle SecureFit 400 AS/AF, lenses: PC clear frame: black/green | 197 | 16.04
9006133 | Protection spectacle SecureFit 400 AS/AF, lenses: PC grey frame: black/green | 197 | 16.84
9006370 | LLG-Disposable gloves, ERGO, Nitrile, size XS blue, fingers textured, powder free, 240mm, pack of 200 | 220 | 21.37
9006371 | LLG-Disposable gloves, ERGO, Nitrile, size S blue, fingers textured, powder free, 240mm, pack of 200 | 220 | 21.37
9006372 | LLG-Disposable gloves, ERGO, Nitrile, size M blue, fingers textured, powder free, 240mm, pack of 200 | 220 | 21.37
9006373 | LLG-Disposable gloves, ERGO, Nitrile, size L blue, fingers textured, powder free, 240mm, pack of 200 | 220 | 21.37
9006374 | LLG-Disposable gloves, ERGO, Nitrile, size XL blue, fingers textured, powder free, 240mm, pack of 180 | 220 | 21.37
9006375 | LLG-Disposable gloves, Standard, Nitrile, size S blue, textured, powder free, 240mm, pack of 100 | 221 | 14.83
9006376 | LLG-Disposable gloves, Standard, Nitrile, size M blue, textured, powder free, 240mm, pack of 100 | 221 | 14.83
9006377 | LLG-Disposable gloves, Standard, Nitrile, size L blue, textured, powder free, 240mm, pack of 100 | 221 | 14.83
9006378 | LLG-Disposable gloves, Standard, Nitrile, size XL blue, textured, powder free, 240mm, pack of 90 | 221 | 14.83
9006379 | LLG-Disposable gloves, Strong, Nitrile, size S blue, textured, powder free, 240mm, pack of 100 | 222 | 19.06
9006380 | LLG-Disposable gloves, Strong, Nitrile, size M blue, textured, powder free, 240mm, pack of 100 | 222 | 19.06
9006381 | LLG-Disposable gloves, Strong, Nitrile, size L blue, textured, powder free, 240mm, pack of 100 | 222 | 19.06
9006382 | LLG-Disposable gloves, Strong, Nitrile, size XL blue, textured, powder free, 240mm, pack of 90 | 222 | 19.06
9006383 | LLG-Disposable gloves, Classic, Latex, size S white, fingers textured, powder free, 240mm, pack of 100 | 217 | 12.62
9006384 | LLG-Disposable gloves, Classic, Latex, size M white, fingers textured, powder free, 240mm, pack of 100 | 217 | 12.62
9006385 | LLG-Disposable gloves, Classic, Latex, size L white, fingers textured, powder free, 240mm, pack of 100 | 217 | 12.62
9006386 | LLG-Disposable gloves, Classic, Latex, size XL white, fingers textured, powder free, 240mm, pack of 90 | 217 | 12.62
9006893 | 5 finger glove H115B140 up to 500°C aramid netting with special insulation, length approx. 400mm, per pair | 240 | 83.09
9010012 | Culture tubes,DURAN®,with screw cap,100x12 mm pack of 50 | 1375 | 278.31
9010013 | Culture tubes 13x100mm with thread and cap, DURAN pack of 50 | 1375 | 279.65
9010014 | Culture tubes 16x150mm with thread and cap, DURAN pack of 50 | 1375 | 279.65
9010016 | Culture tubes,DURAN®,with screw cap,160x16 mm pack of 50 | 1375 | 332.98
9010018 | Culture tubes 18X180mm pack of 50 with thread and screw cap | 1375 | 363.11
9010019 | Culture tubes 20x150mm with thread and cap, DURAN pack of 50 | 1375 | 381.81
9010032 | Culture tubes 12x100 mm, AR-glass with PP screw cap, pack of 100 | 1374 | 127.67
9010036 | Culture tubes 16x100 mm, AR-glass with PP screw cap, pack of 100 | 1374 | 113.76
9010037 | Culture tubes 16x160 mm, AR-glass with PP screw cap, pack of 100 | 1374 | 162.56
9010039 | Culture tubes 18 x 180 mm AR-glass, with even border pack of 121 | 1374 | 67.72
9010040 | Culture tubes 10 x 75 mm AR-glass, with even border pack of 250 | 1374 | 40.86
9010041 | Culture tubes 12 x 75 mm AR-glass, with even border pack of 250 | 1374 | 51.66
9010043 | Culture tubes 16 x 100 mm AR-glass, with even border pack of 78 | 1374 | 27.3
9010046 | Culture tubes,DURAN®,straight rim,for Kapsenberg caps,160 x 16 mm,pack of 100 | 1375 | 141.66
9010048 | Culture tubes,DURAN®,straight rim,for Kapsenberg caps,180x18 mm,pack of 100 | 1375 | 162.8
9010050 | Culture bottles,DURAN®,straight rim,for Kapsenberg cap,cap.50 ml | 1370 | 30.8
9010060 | Culture bottles,DURAN®,straight rim,for Kapsenberg cap,cap. 100 ml | 1370 | 33.57
9010070 | Culture bottles,DURAN®,straight rim,for Kapsenberg cap,cap. 200 ml | 1370 | 35.31
9010116 | Kapsenberg caps,Aluminum,for neck diam.16 mm | 1370 | 8.42
9010118 | Kapsenberg caps,Aluminum,for neck diam.18 mm | 1370 | 9.45
9010120 | Baffle flasks 100 ml, three baffles straight neck for metal caps, flask d.64mm, height 112mm, neck d.38mm | 1371 | 49.34
9010121 | Baffle flasks 250 ml, three baffles straight neck for metal caps, flask d.85mm, height 145mm, neck d.38mm | 1371 | 61.71
9010122 | Baffle flasks 500 ml, three baffles straight neck for metal caps, flask d.105mm, height 183mm, neck d.38mm | 1371 | 65.84
9010123 | Baffle flasks 1000 ml, three baffles straight neck for metal caps, flask d.131mm, height 232mm, neck d.38mm | 1371 | 84.61
9010125 | Baffle flasks 250 ml, three baffles, neck with rim, flask dia. 85mm, height 140mm, neck dia. 34mm | 1371 | 54.46
9010126 | Baffle flasks 300 ml, three baffles, neck with rim, flask dia. 87mm, height 156mm, neck dia. 34mm | 1371 | 54.46
9010127 | Baffle flasks 500 ml, three baffles, neck with rim, flask dia. 105mm, height 175mm, neck dia. 34mm | 1371 | 58.03
9010128 | Baffle flasks 1000 ml, three baffles, neck with rim, flask dia. 131mm, height 220mm, neck dia. 42mm | 1371 | 74.84
9010224 | Nutrient media bottles,DURAN®,with beaded rim, cap. 100 ml | 1370 | 36.77
9010239 | Nutrient media bottles,DURAN®,with beaded rim, cap. 300 ml | 1370 | 40.6
9010244 | Nutrient media bottles,DURAN®,with beaded rim, cap. 500 ml | 1370 | 51.33
9010254 | Nutrient media bottles,DURAN®,with beaded rim, cap. 1000 ml | 1370 | 63.4
9010266 | Nutrient media bottles,DURAN®,with beaded rim, cap. 2500 ml | 1370 | 125.94
9010273 | Nutrient media bottles,DURAN®,with beaded rim, cap. 5000 ml | 1370 | 203.64
9010472 | Culture flasks,DURAN®,Erlenmeyer shape, cap. 100 ml,straight neck diam. 38 mm | 1371 | 34.4
9010473 | Culture flasks,DURAN®,Erlenmeyer shape, cap. 200 ml,straight neck diam. 38 mm | 1371 | 37.05
9010474 | Culture flasks,DURAN®,Erlenmeyer shape, cap. 250 ml,straight neck diam. 38 mm | 1371 | 31.94
9010475 | Culture flasks,DURAN®,Erlenmeyer shape, cap. 300 ml,straight neck diam. 38 mm | 1371 | 18.84
9010476 | Culture flasks,DURAN®,Erlenmeyer shape, cap. 500 ml,straight neck diam. 38 mm | 1371 | 23.69
9010477 | Culture flasks,DURAN®,Erlenmeyer shape, cap. 1000 ml, straight neck diam. 38 mm | 1371 | 41.44
9010478 | Culture flasks,DURAN®,Erlenmeyer shape, cap. 2000 ml,straight neck diam.38 mm | 1371 | 53.02
9010481 | Metal caps,for culture flasks and media bottles stainless steel,for neck diam. 38 mm | 1376 | 29.43
9010482 | Metal caps,for culture flasks and media bottles, Aluminium,for neck diam. 38 mm | 1376 | 7.33
9010512 | Culture flask,DURAN®,Roux,conical neck,excentric, cap. 1200 ml | 1370 | 80.95
9010601 | Culture bottles with plastic screw cap, cap. 30 ml,27 x 75 mm height,pack of 100 | 28 | 275.8
9010602 | Culture bottles with aluminium screw cap, cap. 5 ml,14 x 50 mm height,pack of 100 | 28 | 323.65
9010603 | Culture bottles with plastic screw cap, cap. 5 ml,14 x 50 mm height,pack of 100 | 28 | 190.71
9010605 | Storage case from wood for 100 culture tubes 50x14 mm | 29 | 101.81
9010606 | Storage cases "Box" from PP for 49 culture tubes 50x14 mm black, with snap-on lid, stackable, pack of 2 | 29 | 71.26
9010608 | Culture bottles with aluminium screw cap, cap. 3 ml,12 x 35 mm height,pack of 100 | 28 | 123.09
9010609 | Storage case from Polystyrene for 50 culture tubes 35x12 mm, transparent | 29 | 5.05
9010610 | Culture bottles with plastic screw cap, cap. 15 ml,27 x 45 mm height,pack of 100 | 28 | 247.93
9010611 | Culture bottles with plastic screw cap, cap. 20 ml,27 x 50 mm height,pack of 100 | 28 | 262.59
9010612 | Test tubes with aluminium screw cap,boro-glass cap. 15 ml,16x98 mm,pack of 100 | 28 | 297.92
9010613 | Test tubes with plastic screw cap,boro-glass, cap. 15 ml,16 x 98 mm, pack of 100 | 28 | 227.39
9010614 | Storage case from polypropylene for 50 culture tubes 35x12 mm, whitely, autoclavable | 29 | 17.38
9010620 | Test tubes with plastic screw cap,boro-glass, cap. 50 ml,25 x 150 mm,pack of 100 | 28 | 358.85
9010632 | Mini Icepan Magic Touch 2, 1.0 ltr. with lid, blue, 13.5 x 18.3 x 18.3 cm (HxWxL) | 793 | 119.07
9010633 | Mini Icepan Magic Touch 2, 1.0 ltr. with lid, red, 13.5 x 18.3 x 18.3 cm (HxWxL) | 793 | 119.07
9010634 | Icepan Magic Touch 2, 2.5 ltr. with lid, blue, height 17.9 x Ø 26.8 cm | 793 | 166.87
9010635 | Icepan Magic Touch 2, 2.5 ltr. with lid, red, height 17.9 x Ø 26.8 cm | 793 | 169.25
9010636 | Icepan Magic Touch 2, 4.0 ltr. with lid, blue, no dan. goods height 22.7 x Ø 26.8 cm | 793 | 173.42
9010637 | Icepan Magic Touch 2, 4.0 ltr. with lid, red, height 22.7 x Ø 26.8 cm | 793 | 173.42
9010638 | Bel-Art Midi Icepan Magic Touch 2, 4.0 ltr. with lid, blue, 21.8 x 22.9 x 30.4 cm (HxWxL) | 793 | 176.16
9010639 | Midi Icepan Magic Touch 2, 4.0 ltr. with lid, red, 21.8 x 22.9 x 30.4 cm (HxWxL) | 793 | 176.16
9010691 | Cool container True North® 4 ltr., bucket, black, 181x234 mm, with spout and lid | 793 | 140.6
9010692 | Cool container True North® 1 ltr., emerald green, with spout and lid, 267x195.5x114 mm | 793 | 101.56
9010693 | Cool container True North® 4 ltr., arctic blue, with spout and lid, 381x254x182 mm | 793 | 147.85
9010694 | Cool container True North® 9 ltr., ruby red, with spout and lid, 521x292x163 mm | 793 | 198.15
9010770 | Silicone insert R for pipette container | 945 | 10.04
9010781 | Pipette box square 210 x 70 x 70 mm 18/10 steel | 945 | 127.28
9010782 | Pipette box square, 290 x 70 x 70 mm 18/10 steel | 945 | 128.59
9010783 | Pipette box square, 340 x 70 x 70 mm 18/10 steel | 945 | 154.8
9010784 | Pipette box square, 430 x 70 x 70 mm 18/10 steel | 945 | 164.66
9010785 | Pipette box square 490 x 70 x 70 mm 18/10 steel | 945 | 196.46
9010790 | Pipette box, round, 380 x 50 mm 18/8 steel | 945 | 121.14
9010791 | Pipette box, round, 420 x 50 mm 18/8 steel | 945 | 121.82
9010792 | Pipette box, round, 380 x 65 mm 18/8 steel | 945 | 124.73
9010793 | Pipette box, round, 450 x 65 mm 18/8 steel | 945 | 128.37
9010794 | Pipette box, round, 380 x 80 mm 18/8 steel | 945 | 132.07
9010795 | Pipette box, round, 500 x 80 mm 18/8 steel | 945 | 141.31
9010800 | Variable pipet containers,aluminium, 280-420 mm x 60 mm diam., | 945 | 43.73
9010801 | Variable pipet containers,aluminium 145-235 mm x 60 mm diam., | 945 | 30.12
9011009 | Carboys,PE-HD,cap. 5 ltrs,with handle, without base thread | 57 | 35.19
9011010 | Carboys,PE-HD,cap. 10 ltrs,with handle, without base thread | 57 | 41.42
9011025 | Carboys,PE-HD,cap. 25 ltrs,with handle, without base thread | 57 | 86.46
9011060 | Carboys,PE-HD,cap. 60 ltrs,with handle, without base thread | 57 | 166.52
9011069 | Carboys,PE-HD,cap. 5 ltrs,with handle, with base thread | 57 | 43.99
9011071 | Carboys,PE-HD,cap. 10 ltrs,with handle, with base thread | 57 | 42.8
9011072 | Carboys,PE-HD,cap. 25 ltrs,with handle, with base thread | 57 | 86.46
9011076 | Carboys,PE-HD,cap. 60 ltrs,with handle, with base thread | 57 | 133.22
9011078 | Adapter, LDPE, blue with seal 6.303 821 for barrel stopcock 9.139 997 | 57 | 9.37
9011102 | Carboys,PP,cap. 10 ltrs | 58 | 95.36
9011103 | Carboys,PP,cap. 20 ltrs | 58 | 161.42
9011104 | Carboys,PP,cap. 50 ltrs | 58 | 257.21
9011121 | Wide-neck carboy w. handle 10L, PP | 58 | 89.62
9011122 | Wide-neck carboy w. handle 20L, PP | 58 | 153.86
9011170 | Closure for stopcock opening with sealing 6.303 821 | 57 | 10.63
9011181 | Stopcock, plastic, blau | 57 | 23.48
9011504 | Cones, NS 12/21 | 654 | 5.31
9011505 | Cones, NS 14/23 | 654 | 3.6
9011506 | Cones, NS 19/26 | 654 | 3.69
9011508 | Cones, NS 29/32 | 654 | 4.79
9011510 | Cones, NS 45/40 | 654 | 15.11
9011521 | Sockets, NS 5/13 | 654 | 9.32
9011525 | Sockets, NS 14/23 | 654 | 3.73
9011526 | Sockets, NS 19/26 | 654 | 3.86
9011528 | Sockets, NS 29/32 | 654 | 5.05
9011530 | Sockets, NS 45/40 | 654 | 13.29
9011532 | Sockets, NS 71/51 | 654 | 75.56
9011533 | Sockets, NS 85/55 | 654 | 119.48
9011545 | Cones with Cone Tip, NS 14/23 | 654 | 3.11
9011548 | Cones with Cone Tip, NS 29/32 | 654 | 5.02
9011603 | Socket Members, Inch Range, KS 13/5 | 654 | 13.39
9011605 | Socket Members, Inch Range, KS 19 | 654 | 13.72
9011609 | Socket Members, Inch Range, KS 29 | 654 | 15.19
9011613 | Socket Members, Inch Range, KS 35 | 654 | 18.28
9011623 | Ball Members, Inch Range, KS 13/5 | 654 | 13.56
9011625 | Ball Members, Inch Range, KS 19 | 654 | 13.93
9011629 | Ball Members, Inch Range, KS 29 | 654 | 15.89
9011630 | Ball Members, Inch Range, KS 35 | 654 | 18.44
9011642 | Joint sleeves,PTFE,for NS 14/23 | 652 | 8.73
9011643 | Joint sleeves,PTFE,for NS 19/26 | 652 | 11.58
9011644 | Joint sleeves,PTFE,for NS 24/29 | 652 | 13.88
9011645 | Joint sleeves,PTFE,for NS 29/32 | 652 | 11.54
9011647 | Joint sleeves,PTFE,for NS 45/40 | 652 | 32.42
9011655 | Joint sleeves,PTFE,for NS 14/23 | 652 | 3.34
9011656 | Joint sleeves,PTFE,for NS 19/26 | 652 | 3.92
9011657 | Joint sleeves,PTFE,for NS 24/29 | 652 | 4.76
9011658 | Joint sleeves,PTFE,for NS 29/32 | 652 | 4.87
9011660 | Joint sleeves,PTFE,for NS 45/40 | 652 | 14.31
9011661 | Joint sleeves,PTFE,for NS 60/46 | 652 | 53.23
9011662 | Joint sleeves, PTFE, for NS 70/51 | 652 | 102.94
9011663 | Sealing rings for jointed glassware PTFE, NS 10, pack of 50 | 652 | 31.61
9011664 | Sealing rings for jointed glassware PTFE, NS 14, pack of 50 | 652 | 35.09
9011665 | Sealing rings for jointed glassware PTFE, NS 19, pack of 50 | 652 | 36.8
9011666 | Sealing rings for jointed glassware PTFE, NS 24, pack of 50 | 652 | 37.14
9011667 | Sealing rings for jointed glassware PTFE, NS 29, pack of 50 | 652 | 37.72
9011668 | Sealing rings for jointed glassware PTFE, NS 45, pack of 50 | 652 | 54.66
9011675 | Forked clamp,chrome-nickel steel,with fixing screw for NS 14/23 | 651 | 31.83
9011676 | Forked clamp,chrome-nickel steel,with fixing screw for NS 19/26 | 651 | 33
9011677 | Forked clamp,chrome-nickel steel,with fixing screw for NS 24/29 | 651 | 35.74
9011678 | Forked clamp,chrome-nickel steel,with fixing screw for NS 29/32 | 651 | 35.74
9011680 | Forked clamp,chrome-nickel steel,with fixing screw for NS 45/40 | 651 | 40.15
9011685 | Forked clamp,chrome-nickel steel,w/o.fixing screw for NS 14/23 | 651 | 26.24
9011686 | Forked clamp,chrome-nickel steel,w/o.fixing screw for NS 19/26 | 651 | 27.63
9011687 | Forked clamp,chrome-nickel steel,w/o.fixing screw for NS 24/29 | 651 | 30.9
9011688 | Forked clamp,chrome-nickel steel,w/o.fixing screw for NS 29/32 | 651 | 30.9
9011690 | Forked clamp,chrome-nickel steel,w/o.fixing screw for NS 45/40 | 651 | 30.31
9011693 | Fork Clamps for Spherical Joints , KS 13 | 651 | 21.57
9011694 | Fork Clamps for Spherical Joints , KS 19 | 651 | 22.6
9011695 | Fork Clamps for Spherical Joints , KS 29 | 651 | 25.72
9011696 | Fork Clamps for Spherical Joints , KS 40/41 | 651 | 31.2
9011697 | Fork Clamps for Spherical Joints , KS 65 | 651 | 84.71
9011698 | Fork Clamps for Spherical Joints , KS 35 | 651 | 33.55
9011740 | Adapter reduction socket 14/32 cone NS 29/32, boro 3.3 | 645 | 14.34
9011750 | Reduction and Expansion Adapters with Ground Joint, Socket NS 29/32 Cone NS 14/23 | 645 | 17.94
9011755 | Reduction and Expansion Adapters with Ground Joint, Socket NS 14/23 Cone NS 29/32 | 645 | 14.68
9011760 | Reduction and Expansion Adapters with Ground Joint, Socket NS 45/40 Cone NS 29/32 | 645 | 32.85
9011765 | Reduction and Expansion Adapters with Ground Joint, Socket NS 29/32 Cone NS 45/40 | 645 | 42.09
9011766 | Reduction and Expansion Adapters with Ground Joint, Socket NS 19/26 Cone NS 14/23 | 645 | 14.47
9011767 | Reduction and Expansion Adapters with Ground Joint, Socket NS 29/32 Cone NS 19/26 | 645 | 19.36
9011783 | Joint clips NS 14 from steel sheet, chromium-plates | 651 | 9.89
9011784 | Joint clips NS 19 from steel sheet, chromium-plates | 651 | 13.55
9011785 | Joint clips NS 24 from steel sheet, chromium-plates | 651 | 14.19
9011786 | Joint clips NS 29 from steel sheet, chromium-plates | 651 | 12.1
9011797 | LLG-Fork clamp, stainless steel for spherical joints S13, with setting screw | 651 | 7.46
9011798 | LLG-Fork clamp, stainless steel for spherical joints S19, with setting screw | 651 | 9.57
9011799 | LLG-Fork clamp, stainless steel for spherical joints S29, with setting screw | 651 | 11.94
9011800 | LLG-Fork clamp, stainless steel for spherical joints S35, with setting screw | 651 | 15.89
9011801 | Round-bottom Flasks, 10 ml, NS 14/23, DURAN® | 618 | 6.93
9011802 | Round-bottom Flasks, 25 ml, NS 14/23, DURAN® | 618 | 7.85
9011805 | Round-bottom Flasks, 50 ml, NS 14/23, DURAN® | 618 | 9.94
9011810 | Round-bottom Flasks, 100 ml, NS 14/23, DURAN® | 618 | 11.67
9011815 | Round-bottom Flasks with Conical Joint, Cap. ml 250 Socket NS 14/23 | 618 | 30.02
9011827 | Round-bottom Flasks with Conical Joint, Amber, Cap. ml 100 Socket NS 29/32 | 619 | 53.41
9011828 | Round-bottom Flasks with Conical Joint, Amber, Cap. ml 250 Socket NS 29/32 | 619 | 91.86
9011829 | Round-bottom Flasks with Conical Joint, Amber, Cap. ml 500 Socket NS 29/32 | 619 | 94.84
9011835 | Round-bottom Flasks, 50 ml, NS 29/32, DURAN® | 618 | 9.53
9011840 | Round-bottom Flasks, 100 ml, NS 29/32, DURAN® | 618 | 11.28
9011845 | Round-bottom Flasks, 250 ml, NS 29/32, DURAN® | 618 | 23.74
9011850 | Round-bottom Flasks, 500 ml, NS 29/32, DURAN® | 618 | 30.87
9011855 | Round-bottom Flasks, 1000 ml, NS 29/32, DURAN® | 618 | 36.56
9011860 | Round-bottom Flasks with Conical Joint, Cap. ml 2000 Socket NS 29/32 | 618 | 62.99
9011864 | Round-bottom Flasks with Conical Joint, Cap. ml 5000 Socket NS 29/32 | 618 | 178.86
9011865 | Round-bottom Flasks with Conical Joint, Cap. ml 4000 Socket NS 29/32 | 618 | 151.03
9011866 | Round-bottom Flasks with Conical Joint, Cap. ml 6000 Socket NS 29/32 | 618 | 201.82
9011867 | Round-bottom Flasks with Conical Joint, Cap. ml 250 Socket NS 45/40 | 618 | 66.94
9011868 | Round-bottom Flasks with Conical Joint, Cap. ml 500 Socket NS 45/40 | 618 | 74.45
9011869 | Round-bottom Flasks with Conical Joint, Cap. ml 1000 Socket NS 45/40 | 618 | 71.37
9011870 | Round-bottom Flasks with Conical Joint, Cap. ml 2000 Socket NS 45/40 | 618 | 95.81
9011875 | Round-bottom Flasks with Conical Joint, Cap. ml 4000 Socket NS 45/40 | 618 | 227.8
9011877 | Round-bottom Flasks with Conical Joint, Cap. ml 5000 Socket NS 45/40 | 618 | 267.56
9011880 | Round-bottom Flasks with Conical Joint, Cap. ml 6000 Socket NS 45/40 | 618 | 274.25
9011885 | Round-bottom Flasks with Conical Joint, Cap. ml 10000 Socket NS 45/40 | 618 | 476.42
9011896 | Round bottom flask, 100 ml, PFA with NS 29/32 | 1225 | 106.09
9011897 | Round bottom flask, 250 ml, PFA with NS 29/32 | 1225 | 124.02
9011898 | Round bottom flask, 500 ml, PFA with NS 29/32 | 1225 | 154.37
9011901 | Round-bottom Flasks, Two-neck, Side Neck Angled , C. Neck NS 14/23 Side Neck NS 14/23 | 621 | 29.89
9011902 | Round-bottom Flasks, Two-neck, Side Neck Angled , C. Neck NS 14/23 Side Neck NS 14/23 | 621 | 30.05
9011903 | Round-bottom Flasks, Two-neck, Side Neck Angled , C. Neck NS 14/23 Side Neck NS 14/23 | 621 | 30.31
9011904 | Round-bottom Flasks, Two-neck, Side Neck Angled, C. Neck NS 29/32 Side Neck NS 14/23 | 621 | 29.64
9011905 | Round-bottom Flasks, Two-neck, Side Neck Angled , C. Neck NS 14/23 Side Neck NS 14/23 | 621 | 54.59
9011906 | Round-bottom Flasks, Two-neck, Side Neck Angled, C. Neck NS 29/32 Side Neck NS 14/23 | 621 | 35.09
9011907 | Round-bottom Flasks, Two-neck, Side Neck Angled, C. Neck NS 29/32 Side Neck NS 29/32 | 621 | 41.63
9011908 | Round-bottom Flasks, Two-neck, Side Neck Angled, C. Neck NS 29/32 Side Neck NS 14/23 | 621 | 41.22
9011910 | Round-bottom Flasks, Two-neck, Side Neck Angled, C. Neck NS 29/32 Side Neck NS 29/32 | 621 | 48.03
9011915 | Round-bottom Flasks, Two-neck, Side Neck Angled, C. Neck NS 29/32 Side Neck NS 14/23 | 621 | 52.73
9011920 | Round-bottom Flasks, Two-neck, Side Neck Angled, C. Neck NS 29/32 Side Neck NS 29/32 | 621 | 60.57
9011933 | Round-bottom Flasks, Three-neck, Side Necks Parallel, C. Neck NS 29/32 Side Neck NS 14/23 | 621 | 36.17
9011935 | Round-bottom Flasks, Three-neck, Side Necks Parallel, C. Neck NS 29/32 Side Neck NS 14/23 | 621 | 49.15
9011936 | Round-bottom Flasks, Three-neck, Side Necks Parallel, C. Neck NS 29/32 Side Neck NS 29/32 | 621 | 58.45
9011938 | Round-bottom Flasks, Three-neck, Side Necks Parallel, C. Neck NS 29/32 Side Neck NS 14/23 | 621 | 52.76
9011939 | Round-bottom Flasks, Three-neck, Side Necks Parallel, C. Neck NS 29/32 Side Neck NS 29/32 | 621 | 67.5
9011941 | Round-bottom Flasks, Three-neck, Side Necks Parallel, C. Neck NS 29/32 Side Neck NS 14/23 | 621 | 64.01
9011942 | Round-bottom Flasks, Three-neck, Side Necks Parallel, C. Neck NS 29/32 Side Neck NS 29/32 | 621 | 76.81
9011943 | Round-bottom Flasks, Three-neck, Side Necks Parallel, C. Neck NS 45/40 Side Neck NS 29/32 Cap. ml 100 | 621 | 89.64
9011945 | Round-bottom Flasks, Three-neck, Side Necks Parallel, C. Neck NS 29/32 Side Neck NS 14/23 | 621 | 97.55
9011946 | Round-bottom Flasks, Three-neck, Side Necks Parallel, C. Neck NS 29/32 Side Neck NS 29/32 | 621 | 108.7
9011947 | Round-bottom Flasks, Three-neck, Side Necks Parallel, C. Neck NS 45/40 Side Neck NS 29/32 Cap. ml 250 | 621 | 117.18
9011949 | Round-bottom Flasks, Three-neck, Side Necks Parallel, C. Neck NS 45/40 Side Neck NS 29/32 Cap. ml 5000 | 621 | 255.42
9011950 | Round-bottom Flasks, Three-neck, Side Necks Parallel, C. Neck NS 45/40 Side Neck NS 29/32 Cap. ml 1000 | 621 | 235.09
9011951 | Round-bottom Flasks, Three-neck, Side Necks Parallel, C. Neck NS 45/40 Side Neck NS 29/32 Cap. ml | 621 | 262
9011952 | Round-bottom Flasks, Three-neck, Side Necks Parallel, C. Neck NS 45/40 Side Neck NS 29/32 Cap. ml 250 | 621 | 448.52
9011953 | Round-bottom Flasks, Three-neck, Side Necks Angled, C. Neck NS 29/32 Side Neck NS 14/23 Cap. ml 100 | 622 | 39.21
9011955 | Round-bottom Flasks, Three-neck, Side Necks Angled, C. Neck NS 29/32 Side Neck NS 14/23 Cap. ml 250 | 622 | 49.23
9011956 | Round-bottom Flasks, Three-neck, Side Necks Angled, C. Neck NS 29/32 Side Neck NS 29/32 Cap. ml 100 | 622 | 60.2
9011957 | Round-bottom Flasks, Three-neck, Side Necks Angled, C. Neck NS 29/32 Side Neck NS 19/26 Cap. ml 250 | 622 | 57.46
9011958 | Round-bottom Flasks, Three-neck, Side Necks Angled, C. Neck NS 29/32 Side Neck NS 14/23 Cap. ml | 622 | 52.32
9011959 | Round-bottom Flasks, Three-neck, Side Necks Angled, C. Neck NS 29/32 Side Neck NS 29/32 Cap. ml 500 | 622 | 63.77
9011960 | Round-bottom Flasks, Three-neck, Side Necks Angled, C. Neck NS 29/32 Side Neck NS 19/26 Cap. ml 500 | 622 | 65.21
9011961 | Round-bottom Flasks, Three-neck, Side Necks Angled, C. Neck NS 29/32 Side Neck NS 14/23 Cap. ml 100 | 622 | 64.81
9011962 | Round-bottom Flasks, Three-neck, Side Necks Angled, C. Neck NS 29/32 Side Neck NS 29/32 Cap. ml 1000 | 622 | 74.76
9011963 | Round-bottom Flasks, Three-neck, Side Necks Angled, C. Neck NS 45/40 Side Neck NS 29/32 Cap. ml 1000 | 622 | 127.32
9011964 | Round-bottom Flasks, Three-neck, Side Necks Angled, C. Neck NS 29/32 Side Neck NS 19/26 Cap. ml 1000 | 622 | 76.3
9011965 | Round-bottom Flasks, Three-neck, Side Necks Angled, C. Neck NS 29/32 Side Neck NS 14/23 Cap. 2000ml | 622 | 101.28
9011966 | Round-bottom Flasks, Three-neck, Side Necks Angled, C. Neck NS 29/32 Side Neck NS 29/32 Cap. ml 1000 | 622 | 109.61
9011967 | Round-bottom Flasks, Three-neck, Side Necks Angled, C. Neck NS 45/40 Side Neck NS 29/32 Cap. ml 2000 | 622 | 114.75
9011968 | Round-bottom Flasks, Three-neck, Side Necks Angled, C. Neck NS 45/40 Side Neck NS 29/32 Cap. ml Cap. ml | 622 | 227.8
9011969 | Round-bottom Flasks, Three-neck, Side Necks Angled, C. Neck NS 45/40 Side Neck NS 29/32 Cap. ml 50 | 622 | 279.32
9011970 | Round-bottom Flasks, Three-neck, Side Necks Angled, C. Neck NS 45/40 Side Neck NS 29/32 Cap. ml 100 | 622 | 489.21
9011971 | Round-bottom Flasks, Three-neck, Side Necks Angled, C. Neck NS 45/40 Side Neck NS 29/32 Cap. ml 5000 | 622 | 253.67
9011982 | Flat Bottom Flasks with Conical Joint, Cap. ml 50 Socket NS 29/32 | 623 | 10.02
9011983 | Flat Bottom Flasks with Conical Joint, Cap. ml 100 Socket NS 29/32 | 623 | 11.28
9011984 | Flat Bottom Flasks with Conical Joint, Cap. ml 250 Socket NS 29/32 | 623 | 23.74
9011985 | Flat Bottom Flasks with Conical Joint, Cap. ml 500 Socket NS 29/32 | 623 | 44.36
9011986 | Flat Bottom Flasks with Conical Joint, Cap. ml 1000 Socket NS 29/32 | 623 | 52.41
9012001 | Erlenmeyer-Flasks with Conical Joint, Cap. ml 25 Socket NS 14/23 | 624 | 13.23
9012002 | Erlenmeyer-Flasks with Conical Joint, Cap. ml 50 Socket NS 14/23 | 624 | 13.72
9012003 | Erlenmeyer-Flasks with Conical Joint, Cap. ml 100 Socket NS 14/23 | 624 | 14.03
9012006 | Erlenmeyer-Flasks with Conical Joint, Cap. ml 250 Socket NS 45/40 | 624 | 31.33
9012008 | Erlenmeyer-Flasks with Conical Joint, Cap. ml 500 Socket NS 45/40 | 624 | 39.65
9012009 | Erlenmeyer-Flasks with Conical Joint, Cap. ml 1000 Socket NS 45/40 | 624 | 40.15
9012010 | Erlenmeyer-Flasks with Conical Joint, Cap. ml 2000 Socket NS 45/40 | 624 | 62.39
9012012 | Erlenmeyer-Flasks with Conical Joint, Cap. ml 50 Socket NS 29/32 | 624 | 13.46
9012013 | Erlenmeyer-Flasks with Conical Joint, Cap. ml 100 Socket NS 29/32 | 624 | 14.21
9012014 | Erlenmeyer-Flasks with Conical Joint, Cap. ml 250 Socket NS 29/32 | 624 | 19.07
9012015 | Erlenmeyer-Flasks with Conical Joint, Cap. ml 500 Socket NS 29/32 | 624 | 21.17
9012016 | Erlenmeyer-Flasks with Conical Joint, Cap. ml 1000 Socket NS 29/32 | 624 | 39.69
9012017 | Erlenmeyer-Flasks with Conical Joint, Cap. ml 200 Socket NS 29/32 | 624 | 25.36
9012018 | Erlenmeyer-Flasks with Conical Joint, Cap. ml 300 Socket NS 29/32 | 624 | 20.55
9012019 | Erlenmeyer-Flasks with Conical Joint, Cap. ml 2000 Socket NS 29/32 | 624 | 63.64
9012021 | Pear-shape Flasks, Single-neck, 10 ml, NS 14/23, DURAN® | 620 | 9.09
9012022 | Pear-shape Flasks, Single-neck, 25 ml, NS 14/23, DURAN® | 620 | 10.43
9012023 | Pear-shape Flasks, Single-neck, 50 ml, NS 14/23, DURAN® | 620 | 11.18
9012024 | Pear-shape Flasks, Single-neck, 100 ml, NS 14/23, DURAN® | 620 | 13.29
9012101 | Multiple Adapters, 2 Necks , Socket vertical 14/23 Socket oblique 14/23 | 629 | 36.15
9012103 | Multiple Adapters, 2 Necks , Socket vertical 29/32 Socket oblique 29/32 | 629 | 51.59
9012121 | Multiple Adapters, 2 Necks , Socket NS 14/23 Cone NS 14/23 | 629 | 37.85
9012123 | Multiple Adapters, 2 Necks , Socket NS 29/32 Cone NS 29/32 | 629 | 43.38
9012138 | Splash Heads to Stutzer, Cone NS 29/32 Socket NS 29/32 | 629 | 67.18
9012141 | Bends , Cone NS 14/23 | 626 | 20.98
9012143 | Bends , Cone NS 29/32 | 626 | 33.91
9012153 | Bends , Cone NS 29/32 | 626 | 31.8
9012161 | Bellows, PTFE, K14-H14, with NS 14/23-14/23 | 652 | 74.87
9012163 | Bellows, PTFE, K29-H29, with NS 29/32-29/32 | 652 | 78.58
9012182 | Claisen Heads, Cone vertical 29/32 Cone oblique 14/23 | 625 | 59.69
9012183 | Claisen Heads, Cone vertical 29/32 Cone oblique 29/32 | 625 | 41.76
9012188 | Adapter for tubing with PTFE-stopcock, socket NS 14/23, straight, with olive 8 mm, boro 3.3 | 645 | 35.09
9012190 | Adapter for tubing with PTFE-stopcock, socket NS 14/23, bend, with olive 8 mm, boro 3.3 | 645 | 35.55
9012191 | Adapter for tubing with PTFE-stopcock, socket NS 29/32, bend, with olive 10 mm, boro 3.3 | 645 | 37.53
9012193 | Splash Heads to Stutzer, Cone NS 29/32 Socket NS 29/32 | 629 | 62.47
9012218 | Distilling link, without condenser 250 mm and Claisen head, jacked NS 14/23, for dest.-thermometer, with vacuum adapter, | 625 | 87.58
9012247 | Distilling link, with Liebig condenser 160 mm and Claisen head, jacked NS 14/23, for dest.-thermometer, without vacuum adapter, | 625 | 70.38
9012264 | Distilling Links with Liebig Condenser and Vacuum Receiver Adapter , Cone NS 14/23 Jacket L. 250 mm | 625 | 159.22
9012266 | Distilling Links with Liebig Condenser and Vacuum Receiver Adapter , Cone NS 29/32 Jacket L. mm 250 | 625 | 90.11
9012268 | Distilling Links with Liebig Condenser and Vacuum Receiver Adapter , Cone NS 29/32 Jacket L. mm 400 | 625 | 165.22
9012271 | Distilling Links, Claisen, Cone NS 14/23 Jacket L. mm 160 | 626 | 101.06
9012276 | Distilling Links, Claisen, Cone NS 29/32 Jacket L. mm 250 | 626 | 110.81
9012297 | Distilling link, without condenser 400 mm and jacked NS 14/23, for dest.-thermometer, with vacuum adapter, cone(e) NS 29/32, boro 3.3 | 625 | 96.33
9012301 | Gas Inlet Tubes / Air Leak Tubes, Straight, Cone NS 14/23 | 637 | 18.44
9012302 | Boiling tube,DURAN®,with bell, 180 x 4 mm | 637 | 8.57
9012303 | Gas Inlet Tubes / Air Leak Tubes, Bent, Cone NS 14/23 | 637 | 19.9
9012305 | Gas Inlet Tubes / Air Leak Tubes, Bent, Cone NS 29/32 | 637 | 26.13
9012306 | Boiling stones,Type A,pack of 250 g | 638 | 20.7
9012307 | Boiling stones,type B,pack of 200 g | 638 | 17.58
9012308 | Boiling stones,type resistant,pack of 50 g | 638 | 31.44
9012310 | Boiling stones Chemware® PTFE pack of 450 g | 1232 | 46.37
9012311 | Adapters, Bent, Cone NS 14/23 | 646 | 10.69
9012312 | Adapters, Straight, Cone NS 14/23 | 646 | 10.69
9012313 | Adapters, Bent, Cone NS 29/32 | 646 | 14.31
9012314 | Adapters, Straight, Cone NS 29/32 | 646 | 13.91
9012315 | Adapters with NS-Stopcock, Bent, Cone NS 14/23 | 646 | 35.38
9012316 | Adapters with NS-Stopcock, Straight, Cone NS 14/23 | 646 | 35.38
9012317 | Adapters with NS-Stopcock, Bent, Cone NS 29/32 | 646 | 36.56
9012319 | Adapters with NS-Stopcock, Straight, Cone NS 29/32 | 646 | 36.56
9012321 | Columns to Hempel without Jacket, Eff. L. mm 300 Socket/Cone NS 14/23 | 627 | 49.62
9012322 | Columns to Hempel without Jacket, Eff. L. mm 300 Socket/Cone NS 29/32 | 627 | 72
9012326 | Columns to Hempel without Jacket, Eff. L. mm 800 Socket/Cone NS 29/32 | 627 | 96.9
9012327 | Columns to Hempel with Vacuum Jacket, Eff. L. mm 300 Socket/Cone NS 29/32 | 627 | 254.64
9012328 | Columns to Hempel with Vacuum Jacket, Eff. L. mm 500 Socket/Cone NS 29/32 | 627 | 247.67
9012329 | Columns to Hempel with Vacuum Jacket, Eff. L. mm 800 Socket/Cone NS 29/32 | 627 | 300.71
9012330 | Columns to Vigreux with Removable Glass Jacket, Eff.L. mm 300 Socket/Cone NS 29/32 | 628 | 152.78
9012333 | Columns to Vigreux with Fixed Vacuum Jacket, Eff.L. mm 300 Socket/Cone NS 14/23 | 628 | 208.42
9012336 | Columns to Vigreux without Jacket, Eff.L. mm 300 Socket/Cone NS 29/32 | 628 | 104.28
9012337 | Columns to Vigreux without Jacket, Eff.L. mm 600 Socket/Cone NS 29/32 | 628 | 188.21
9012402 | Glass beads type M diam. 2 mm soda-lime-glass, 1000g (2 bags of 500g) | 628 | 15.43
9012403 | Glass beads type M diam. 3 mm soda-lime-glass, 1000g, (2 bags of 500g) | 628 | 15.43
9012404 | Glass beads type M diam. 4 mm soda-lime-glass, 1000g (2 bags of 500g) | 628 | 16.58
9012405 | Glass beads type M diam. 5 mm soda-lime-glass, 1000g (2 bags of 500g) | 628 | 16.58
9012406 | Glass beads type M diam. 6 mm soda-lime-glass, 1000g (2 bags of 500g) | 628 | 17.79
9012407 | Glass beads type M diam. 8 mm soda-lime-glass, 1000g (2 bags of 500g) | 628 | 17.79
9012408 | Glass beads type M diam. 10 mm soda-lime-glass, 1000g (2 bags of 500g) | 628 | 17.79
9012410 | Glass beads type M diam. 14 mm soda-lime-glass, 1000g (1 bags of 1000g) | 628 | 27.56
9012413 | Raschig rings 3x3, 1000g glass | 628 | 331.02
9012414 | Raschig rings,soda-lime glass,4x4 mm,pack of 1 kg | 628 | 84.29
9012415 | Raschig rings,soda-lime glass,5x5 mm,pack of 1 kg | 628 | 72.8
9012416 | Raschig rings, 6x6 mm 1000 g | 628 | 63.38
9012417 | Raschig rings 8x8, 1000g glass | 628 | 49.02
9012453 | PTFE balls 3mm pack of 100 | 1232 | 47.19
9012456 | PTFE balls 6mm pack of 100 | 1232 | 46.84
9012459 | PTFE balls 9mm pack of 100 | 1232 | 86.27
9012473 | Raschig rings PTFE 3x3mm pack of 500 | 1231 | 57.14
9012476 | Raschig rings PTFE 6x6mm pack of 300 | 1231 | 65.26
9012501 | Liebig condensers, Socket/Cone NS 19/26 Jacket L.mm 160 | 637 | 58.61
9012502 | Liebig condensers, Socket/Cone NS 14/23 Jacket L.mm 160 | 637 | 58
9012505 | Liebig condensers, Socket/Cone NS 29/32 Jacket L.mm 250 | 637 | 68.31
9012506 | Liebig condensers, Socket/Cone NS 29/32 Jacket L.mm 400 | 637 | 71.39
9012510 | Allihn condenser 400 mm, NS 14/23 glass olive, boro 3.3 | 635 | 56.88
9012517 | Allihn Condenser 250 mm, NS 29/32 with glass thread and 2 plastic olives | 636 | 83.7
9012522 | Spiral-condensers, Socket/Cone NS 14/23 Jacket L.mm 160 | 636 | 94.13
9012523 | Spiral-condensers, Socket/Cone NS 29/32 Jacket L.mm 250 | 636 | 99.98
9012524 | Spiral-condensers, Socket/Cone NS 29/32 Jacket L.mm 500 | 636 | 194.02
9012526 | Dimroth condenser 160 mm, NS 29/32 glass olive, boro 3.3 | 635 | 66.54
9012528 | Dimroth condenser 400 mm, NS 14/23 glass olive, boro 3.3 | 635 | 85.83
9012530 | Dimroth Condensers, Socket/Cone NS 14/23 Jacket L.mm 160 | 635 | 88.67
9012533 | Dimroth Condensers, Socket/Cone NS 29/32 Jacket L.mm 250 | 635 | 96.01
9012534 | Dimroth Condensers, Socket/Cone NS 29/32 Jacket L.mm 400 | 635 | 122.14
9012535 | Liebig condenser 160 mm, NS 14/23 glass olive, boro 3.3 | 637 | 31.62
9012541 | Allihn condenser for Soxhlet for extractor 70 ml, NS 34/35, glass olive, boro 3.3 | 642 | 59.81
9012542 | Coil Condensers (double walled), Socket/Cone NS 29/32 Jacket L. mm 160 | 636 | 114.32
9012543 | Coil Condensers (double walled), Socket/Cone NS 29/32 Jacket L. mm 250 | 636 | 116.53
9012544 | Coil Condensers (double walled), Socket/Cone NS 29/32 Jacket L. mm 400 | 636 | 136.18
9012545 | Dimroth condenser 400 mm, NS 29/32 Boro 3.3 | 635 | 64.63
9012546 | Liebig condenser 250 mm, NS 29/32 PP olive, boro 3.3 | 637 | 35.87
9012547 | Dimroth condenser 250 mm, NS 29/32 with PP side arm, Boro 3.3 | 635 | 63.66
9012548 | Condenser coiled 160 mm, NS 14/23 with glass side arm, boro 3.3 | 636 | 34.25
9012611 | Receiver Adapters, Straight, Socket/Cone NS 14/23 | 627 | 29.79
9012613 | Receiver Adapters, Bent, Socket/Cone NS 14/23 | 627 | 30.93
9012621 | Receiver Adapters, Straight, Socket/Cone NS 29/32 | 627 | 35.43
9012623 | Receiver Adapters, Bent , Socket/Cone NS 29/32 | 627 | 31.72
9012660 | Adapter for distilation, NS 29/32 straight, vacuum, boro 3.3 | 626 | 21.06
9012695 | Distributors for Distilling Receivers to Bredt , Cone NS 19/26 | 627 | 128.38
9012696 | Distributors for Distilling Receivers to Bredt , Cone NS 29/32 | 627 | 133.31
9012701 | Drying Tubes with Cone, Bent , Cone NS 14/23 | 629 | 30.54
9012703 | Drying Tubes with Cone, Bent , Cone NS 29/32 | 629 | 33.78
9012707 | Dropping Funnels, Cylindrical , Cap. ml 500 Socket/Cone NS 29/32 | 634 | 101.81
9012708 | Dropping Funnels, Cylindrical , Cap. ml 1000 Socket/Cone NS 29/32 | 634 | 131.77
9012731 | Dropping Funnels, Cylindrical , Cap. ml 25 Socket/Cone NS 14/23 Cap. 3000 | 634 | 61.82
9012732 | Dropping Funnels, Cylindrical , Cap. ml 50 Socket/Cone NS 14/23 Cap. 6000 | 634 | 69.19
9012733 | Dropping Funnels, Cylindrical , Cap. ml 100 Socket/Cone NS 14/23 | 634 | 76.96
9012735 | Dropping Funnels, Cylindrical , Cap. ml 25 Socket/Cone NS 14/23 Cap. 5000 | 634 | 67.11
9012742 | Dropping Funnels, Cylindrical , Cap. ml 50 Socket/Cone NS 29/32 Cap. 6000 | 634 | 61.74
9012743 | Dropping Funnels, Cylindrical , Cap. ml 100 Socket/Cone NS 29/32 | 634 | 76.96
9012744 | Dropping Funnels, Cylindrical , Cap. ml 250 Socket/Cone NS 29/32 Cap. 2000 | 634 | 70.53
9012745 | Dropping Funnels, Cylindrical , Cap. ml 500 Socket/Cone NS 29/32 Cap. 3000 | 634 | 92.85
9012746 | Dropping Funnels, Cylindrical , Cap. ml 1000 Socket/Cone NS 29/32 Cap. 4000 | 634 | 121.06
9012748 | Dropping Funnels, Cylindrical , Cap. ml 50 Socket/Cone NS 29/32 Cap. 10000 | 634 | 69.17
9012750 | Dropping Funnels, Cylindrical , Cap. ml 250 Socket/Cone NS 29/32 | 634 | 84.76
9012751 | Dropping Funnels, Cylindrical, with Pressure Equalizing Tube , Cap. ml 25 Socket/Cone NS 14/23 Cap. ml | 634 | 86.79
9012752 | Dropping Funnels, Cylindrical, with Pressure Equalizing Tube , Cap. ml 50 Socket/Cone NS 14/23 Cap. ml 10 | 634 | 82.93
9012753 | Dropping Funnels, Cylindrical, with Pressure Equalizing Tube , Cap. ml 100 Socket/Cone NS 14/23 Cap. ml 50 | 634 | 88.49
9012755 | Dropping Funnels, Cylindrical, with Pressure Equalizing Tube , Cap. ml 50 Socket/Cone NS 14/23 | 634 | 73.87
9012756 | Dropping Funnels, Cylindrical, with Pressure Equalizing Tube , Cap. ml 100 Socket/Cone NS 14/23 | 634 | 78.18
9012757 | Dropping funnels,DURAN®,cylindrical,graduated glass plug,cap. 250 ml | 634 | 136.06
9012764 | Dropping Funnels, Cylindrical, with Pressure Equalizing Tube , Cap. ml 250 Socket/Cone NS 29/32 Cap. ml 250 | 634 | 105.62
9012765 | Dropping Funnels, Cylindrical, with Pressure Equalizing Tube , Cap. ml 500 Socket/Cone NS 29/32 Cap. ml | 634 | 130.45
9012766 | Dropping Funnels, Cylindrical, with Pressure Equalizing Tube , Cap. ml 1000 Socket/Cone NS 29/32 Cap. ml 10 | 634 | 138.81
9012767 | Dropping Funnels, Cylindrical, with Pressure Equalizing Tube , Cap. ml 50 Socket/Cone NS 29/32 | 634 | 73.9
9012768 | Dropping Funnels, Cylindrical, with Pressure Equalizing Tube , Cap. ml 100 Socket/Cone NS 29/32 | 634 | 79.34
9012769 | Dropping Funnels, Cylindrical, with Pressure Equalizing Tube , Cap. ml 250 Socket/Cone NS 29/32 | 634 | 94.86
9012770 | Dropping Funnels, Cylindrical, with Pressure Equalizing Tube , Cap. ml 500 Socket/Cone NS 29/32 | 634 | 105.43
9012921 | Alkaline batteries, 1,5 V pack of 12, LR14/EN93/C, Baby | 187 | 20.57
9012922 | Alkaline batteries, 1,5 V pack of 12, LR20/EN95/D, Mono | 187 | 25.09
9012923 | Alkaline batteries, 9,0 V pack of 12, 6LR61/EN522, E-Block | 187 | 29.24
9012925 | NiMH-Akku, 1,2 V, rechargeable pack of 4, HR6/AA, 2000mAh, Mignon | 187 | 13.91
9012927 | NiMH-Akku, 9,0 V, rechargeable HR22, 175mAh, E-Block | 187 | 16.45
9012932 | Alkaline special battery A76/LR44/13GA, 1,5V pack of 2 | 187 | 2.63
9012933 | Alkaline special batteries, 1,5 V pack of 2, EPX76/SR44 | 187 | 4.32
9012934 | Alkaline special batteries, 1,5 V pack of 2, 189/LR54/10GA-1131 | 187 | 2.11
9012939 | Alkaline battery Mignon LR6/EN91/AA, 1,5 V pack of 10 | 187 | 6.59
9012944 | Alkaline-Battery Micro LR03/EN92/AAA, 1,5 V pack of 10 | 187 | 6.59
9012945 | Energizer R2U Extreme Accu HR6 AA Mignon, 2300 mAh, pack of 2 | 187 | 10.92
9013063 | Beakers,DURAN®,low form,cap. 2000 ml | 13 | 33.52
9013068 | Beakers,DURAN®,low form,cap. 3000 ml | 13 | 60.64
9013073 | Beakers,DURAN®,low form,cap. 5000 ml | 13 | 102.72
9013086 | Beakers,DURAN®,low form,cap. 10000 ml | 13 | 255.69
9013163 | Beakers,DURAN®,tall form,cap. 2000 ml | 14 | 39.05
9013168 | Beakers,DURAN®,tall form,cap. 3000 ml | 14 | 81.52
9013192 | Beakers, 500 ml, ETFE, low form black printed scale, with spout | 1224 | 66.36
9013208 | Griffin beaker 10 ml, PP blue-embossed graduation, translucent | 15 | 1.81
9013209 | Griffin beaker 400 ml, PP blue-embossed graduation, translucent | 15 | 4.71
9013210 | Griffin beakers,PFA,low form,cap. 25 ml embossed graduation | 1225 | 30.97
9013211 | Griffin beakers,PFA,low form,cap. 50 ml embossed graduation | 1225 | 32.71
9013212 | Griffin beakers,PFA,low form,cap. 100 ml embossed graduation | 1225 | 45.68
9013213 | Griffin beakers,PFA,low form,cap. 250 ml embossed graduation | 1225 | 76.94
9013214 | Griffin beakers,PFA,low form,cap. 500 ml embossed graduation | 1225 | 119.22
9013215 | Griffin beakers,PFA,low form,cap. 1000 ml embossed graduation | 1225 | 191.91
9013220 | Griffin beaker 25 ml, PP blue-embossed graduation, translucent | 15 | 1.85
9013228 | Griffin beaker 50 ml, PP blue-embossed graduation, translucent | 15 | 2.08
9013238 | Griffin beaker 100 ml, PP blue-embossed graduation, translucent | 15 | 2.19
9013244 | Griffin beaker 150 ml, PP blue-embossed graduation, translucent | 15 | 2.73
9013248 | Griffin beaker 250 ml, PP blue-embossed graduation, translucent | 15 | 3.11
9013254 | Griffin beaker 500 ml, PP blue-embossed graduation, translucent | 15 | 5.48
9013256 | Griffin beaker 600 ml, PP blue-embossed graduation, translucent | 15 | 5.84
9013262 | Griffin beaker 1000 ml, PP blue-embossed graduation, translucent | 15 | 7.06
9013264 | Griffin beaker 2000 ml, PP blue-embossed graduation, translucent | 15 | 12.36
9013266 | Griffin beaker 3000 ml, PP blue-embossed graduation, translucent | 15 | 20.21
9013270 | Griffin beaker 5000 ml, PP blue-embossed graduation, translucent | 15 | 22.63
9013315 | Griffin beaker 10 ml, PMP (TPX) red-imprinted graduation, clear | 15 | 2.37
9013320 | Griffin beaker 25 ml, PMP (TPX) red-imprinted graduation, clear | 15 | 2.63
9013328 | Griffin beaker 50 ml, PMP (TPX) red-imprinted graduation, clear | 15 | 2.88
9013338 | Griffin beaker 100 ml, PMP (TPX) red-imprinted graduation, clear | 15 | 3.83
9013344 | Griffin beaker 150 ml, PMP (TPX) red-imprinted graduation, clear | 15 | 5.28
9013348 | Griffin beaker 250 ml, PMP (TPX) red-imprinted graduation, clear | 15 | 5.67
9013350 | Griffin beaker 400 ml, PMP (TPX) red-imprinted graduation, clear | 15 | 9.01
9013354 | Griffin beaker 500 ml, PMP (TPX) red-imprinted graduation, clear | 15 | 10.69
9013356 | Griffin beaker 600 ml, PMP (TPX) red-imprinted graduation, clear | 15 | 12.93
9013362 | Griffin beaker 1000 ml, PMP (TPX) red-imprinted graduation, clear | 15 | 14.6
9013364 | Griffin beaker 2000 ml, PMP (TPX) red-imprinted graduation, clear | 15 | 21.6
9013366 | Griffin beaker 3000 ml, PMP (TPX) red-imprinted graduation, clear | 15 | 30.56
9013370 | Griffin beaker 5000 ml, PMP (TPX) red-imprinted graduation, clear | 15 | 43.25
9013573 | Griffin beaker 25ml, blue graduation PP, low form, autoclavable up to 121°C for 20 min. | 14 | 2.14
9013574 | Griffin beaker 50ml, blue graduation PP, low form, autoclavable up to 121°C for 20 min. | 14 | 2.4
9013575 | Griffin beaker 100ml, blue graduation PP, low form, autoclavable up to 121°C for 20 min. | 14 | 2.53
9013576 | Griffin beaker 250ml, blue graduation PP, low form, autoclavable up to 121°C for 20 min. | 14 | 3.22
9013577 | Griffin beaker 500ml, blue graduation PP, low form, autoclavable up to 121°C for 20 min. | 14 | 5.1
9013578 | Griffin beaker 1000ml, blue graduation PP, low form, autoclavable up to 121°C for 20 min. | 14 | 9.94
9013579 | Griffin beaker 2000ml, blue graduation PP, low form, autoclavable up to 121°C for 20 min. | 14 | 13.56
9013580 | Griffin beaker 3000ml, blue graduation PP, low form, autoclavable up to 121°C for 20 min. | 14 | 20.88
9013581 | Griffin beaker 5000ml, blue graduation PP, low form, autoclavable up to 121°C for 20 min. | 14 | 31.44
9013591 | Measuring jugs 500ml, PP autoclavable, grad., low form | 17 | 4.25
9013592 | Measuring jugs 1000ml, PP autoclavable, grad., low form | 17 | 4.56
9013593 | Measuring jugs 2000ml, PP autoclavable, grad., low form | 17 | 8.5
9013594 | Measuring jugs 3000ml, PP autoclavable, grad., low form | 17 | 11.67
9013595 | Measuring jugs 5000ml, PP autoclavable, grad., low form | 17 | 17.51
9013600 | Beaker 100 ml, 18/10 steel with rim, without spout | 16 | 76.92
9013601 | Beaker 250 ml, 18/10 steel with rim, without spout | 16 | 80.29
9013602 | Beaker 500 ml, 18/10 steel with rim, without spout | 16 | 105.3
9013603 | Beaker 1000 ml, 18/10 steel with rim, without spout | 16 | 116.83
9013604 | Beaker 2000 ml, 18/10 steel with rim, without spout | 16 | 172.41
9013605 | Beaker 3000 ml, 18/10 steel with rim, without spout | 16 | 195.7
9013606 | Beaker 5000 ml, 18/10 steel with rim, without spout | 16 | 257.09
9013610 | Beaker 100 ml, 18/10 steel with rim and spout | 16 | 101.73
9013611 | Beaker 250 ml, 18/10 steel with rim and spout | 16 | 105.49
9013612 | Beaker 500 ml, 18/10 steel with rim and spout | 16 | 118.1
9013613 | Beaker 1000 ml, 18/10 steel with rim and spout | 16 | 139.5
9013614 | Beaker 2000 ml, 18/10 steel with rim and spout | 16 | 184.58
9013615 | Beaker 3000 ml, 18/10 steel with rim and spout | 16 | 221.27
9013616 | Beaker 5000 ml, 18/10 steel with rim and spout | 16 | 282.54
9013670 | LLG-Beaker 25 ml, low form, PP ISO 7056 - blue scale pack of 2 | 15 | 2.21
9013671 | LLG-Beaker 50 ml, low form, PP ISO 7056 - blue scale pack of 2 | 15 | 2.4
9013672 | LLG-Beaker 100 ml, low form, PP ISO 7056 - blue scale pack of 2 | 15 | 2.96
9013673 | LLG-Beaker 250 ml, low form, PP ISO 7056 - blue scale, pack of 2 | 15 | 5.2
9013674 | LLG-Beaker 500 ml, low form, PP ISO 7056 - blue scale pack of 2 | 15 | 7.98
9013675 | LLG-Beaker 1000 ml, low form, PP ISO 7056 - blue scale pack of 2 | 15 | 12.41
9013676 | LLG-Beaker 2000 ml, low form, PP ISO 7056 - blue scale | 15 | 9.14
9013680 | LLG-Beaker 250 ml, PP ISO 7056, blue scale, with handle, pack of 2 | 17 | 5.8
9013681 | LLG-Beaker 500 ml, PP ISO 7056, blue scale, with handle, pack of 2 | 17 | 8.37
9013682 | LLG-Beaker 1000 ml, PP ISO 7056, blue scale, with handle, pack of 2 | 17 | 12.82
9013683 | LLG-Beaker 2000 ml, PP ISO 7056, blue scale, with handle | 17 | 9.69
9013684 | LLG-Beaker 3000 ml, PP ISO 7056, blue scale, with handle | 17 | 15.89
9013702 | Beakers,ETFE,low form,cap. 25 ml,graduated | 1224 | 15.79
9013703 | Beakers,ETFE,low form,cap. 50 ml,graduated | 1224 | 20.81
9013704 | Beakers,ETFE,low form,cap. 100 ml,graduated | 1224 | 28.79
9013706 | Beakers,ETFE,low form,cap. 250 ml,graduated | 1224 | 40.88
9013707 | Beakers,ETFE,low form,cap. 400 ml,graduated | 1224 | 56.69
9013708 | Beakers,ETFE,low form,cap. 600 ml,graduated | 1224 | 76.66
9013710 | Beakers,ETFE,low form,cap. 1000 ml,graduated | 1224 | 109.16
9013724 | Beaker 25 ml, PTFE, low form h. 47 mm x Ø 32 mm, non-graduated, with reinforced rim and spout | 1223 | 36.07
9013725 | Beaker 50 ml, PTFE, low form h. 55 mm x Ø 43 mm, non-graduated, with reinforced rim and spout | 1223 | 40.04
9013726 | Beaker 100 ml, PTFE, low form h. 68 mm x Ø 54 mm, non-graduated, with reinforced rim and spout | 1223 | 45.74
9013727 | Beaker 150 ml, PTFE, low form h. 75 mm x Ø 59 mm, non-graduated, with reinforced rim and spout | 1223 | 68.73
9013728 | Beaker 250 ml, PTFE, low form h. 97 mm x Ø 66 mm, non-graduated, with reinforced rim and spout | 1223 | 85.32
9013729 | Beaker 400 ml, PTFE, low form h. 125 mm x Ø 80 mm, non-graduated, with reinforced rim and spout | 1223 | 133.39
9013731 | Beaker 500 ml, PTFE, low form h. 125 mm x Ø 100 mm, non-graduated, with reinforced rim and spout | 1223 | 140.39
9013734 | Beaker 1000 ml, PTFE, low form h. 155 mm x Ø 100 mm, non-graduated, with reinforced rim and spout | 1223 | 270.17
9013735 | Beaker 2000 ml, PTFE, low form h. 205 mm x Ø 125 mm, non-graduated, with reinforced rim and spout | 1223 | 526.23
9013773 | Conical measure 100ml PP, graduated | 17 | 5.58
9013774 | Conical measure 250ml PP, graduated | 17 | 7.44
9013775 | Conical measure 500ml PP, graduated | 17 | 9.27
9013776 | Conical measure 1000ml PP, graduated | 17 | 19.49
9013900 | Beakers 25 ml, low form, boro 3.3 with dicision and spout pack of 10 | 13 | 14.78
9013901 | Beakers 50 ml, low form, boro 3.3 with division and spout pack of 10 | 13 | 13.16
9013902 | Beakers 100 ml, low form, boro 3.3 with division and spout pack of 10 | 13 | 17.32
9013903 | Beakers 150 ml, low form, boro 3.3 with division and spout pack of 10 | 13 | 21.27
9013904 | Beakers 250 ml, low form, boro 3.3 with division and spout pack of 10 | 13 | 22.81
9013905 | Beakers 5 ml, low form, boro 3.3 w/o division and spout pack of 10 | 13 | 15.43
9013906 | Beakers 10 ml, low form, boro 3.3 w/o division and spout pack of 10 | 13 | 15.91
9013910 | Beakers 400 ml, low form, boro 3.3 with division and spout pack of 10 | 13 | 30.05
9013911 | Beakers 600 ml, low form, boro 3.3 with division and spout pack of 10 | 13 | 31.69
9013912 | Beakers 800 ml, low form, boro 3.3 with division and spout pack of 10 | 13 | 35.18
9013913 | Beakers 1000 ml, low form, boro 3.3 with division and spout pack of 10 | 13 | 49.32
9013920 | Beakers 100 ml, high form, boro 3.3 with division and spout pack of 10 | 13 | 17.02
9013921 | Beakers 150 ml, high form, boro 3.3 with division and spout pack of 10 | 13 | 25.13
9013922 | Beakers 250 ml, high form, boro 3.3 with division and spout pack of 10 | 13 | 26.62
9013923 | Beakers 400 ml, high form, boro 3.3 with division and spout pack of 10 | 13 | 35.17
9013924 | Beakers 25 ml, high form, boro 3.3 w/o division and spout pack of 10 | 13 | 14.98
9013925 | Beakers 50 ml, high form, boro 3.3 with division and spout pack of 10 | 13 | 16.86
9013930 | Beakers 600 ml, high form, boro 3.3 with division and spout pack of 10 | 13 | 34.33
9013931 | Beakers 800 ml, high form, boro 3.3 with division and spout pack of 10 | 13 | 48.61
9013932 | Beakers 1000 ml, high form, boro 3.3 with division and spout pack of 10 | 13 | 54.74
9014100 | Bubble counters,DURAN®,height 100 mm | 643 | 31.64
9015757 | Instrument tray, stainless steel, 5 shelves for schuett phoenix II | 1386 | 76.01
9018294 | Bunsen burner for all gas with needle valve and air regulator with needle valve for gastype | 142 | 66.15
9018360 | Foot for burner | 142 | 10.19
9018361 | Bunsen burner for natural gas air regulation and needle valve DIN-DVGW-Reg.-Nr. NG-2211AN0134 | 141 | 47.66
9018362 | Bunsen burner for propane gas air regulation and needle valve DIN-DVGW-Reg.-Nr. NG-2211AN0134 | 141 | 47.66
9018363 | Teclu burner for cartridge air regulation, needle valve 170 gr. | 141 | 58.63
9018364 | Cartridge 220g/400ml, savety valve pressurized packages, flammable UN 2037, 2, code 5F | 141 | 9.37
9018365 | Bunsen burners,air regulation,needle valve and pilot flame,natural gas | 141 | 51.79
9018366 | Bunsen burners,air regulation,needle valve and pilot flame,propane gas | 141 | 51.79
9018370 | Bunsen burner for cartridge, air regulation, needle valve weight 130 g | 141 | 53.56
9018375 | Teclu burners for natural gas with needle valve and low flame | 142 | 64.87
9018376 | Teclu burners for propane gas with needle valve and low flame | 142 | 64.87
9018380 | Teclu burners for natural gas with needle valve and low flame | 142 | 139.37
9018381 | Teclu burners for propane gas with needle valve and low flame | 142 | 139.37
9018388 | Safety burner, natural gas with needle valve, air regulation, pilot flame, max. 1300°C, 1.53 KW | 142 | 240.61
9018389 | Safety burner, propane with needle valve, air regulation, pilot flame, max. 1300°C, 2.36 KW | 142 | 240.61
9018510 | Bunsen burner Labogaz® 206 w/o cartridge, for use with gas cartridge C 206 | 140 | 88.54
9018511 | Bunsen burner Labogaz® 470 w/o cartridge, for use with gas cartridge CV 470 | 140 | 88.54
9018512 | Gas-cartouche CV 470 Plus receptacles,small,containing gas(gas catrides)450g 80/20 Butane/Propane, UN 2037, cl.2, code 5F, ADR | 140 | 13.82
9018519 | Gas-cartouche CV 360 receptacles, small, containing gas(gas catridges) UN 2037, cl.2, code 5F, ADR | 140 | 12.69
9018520 | Gas-cartouche C 206 GLS receptacles, small, containing gas(gas catridges) UN 2037, 2, code 5F, ADR | 140 | 3.69
9018539 | Blowtorch Soudogaz® X 2000 PZ | 140 | 53.19
9018540 | Blowtorch Soudogaz® X 2000 | 140 | 38.68
9018554 | Socket for spirit burner | 139 | 2.78
9018560 | Spirit burner,18/8 steel,cap, 60 ml with wick and cap | 139 | 24.83
9018584 | Laboratory gas burner Fuego SCS pro with tilt sensor, charger function | 1384 | 963.44
9018601 | Electronic laboratory burner w.Schuko plug w.trigger switch | 143 | 706.37
9018602 | Power controller for electronic laboratory burner | 143 | 314.26
9018603 | Stand for electronic laboratory burner | 143 | 200.88
9018604 | Safety stand for electronic laboratory burner | 143 | 295.96
9018691 | Electric Bunsen burner BA 6101 element temperatures 800-1000°C without controller, 230V 50/60Hz, 480w | 143 | 969.51
9018741 | Inculating loop sterilizer schuett solaris 200-240 V | 1381 | 1349.92
9018742 | Quartz tube with bottom O.D. 17mm, length 100mm for schuett solaris, pack of 2 | 1381 | 112.29
9018750 | Adapter for gas cartridges CP 250 with integr.pressure reducer, DVGW-Safety- Gas tubing 0,5m and block valve | 1386 | 211.25
9018751 | Adapter for gas cartridges CG 1750 with integr.pressure reducer, DVGW-Safety- gas tubing 0,5m and lock valve | 1386 | 211.25
9018752 | Windshield from stainless steel for schuett phoenix II | 1386 | 63.92
9018753 | Glass spatter guard for schuett phoenix II | 1386 | 100.19
9018754 | Gas safety hose with threaded screw connections for Propane/Butane 0,5m | 1386 | 51.82
9018755 | Gas safety hose with threader srew connections for Propane/Butane (2,0m) | 1386 | 63.92
9018758 | Foot-switch, stainless steel for schuett phoenix II | 1386 | 152.03
9018760 | schuett phoenix II eco with foot switch Safety bunsen burner, 230 Volt, 50/60 Hz | 1386 | 683.44
9018761 | schuett phoenix II standard with foot-switch Safety bunsen burner 230 Volt, 50/60 Hz | 1386 | 865.14
9018762 | schuett phoenix II accu Safety bunsen burner 230 Volt, 50/60 Hz | 1386 | 976.95
9018779 | Blazing carousel incl. 5 inoculating loops | 1386 | 1895.34
9018794 | Schuett easyflame flame sterilizer mobile | 1382 | 361.11
9018798 | Flame sterilization carousel semi-automated | 1386 | 1349.92
9018801 | Gas lighter 155 mm long for all types of gas, bow-shaped with flint | 142 | 4.19
9018805 | Flints 3 x 20 mm for gas lighter 9.018 801 | 142 | 0.49
9018820 | Gas lighter Clipper wireless, without batteries and flint UN 1057, 2, (D) | 143 | 15.63
9018935 | Gas safety tubing length 500 mm | 146 | 47.44
9018936 | Gas safety tubing length 600 mm | 146 | 48.97
9018937 | Gas safety tubing length 750 mm | 146 | 54.66
9018940 | Gas safety tubing length 1000 mm | 146 | 63.1
9018942 | Gas safety tubing,length 1250 mm | 146 | 72.6
9018945 | Gas safety tubing length 1500 mm | 146 | 81.28
9018950 | Gas safety tubing length 2000 mm | 146 | 103.01
9018960 | Gas safety tubing length 3000 mm | 146 | 168.63
9018970 | Tubing for gas burners without reinforcement and jacket, DIN DVGW ID 10mm, 2mm wall thickness - per meter - | 146 | 13.26
9019002 | Set of brushes A-K, natural hair consisting of: 9.019 010, 9.019 020, 9.019 030, 9.019 040, 9.019 050, 9.019 060, 9.019 070, | 1182 | 95.64
9019005 | Pipe cleaners,pack of 100 | 1182 | 5.93
9019010 | Pipet brush,nylon,100x5 mm,length 500 mm | 1182 | 1.52
9019020 | Test tube brush dia.10mm, length 190mm natural hair, w.wool tip | 1182 | 2.01
9019030 | Test tube brush dia. 10mm, length 250mm natural hair w. head bundle | 1182 | 2.31
9019035 | Test tube brush dia.15mm, length 280mm natural hair with cotton tip | 1182 | 1.81
9019040 | Test tube brush dia. 30mm, length 270mm natural hair w. wool tip | 1182 | 3.11
9019050 | Flask-/ Bottle brush dia. 50mm, length 330mm natural hair w. head bundle | 1182 | 4.22
9019060 | Flask-/ Bottle brush dia. 63mm, length 470mm natural hair w. head bundle | 1182 | 6.33
9019070 | Beaker brush dia. 85mm, length 390mm natural hair with wooden handle | 1182 | 9.04
9019080 | Beaker brush dia. 85mm, length 430mm natural hair with wooden handle | 1182 | 9.96
9019090 | Beaker brush dia. 80mm, length 430mm natural hair w. wooden handle | 1182 | 10.04
9019092 | Beaker brush dia. 80mm, length 630mm natural hair w.extra long wooden handle | 1182 | 11.31
9019110 | brush dia. 60mm, length 220mm Nylon, punched | 1175 | 2.94
9020179 | Filter paper for chamber saturation pack of 25 | 1498 | 89.2
9020192 | Microcapillaries,cap. 0,5 µl,pack of 100 | 947 | 41.98
9020193 | Microcapillaries,cap. 1,0 µl,pack of 100 | 947 | 41.98
9020194 | Microcapillaries,cap. 2,0 µl,pack of 100 | 947 | 41.98
9020195 | Microcapillaries,cap. 5,0 µl,pack of 100 | 947 | 41.98
9020196 | Microcapillaries,cap. 10,0 µl,pack of 100 | 947 | 41.98
9020440 | Preparation box 180x120x60mm with cover-disc | 1122 | 117.44
9022160 | Dipping chambers, glass insert 100 x 100 mm, DC | 1499 | 343.69
9022161 | Dipping chambers, glass insert 200 x 100 mm, DC | 1499 | 428.51
9022162 | Dipping chambers, glass insert 200 x 200 mm, DC | 1499 | 532.08
9023150 | H-separating chamber,50 x 50 mm | 1499 | 242.78
9023160 | H separation chamber for 100x100 mm DC-plates | 1499 | 537.74
9023955 | Frit rods,length 50 mm,pack of 5 | 1499 | 129.44
9023990 | Test-tube atomizer,glass,cap. 12 ml | 1500 | 122
9024000 | Special atomizer for TLC,with blow rubber ball cap. 100 ml | 1499 | 172.69
9025912 | Chromatographic Columns with Frit, PTFE- or Valve Stopcock, Length mm 200 Column D.mm 10 | 1475 | 75.08
9025913 | Chromatographic Columns with Frit, PTFE- or Valve Stopcock, Length mm 300 Column D.mm 10 | 1475 | 75.1
9025914 | Chromatographic Columns with Frit, PTFE- or Valve Stopcock, Length mm 200 Column D.mm 15 | 1475 | 80.09
9025932 | Chromatographic Columns with Indentations and PTFE Stopcock, Length mm 200 Column D.mm 10 | 1475 | 57.35
9025934 | Chromatographic Columns with Indentations and PTFE Stopcock, Length mm 400 Column D.mm 20 | 1475 | 60.81
9025936 | Chromatographic Columns with Indentations and PTFE Stopcock, Length mm 600 Column D.mm 30 | 1475 | 70.03
9025938 | Chromatographic Columns with Indentations and PTFE Stopcock, Length mm 800 Column D.mm 40 | 1475 | 142.24
9031821 | Cold box - Isotherm Extreme 10 L 10 l | 790 | 36.73
9031961 | Dewar vessels,PE-HD,cap. 1 ltrs,95x194 mm high | 769 | 261.85
9031962 | Dewar vessels,PE-HD,cap. 2 ltrs,121x225 mm high | 769 | 278.73
9031964 | Dewar vessels,PE-HD,cap. 4 ltrs,146x287 mm high | 769 | 305.14
9031970 | Dewar vessels,PE-HD,cap.10 ltrs,197x394 mm high | 769 | 517.3
9031971 | Cork lid for 0.5 ltr.-Dewar vessel 9.031 981 | 771 | 39.73
9031972 | Cork lid for 1 ltr.-Dewar vessel 9.031 982 | 771 | 49.67
9031973 | Cork lid for 2 + 1 ltr.-Dewar vessel 9.031 984 + 9.031 983 | 771 | 54.63
9031975 | Cork lid for 3 + 6 ltr.-Dewar vessel 9.031 985 + 9.031 986 | 771 | 209.19
9031981 | Dewar fessels 0,5l Cryoson, chrome steel | 771 | 232.56
9031982 | Dewar vessels,chrome steel,cap. 1 ltr, inner height 206 mm | 771 | 284.46
9031983 | Dewar vessels,chrome steel,cap. 1 ltr, inner height 157 mm | 771 | 265.78
9031984 | Dewar vessels,chrome steel,cap. 2 ltr, inner height 285 mm | 771 | 330.15
9031985 | Dewar fessels 3l Cryoson, chrome steel | 771 | 502.28
9031986 | Dewar fessels 6l Cryoson, chrome steel | 771 | 574.61
9032011 | Dewar vessels,aluminium jacket,cap. 100 ml 40 x 90 mm inner height | 770 | 117.32
9032012 | Dewar vessels,aluminium jacket,cap. 200 ml 40 x 170 mm inner height | 770 | 134.6
9032013 | Dewar vessels,aluminium jacket,cap. 300 ml 47 x 190 mm inner height | 770 | 158.68
9032014 | Dewar flasks 450ml, cylindrical blue powder-coated alu, 270x47mm | 770 | 167.49
9032015 | Dewar vessels,aluminium jacket,cap. 500 ml 57 x 210 mm inner height | 770 | 171.29
9032016 | Dewar flasks 750ml, cylindrical blue powder-coated alu, 310x57mm | 770 | 180.32
9032017 | Dewar flasks 1250ml, cylindrical blue powder-coated alu, 500x57mm | 770 | 463.14
9032018 | Dewar vessels,aluminium jacket,cap. 800 ml 67 x 240 mm inner height | 770 | 190.52
9032019 | Dewar vessels,aluminium jacket,cap. 1200 ml 67 x 350 mm inner height | 770 | 203.21
9032021 | Dewar vessels,aluminium jacket,cap. 1000 ml 7 x 235 mm inner height | 770 | 225.67
9032022 | Dewar vessels,aluminium jacket,cap. 1500 ml 77 x 345 mm inner height | 770 | 245.89
9032023 | Dewar flasks 2100ml, cylindrical blue powder-coated alu, 500x77mm | 770 | 495.82
9032024 | Dewar vessels,aluminium jacket,cap. 1500 ml 90 x 245 mm inner height | 770 | 273.81
9032025 | Dewar vessels,aluminium jacket,cap. 2000 ml 90 x 340 mm inner height | 770 | 267.07
9032026 | Dewar flasks 3200ml, cylindrical blue powder-coated alu, 600x90mm | 770 | 583.23
9032027 | Dewar vessels,aluminium jacket,cap. 1500 ml 100 x 240 mm inner height | 770 | 258.5
9032028 | Dewar vessels,aluminium jacket,cap. 2000 ml 100 x 290 mm inner height | 770 | 261.61
9032029 | Dewar flasks 4000ml, cylindrical blue powder-coated alu, 600x100mm | 770 | 584.85
9032030 | Dewar vessels,aluminium jacket,cap. 2500 ml 10 x 290 mm inner height | 770 | 314.78
9032031 | Dewar flasks 5000ml, cylindrical blue powder-coated alu, 600x110mm | 770 | 662.26
9032032 | Dewar flasks 3000ml, cylindrical blue powder-coated alu, 230x138mm | 770 | 324.51
9032033 | Dewar vessels,aluminium jacket,cap. 4000 ml 138 x 160 mm inner height | 770 | 444.55
9032034 | Dewar flasks 8000ml, cylinderical blue powder-coated alu, 600x138mm | 770 | 625.22
9032065 | Cold trap KF 29-K complete with dewar flask 12 C and plastic ring | 1076 | 594.45
9032066 | Cold trap KF 29-OK complete with dewar flask 12 C and plastic ring | 1076 | 624.4
9032067 | Cold trap KF 29-GL complete with dewar flask 12 C and plastic ring | 1076 | 584.37
9032068 | Cold trap KFL 29-K complete with dewar flask 18 C and plastic ring | 1076 | 666.03
9032069 | Cold trap KFL 29-OK complete with dewar flask 18 C and plastic ring | 1076 | 695.97
9032070 | Cold trap KFL 29-GL complete with dewar flask 18 C and plastic ring | 1076 | 655.98
9032071 | Cold trap KF 29-K-A complete with dewar flask 12 C and plastic ring and drain opening | 1076 | 658.31
9032072 | Cold trap KF 29-OK-A complete with dewar flask 12 C and plastic ring and drain opening | 1076 | 687.99
9032073 | Cold trap KF 29-GL-A complete with dewar flask 12 C and plastic ring and drain opening | 1076 | 648.23
9032074 | Cold trap KFL 29-K-A complete with dewar flask 18 C and plastic ring and drain opening | 1076 | 729.9
9032075 | Cold trap KFL 29-OK-A complete with dewar flask 18 C and plastic ring and drain opening | 1076 | 759.56
9032076 | Cold trap KFL 29-GL-A complete with dewar flask 18 C and plastic ring and drain opening | 1076 | 719.84
9032115 | Dewar flasks 5000ml with aluminium casing | 771 | 734.37
9032127 | Dewar flask 10.000ml grade 24 AL | 771 | 985.19
9032131 | Large insulating vessels,with cover and handle cap. 10 ltrs | 770 | 842.17
9032132 | Large insulating vessels,with cover and handle cap. 14 ltrs. | 770 | 866.49
9032133 | Large insulating vessels,with cover and handle cap. 21 ltrs. | 770 | 1369.33
9032134 | Large insulating vessels,with cover and handle ap. 28 ltrs | 770 | 1510.44
9032422 | Dewar vessel, type SCH 9 CAL bowl form, 77mm, aluminium coat | 769 | 207.79
9032423 | Dewar vessels,aluminium jacket,hemispherical cap. 260 ml | 769 | 270.64
9032425 | Dewar vessels,aluminium jacket,hemispherical cap. 400 ml | 769 | 323.16
9032426 | Dewar vessels,aluminium jacket,hemispherical cap. 680 ml | 769 | 379.51
9032427 | Dewar vessels,aluminium jacket,hemispherical cap. 1600 ml | 769 | 538.02
9032726 | Dewar transport vessels,metal jacket, cap. 1 ltr., 26 B | 769 | 306.82
9032727 | Dewar transport vessels,metal jacket, cap. 2 ltrs, 27 B | 769 | 321.52
9032728 | Dewar transport vessels,metal jacket, cap. 3 ltrs., 28 B | 769 | 394.73
9032729 | Dewar transport vessels,metal jacket, cap. 4 ltrs., 29 B | 769 | 486.72
9032736 | Dewar flask 1000ml | 769 | 290.73
9032737 | Dewar flask 2000ml Type 27BE | 769 | 364.36
9032738 | Dewar flask 3000ml | 769 | 467.93
9032739 | Dewar vessel 4000l high-grade steel | 769 | 546.47
9032740 | Dewar vessel type 21AL 1l spherical shape | 771 | 411.44
9032741 | Dewar flask 3l grede 22AL | 771 | 630.18
9032742 | Dewar flasks 10l 31 CAL, bowl form | 770 | 842.17
9032743 | Dewar flasks 21l 33CAL, bowl form | 770 | 1369.33
9032920 | Glass marker, diamond-tipped with wooden grip | 130 | 28.5
9032930 | Glass marker,diamond,pen-shaped | 130 | 28.5
9032932 | Glass scribe pen with tungstene carbide tip | 130 | 68.84
9033121 | Storage bins,PS,red,165/140x100x75 mm | 51 | 2.31
9033123 | Storage bins,PS,blue,165/140/100x75 mm | 51 | 2.31
9033131 | Storage bins,PS,red,230/200x145x125 mm | 51 | 6.16
9033133 | Storage bins,PS,blue,230/200x145x125 mm | 51 | 6.16
9033141 | Storage bins,PS,red,335/300x200x150 mm | 51 | 13.03
9033143 | Storage bins,PS,blue,335/300x200x150 mm | 51 | 13.03
9033187 | Jars,PC,with screw cap,cap. 1000 ml, | 46 | 23.97
9033201 | Jars,PE,with lid, cap. 200 ml 98x42 mm | 44 | 2.5
9033202 | Jars,PE,with lid, cap. 400 ml 114x55 mm | 44 | 2.91
9033211 | Jar,PE,with lid, cap. 700 ml 114x88 mm | 44 | 3.22
9033212 | Jars,PE,with lid, cap. 1000 ml 136x110 mm | 44 | 3.7
9033213 | Jars,PE,with lid, cap. 2000 ml 169x143 mm | 44 | 5.94
9033230 | Jars,PP,with screw cap,cap. 15ml pack of 12 | 46 | 33.68
9033231 | Jars,PP,with screw cap,cap. 30 ml pack of 12 | 46 | 35.22
9033232 | Jars,PP,with screw cap,cap. 60 ml pack of 12 | 46 | 37.69
9033233 | Jars,PP,with screw cap,cap. 125 ml pack of 12 | 46 | 49.23
9033234 | Jars,PP,with screw cap,cap. 250 ml pack of 6 | 46 | 37.07
9033235 | Jars,PP,with screw cap,cap. 500 ml pack of 6 | 46 | 44.57
9033236 | Jars,PP,with screw cap,cap. 950 ml pack of 6 | 46 | 66.6
9033237 | Jars,PC,with screw cap,cap. 15 ml pack of 4 | 46 | 19.16
9033238 | Jars,PC,with screw cap,cap. 30 ml pack of 4 | 46 | 22.25
9033239 | Jars,PC,with screw cap, 60 ml pack of 4 | 46 | 25.13
9033240 | Jars,PC,with screw cap,cap. 125 ml pack of 4 | 46 | 36.36
9033241 | Jars,PC,with screw cap,cap. 250 ml pack of 4 | 46 | 42.06
9033242 | Jars,PC,with screw cap,cap. 500 ml pack of 4 | 46 | 66.94
9033251 | Freezer bags 180x250 mm Melitta Toppits® Polaren, cap. 1 ltr., roll of 40 bags | 192 | 5.71
9033252 | Freezer bags 250x320 mm Melitta Toppits® Polaren, cap. 3 ltrs., roll of 30 bags | 192 | 5.71
9033253 | Freezer bags 290x470 mm Melitta Toppits® Polaren, cap. 6 ltrs., roll of 20 bags | 192 | 5.71
9033270 | Freezer boxes,PP,with lid,cap. 0,5 ltrs 103x103x64 mm | 52 | 2.06
9033275 | Freezer boxes,PE,with lid,cap. 1,0 ltrs 103x103x127 mm | 52 | 3.3
9033280 | Freezer boxes,PP,with lid,cap. ,1 ltrs 208x103x64 mm | 52 | 3.76
9033285 | Freezer boxes,PP,with lid,cap. 1,5 ltrs 208x103x94 mm | 52 | 5.18
9033286 | Freezer boxes,PP,with lid,cap. 2,0 ltrs 103x255x94 mm | 52 | 6.41
9033287 | Freezer boxes,PP,with lid,cap. 2,0 ltrs 208x208x64 mm | 52 | 6.9
9033288 | Freezer boxes,PP,with lid,cap. 3,2 ltrs 208x208x94 mm | 52 | 7.62
9033341 | Wire baskets,nylon-coated,100x100x100 mm | 50 | 67.31
9033342 | Wire baskets,nylon-coated,120x120x120 mm | 50 | 132.65
9033344 | Wire baskets,nylon-coated,140x140x140 mm | 50 | 119.89
9033346 | Wire baskets,nylon-coated,160x160x160 mm | 50 | 127.93
9033350 | Wire baskets,nylon-coated,200x200x200 mm | 50 | 73.22
9033410 | Wire baskets,st.steel,100x100x100 mm | 50 | 54.4
9033412 | Wire baskets,st.steel,120x120x120 mm | 50 | 53.67
9033414 | Wire baskets,st.steel,140x140x140 mm | 50 | 59.02
9033416 | Wire baskets,st.steel,160x160x160 mm | 50 | 56.23
9033418 | Wire baskets,st.steel,180x180x180 mm | 50 | 157.69
9033420 | Wire baskets,st.steel,200x200x200 mm | 50 | 66.83
9033430 | Wire baskets,st.steel,300x200x200 mm | 50 | 148.53
9033440 | Wire baskets,st.steel,400x200x200 mm | 50 | 133.61
9033653 |  | 145 | 11.07
9033655 |  | 145 | 12.31
9033657 |  | 145 | 13.82
9033659 |  | 145 | 14.96
9033741 | Triangle 50mm with piceclay tubes | 145 | 9.47
9034110 | Tripod Stand 100 x 180 mm high zinc plated steel | 144 | 18.77
9034112 | Tripod Stand 120 x 210 mm high zinc plated steel | 144 | 20.94
9034114 | Tripod Stand 140 x 220 mm high zinc plated steel | 144 | 23.69
9034253 | CERAN protection plates,135x135 mm | 145 | 36.45
9034257 | CERAN protection plates,155x155 mm | 145 | 38.94
9034258 | CERAN protection plates,175x175 mm | 145 | 45.55
9039921 | container 1 l with lid and handle 140 x 100 mm, 18/8 steel | 55 | 326.59
9039922 | container 2 l with lid and handle 150 x 130 mm, 18/8 steel | 55 | 330.43
9039923 | container 3 l with lid and handle 180 x 155 mm, 18/8 steel | 55 | 365.66
9039925 | container 5 l with lid and handle 240 x 175 mm, 18/8 steel | 55 | 404.19
9039926 | container 6 l with lid and handle 280 x 175 mm, 18/8 steel | 55 | 410.22
9039928 | container 10 l with lid and handle 300 x 200 mm, 18/8 steel | 55 | 482.03
9040006 | Buckets,PE-LD,graduated,with handle,cap. 5 ltrs | 54 | 20.95
9040010 | Buckets,PE-HD,with handle,cap. 10 ltrs,white | 54 | 31.26
9040011 | Buckets,PE-HD,with handle,cap. 10 ltrs,grey | 54 | 20.57
9040012 | Buckets,PE-LD,graduated,with handle,cap. 10 ltrs | 54 | 25.03
9040022 | Buckets,PP,with spout and handle,cap. 12 ltrs | 55 | 35.42
9040025 | Buckets,PP,with spout and handle,cap. 15 ltrs | 55 | 39.05
9040030 | LLG-Packing buckets 1 l PP, with Lid with First Removal Seal | 54 | 1.13
9040031 | LLG-Packing buckets 2 l PP, with Lid with First Removal Seal | 54 | 1.98
9040032 | LLG-Packing buckets 3 l PP, with Lid with First Removal Seal | 54 | 2.19
9040033 | LLG-Packing buckets 5 l PP, with Lid with First Removal Seal | 54 | 2.47
9040034 | LLG-Packing buckets 10 l with Lid with First Removal Seal | 54 | 4.48
9040110 | Buckets,PE-HD,with spout and handle,cap. 10 ltrs | 54 | 29.89
9040115 | Buckets,PE-HD,with spout and handle,cap. 15 ltrs | 54 | 46.73
9040206 | Lid for bucket 5l | 54 | 5.87
9040212 | Lids for buckets 10l LDPE | 54 | 6.46
9040216 | LLG-Round plastic bucket, 10 L, PP white, with metal handle and graduations | 54 | 4.09
9040325 | Bucket cap. 6 ltrs st.steel, graduated, with handle | 55 | 66.98
9040330 | Bucket cap. 10 ltrs st.steel, graduated, with handle | 55 | 80.18
9040332 | Bucket cap. 12 ltrs st.steel, graduated, with handle | 55 | 96.27
9040335 | Bucket cap. 15 ltrs st.steel, graduated, with handle | 55 | 110.76
9040336 | BEL-ART-Adhesive tapes, red 12.7 mm length 36.4 m, Write-On | 166 | 18.07
9040337 | BEL-ART-Adhesive tapes, yellow 12.7 mm length 36.4 m, Write-On | 166 | 18.07
9040338 | BEL-ART-Adhesive tapes, green 12.7 mm length 36.4 m, Write-On | 166 | 18.07
9040339 | BEL-ART-Adhesive tapes, blue 12.7 mm length 36.4 m, Write-On | 166 | 18.07
9040340 | BEL-ART-Adhesive tapes, orange 12.7 mm length 36.4 m, Write-On | 166 | 24.36
9040341 | BEL-ART-Adhesive tapes, red 19 mm length 36.4 m, Write-On | 166 | 26.42
9040342 | BEL-ART-Adhesive tapes, yellow 19 mm length 36.4 m, Write-On | 166 | 26.42
9040343 | BEL-ART-Adhesive tapes, green 19 mm length 36.4 m, Write-On | 166 | 26.42
9040344 | BEL-ART-Adhesive tapes, blue 19 mm length 36.4 m, Write-On | 166 | 26.42
9040345 | BEL-ART-Adhesive tapes, orange 19 mm length 36.4 m, Write-On | 166 | 26.42
9040346 | BEL-ART-Adhesive tapes, red 25.4 mm length 36.4 m, Write-On | 166 | 31.59
9040347 | BEL-ART-Adhesive tapes, yellow 25.4 mm length 36.4 m, Write-On | 166 | 31.59
9040348 | BEL-ART-Adhesive tapes, green 25.4 mm length 36.4 m, Write-On | 166 | 31.59
9040349 | BEL-ART-Adhesive tapes, blue 25.4 mm length 36.4 m, Write-On | 166 | 26.5
9040350 | BEL-ART-Adhesive tapes, orange 25.4 mm length 36.4 m, Write-On | 166 | 33.94
9040351 | BEL-ART-Adhesive tapes, white 12.7 mm length 54.6 m, Write-On | 166 | 33.52
9040352 | BEL-ART-Adhesive tapes, white 19 mm length 54.6 m, Write-On | 166 | 33.39
9040353 | BEL-ART-Adhesive tapes, white 25.4 mm length 54.6 m, Write-On | 166 | 42.34
9040379 | BEL-ART-Adhesive tapes, white 12.7 mm length 36.4 m, Write-On | 166 | 18.07
9040380 | BEL-ART-Adhesive tapes, white 19 mm length 36.4 m, Write-On | 166 | 26.42
9040381 | BEL-ART-Adhesive tapes, white 25.4 mm length 36.4 m, Write-On | 166 | 31.59
9040389 | BEL-ART Adhesive tape dispenser Write-On Economy | 167 | 86.03
9040552 | AC adapter BMP21-AC, 110 V for label printer BMP21 9.040 551 | 171 | 97.16
9040553 | AC adapter BMP21-AC EUR, 220 V for label printer BMP21 9.040 551 | 171 | 97.16
9040554 | AC adapter BMP21-AC UK, 230 V 3 pins for label printer BMP21 9.040 551 | 171 | 97.16
9040557 | Tool BMP21-TOOL for label printer BMP21 9.040 551 | 171 | 57.29
9040562 | High performance labels, white polyester B-461, M21-375-461 9.53 mm x 6.4 m roll | 172 | 59.06
9040574 | High performance labels, white polyester B-461, M21-500-461 12.70 mm x 6.4 m roll | 172 | 68.82
9040575 | High performance labels, white polyester B-461, M21-750-461 19.05 mm x 6.4 m roll | 172 | 78.69
9040576 | High performance labels, white nylon cloth B-499, M21-375-499 9.53 mm x 4.8 m roll | 172 | 44.4
9040577 | High performance labels, white nylon cloth B-499, M21-500-499 12.70 mm x 4.8 m roll | 172 | 46.58
9040578 | High performance labels, white nylon cloth B-499, M21-750-499 19.05 mm x 4.8 m roll | 172 | 60.06
9040579 | High performance labels, white polyester B-488, M21-375-488 9.53 mm x 6.4 m roll | 172 | 54.63
9040580 | High performance labels, white polyester B-488, M21-500-488 12.70 mm x 6.4 m roll | 172 | 64.31
9040581 | High performance labels, white polyester B-488, M21-750-488 19.05 mm x 6.4 m roll | 172 | 73.96
9040582 | High performance labels, white vinyl B-427, M21-750-427 19.05 mm x 4.2 m roll | 172 | 65.37
9040583 | High performance labels, white vinyl B-427, M21-1000-427 25.40 mm x 4.2 m roll | 172 | 79.17
9040584 | High performance labels, white vinyl B-427, M21-1250-427 30.48 mm x 4.2 m roll | 172 | 80.63
9040585 | High performance labels, white vinyl B-427, M21-1500-427 38.10 mm x 4.2 m roll | 172 | 81.56
9040612 | Self-adhesive labels,12x30 mm,pack of 10000 | 168 | 61.26
9040614 | Self-adhesive labels,13x40 mm,pack of 5000 | 168 | 42.24
9040616 | Self-adhesive labels,16x22 mm,pack of 10000 | 168 | 55.84
9040618 | Self-adhesive labels,19x40 mm,pack of 5000 | 168 | 57.83
9040620 | Self-adhesive labels,20x50 mm,pack of 5000 | 168 | 75.34
9040625 | Self-adhesive labels,25x40 mm,pack of 5000 | 168 | 72.06
9040635 | Self-adhesive labels,24x53 mm,pack of 2500 | 168 | 65.69
9040636 | Self-adhesive labels,34x67 mm,pack of 1000 | 168 | 36.41
9040652 | Self-adhesive labels,52x82 mm,pack of 1000 | 168 | 56.73
9040711 | Tough-Spots®, PVC round, Ø 9.5mm, white, pack of 1000/roll | 169 | 48.82
9040712 | Tough-Spots®, PVC round, Ø 9.5mm blue, pack of 1000/roll | 169 | 48.82
9040713 | Tough-Spots®, PVC round, Ø 9.5mm green, pack of 1000/roll | 169 | 48.82
9040714 | Tough-Spots®, PVC round, Ø 9.5mm red, pack of 1000/roll | 169 | 48.82
9040715 | Tough-Spots®, PVC round, Ø 9.5mm yellow, pack of 1000/roll | 169 | 48.82
9040716 | Tough-Spots®, PVC round, Ø 13mm white, pack of 1000/roll | 169 | 48.82
9040717 | Tough-Spots®, PVC round, Ø 13mm blue, pack of 1000/roll | 169 | 48.82
9040718 | Tough-Spots®, PVC round, Ø 13mm green, pack of 1000/roll | 169 | 48.82
9040719 | Tough-Spots®, PVC round, Ø 13mm red, pack of 1000/roll | 169 | 48.82
9040720 | Tough-Spots®, PVC round, Ø 13mm yellow, pack of 1000/roll | 169 | 48.82
9040721 | Technical buffer solution 1l bottle, pH 2.0 | 327 | 125.46
9040722 | Technical buffer solutions,pH 4.01, 1 ltr. | 327 | 58.82
9040723 | Technical buffer solutions,pH 7.00, 1 ltr. | 327 | 58.82
9040725 | Technical buffer solutions,pH 10.01, 1 ltr. TEP 10 Trace | 327 | 58.82
9040727 | Technical buffer solution 250ml ph 4, TPL 4 | 327 | 28.32
9040728 | Technical buffer solutions 250ml ph 7,00 TPL 7 | 327 | 28.32
9040734 | Standard (DIN/NBS) buffer solution 50 ml, pH 4.01 | 327 | 30.81
9040735 | Standard (DIN/NBS) buffer solution 50 ml, pH 7.00 | 327 | 30.81
9040741 | Standard buffer solutions 250ml, ph 1,679/1,68 | 326 | 51.09
9040744 | Standard buffer solutions,DIN/BS,pH 4.01,250 ml with batch certificate for download | 326 | 47.17
9040746 | Standard buffer solutions,DIN/BS,pH 6.87,250 ml | 326 | 47.17
9040749 | Standard buffer solutions,DIN/BS,pH 9.18,250 ml | 326 | 47.17
9040752 | Standard buffer solutions 250ml bottle, pH 12,454 (no dan. goods) | 326 | 52.45
9040782 | Redox buffer solution,250 ml | 327 | 72.26
9040796 | Pepsin cleaning solution PEP/pH Pack of 3 pcs with 250 ml UN 1789, 8, III, (E) | 326 | 126.97
9040840 | pH electrodes,gel electrolyte,built-in temperature sensor,1 m cable, Sentix 22 | 315 | 220.71
9040841 | pH electrodes,gel electrolyte,built-in temperature sensor,1 m cable, Sentix 42 | 315 | 310.08
9040842 | pH electrodes,with liquid electrolyte Sentix 60 | 315 | 227.99
9040843 | pH electrodes,with liquid electrolyte Sentix 62 | 315 | 238.91
9040844 | pH electrodes,with liquid electrolyte,with temperature sensor, Sentix 82 | 315 | 341.44
9040845 | pH electrodes,for highly alkaline media SenTix H | 316 | 370.54
9040851 | pH electrodes,with plug head Sentix 20 | 315 | 172.2
9040861 | LLG-Conductivity solution 84 µS/cm, 500 ml | 339 | 27.27
9040862 | LLG-Conductivity solution 147 µS/cm, 500ml | 339 | 27.27
9040863 | LLG-Conductivity solution 1413 µs/cm, 500ml | 339 | 27.27
9040864 | LLG-Conductivity solution 12880 µS/cm 500ml | 339 | 27.27
9040865 | LLG-Buffer solution pH 4.00 ± 0.01/25°C, red coded, 1 ltr. | 325 | 23.71
9040866 | LLG-Buffer solution pH 7.00 ± 0.01/25°C, yellow coded, 1 ltr. | 325 | 23.71
9040868 | LLG-Buffer solution pH 4.00 ± 0.01/25°C, red coded, 250 ml | 325 | 8.83
9040869 | LLG-Buffer solution pH 7.00 ± 0.01/25°C, yellow coded, 250 ml | 325 | 8.83
9040870 | Bench stand for pH electrodes | 324 | 347.57
9040872 | pH electrodes,with 1 m cable Sentix 21 | 315 | 204.95
9040873 | pH electrodes,with 3 m cable Sentix 21-3 | 315 | 259.71
9040876 | pH electrode SenTix® 41 with 1 m cable and temperature sensor | 315 | 285.46
9040877 | pH electrodes,with 3 m cable and temperature sensor, Sentix 41-3 | 315 | 342.55
9040881 | pH electrodes with liquid electrolyte Sentix 61 | 315 | 238.91
9040886 | pH electrodes with liquid electrolyte and temperature sensor, SenTix 81 | 315 | 335.83
9040890 | pH electrodes with plug head for penetration SenTix Sp | 316 | 426.51
9040895 | Connection cable DIN,1 m | 317 | 83.14
9040896 | Connection cable DIN,3 m | 317 | 123.95
9040897 | Connection cable BNC,1 m | 317 | 89.19
9040904 | Conductivity solution 84 µS/cm, 500 ml | 339 | 35.89
9040905 | Conductivity solution 147 µS/cm, 500ml | 339 | 35.89
9040906 | Conductivity solution 1413 µs/cm, 500ml | 339 | 35.89
9040907 | Conductivity solution 12880 µS/cm 500ml | 339 | 35.89
9040911 | Buffer solution pH 4.00 @ 20°C, 500ml | 325 | 29.97
9040913 | Buffer solution pH 7.00 @ 20°C, 500ml | 325 | 29.97
9040915 | Buffer solution pH 10.00 @ 20°C, 500ml (no dan. goods) | 325 | 29.97
9040940 | Pepsin/HCL, for cleaning 500 ml media containing protein (no dan. goods) | 328 | 54.56
9040942 | Organic cleaning solution 500 ml | 328 | 42.28
9040944 | Storage solution 500 ml | 328 | 36.78
9040945 | Storage solution 100 ml (no dan. goods) | 328 | 32.06
9040949 | Technical buffer solution pH 2.00 25°C, 250 ml | 327 | 21.63
9040950 | Technical buffer solution pH 4.01 25°C, 250 ml | 327 | 19.49
9040951 | Technical buffer solution pH 9.21 25°C, 250 ml (no dan. goods) | 327 | 19.49
9040955 | Technical buffer solution pH 4.01 25°C, 1 L | 327 | 38.46
9040964 | Conductivity standard 3000 µS/cm 500 ml | 339 | 189.81
9040987 | Conductivity standard 350000 µS/cm 500 ml | 339 | 189.81
9041033 | Electrolyte solution L 4204 250 ml, caliumchloridsolution 4,2 mol/l | 328 | 55.02
9041036 | Electrolyte solution L 3014 250 ml | 328 | 55.02
9041072 | Electrolyte solutions, test solutions,250 ml | 328 | 55.02
9041092 | Electrolyte solutions, test solutions,250 ml | 328 | 55.02
9041100 | Electrodes N 61 | 318 | 345.91
9041105 | Electrodes H 61 | 318 | 359.34
9041110 | Electrodes N 62 | 318 | 314.56
9041112 | Electrodes H62 | 318 | 349.27
9041120 | Electrodes N 64 | 318 | 418.68
9041169 | Ionselective Electrode perfectION comb Ca combined, 1,2 m cable, BNC connection | 323 | 1656.72
9041170 | Ionselective electrode perfectION comb Ag/S combined, 1,2 m cable, BNC connection | 323 | 1656.72
9041171 | Ionselective electrode perfectION comb Cn combined, 1,2 m cable, BNC connection | 323 | 1503.32
9041172 | Ionselective electrode perfectION comb Cu combined, 1,2 m cable, BNC connection | 323 | 1656.72
9041173 | Ionselective electrode perfectION comb I combined, 1,2 m cable, BNC connection | 323 | 1503.32
9041174 | Ionselective electrode perfectION comb K combined, 1,2 m cable, BNC connection | 323 | 1656.72
9041175 | Ionselective electrode perfectION comb Pb combined, 1,2 m cable, BNC connection | 323 | 1656.72
9041235 | Patch-cord-combination L 1 A | 319 | 101.28
9041301 | Patch-cord-combination L 1 BNC | 319 | 101.28
9041303 | Cable combination LB 1 A,length 1 m | 319 | 99.77
9041304 | Cable combinations LB 1-BNC | 319 | 99.77
9041368 | LLG-Buffer solution pH 7.00 ± 0.02/20°C, 1 l | 325 | 9.01
9041370 | LLG-Potassium chloride solution 3 mol/l 1 l | 328 | 24.69
9041371 | LLG-Potassium chloride solution 3 mol/l 250 ml | 328 | 9.6
9041372 | LLG-Potassium chloride solution 3 mol/l (AgCl sat.), 250 ml | 328 | 12.8
9041400 | pH electrode LE438 fix cable/BNC/Cinch/NTC | 321 | 268.76
9041442 | Conductivitz sensor InLab® 741-ISM 2-Pol-cell, ATC | 338 | 927.69
9041443 | Conductivity probe InLab® 710 4-plate, glass/platinum body length: 120 mm | 338 | 528.67
9041446 | Conductivity probe InLab® 720 2-plate, glass/platinum body length: 120 mm | 338 | 537.33
9041447 | Conductivity probe InLab® 731 4-plate, carbon cell, body length: 120 mm | 338 | 633.75
9041448 | Conductivity sensor InLab® 731-ISM 4-Pol, Graphit-cell, ATC | 338 | 660.39
9041449 | Conductivity sensor InLab® 731-ISM-2m | 338 | 702.31
9041450 | pH electrode InLab® Routine body length: 120 mm | 319 | 289.88
9041454 | pH electrode InLab® Routine Pro body length: 120 mm | 319 | 387.83
9041456 | pH electrode InLab® Routine PT1000 body length: 120 mm | 319 | 387.83
9041472 | pH-Electrode InLab® Science Pro-ISM pH 0...12 | 321 | 671.67
9041475 | Conductivity sensor InLab® 751-4mm 2-pol, platinum cell, bole length 120 mm, Ø 4mm | 338 | 801.9
9041476 | Conductivity sensor InLab® 752-6mm 2-Pol, platinum cell, bole length 180 mm, Ø 6mm | 338 | 754.73
9041500 | pH electrode InLab® Expert body length: 120 mm | 320 | 268.76
9041503 | pH electrode InLab® Expert DIN body length: 120 mm | 320 | 356.42
9041504 | pH electrode InLab® Expert NTC30 body length: 120 mm without DIN/Cinch-cable 9.041 756 | 320 | 345.58
9041506 | pH electrode InLab® Expert Pro body length: 120 mm | 320 | 394.33
9041508 | pH-Electrode InLab® Expert Pro robust 3-i-1 pH-sensor, PEEK-bole, ATC | 320 | 445.25
9041519 | Conductivity measuring cell InLab® 738-ISM-10m 4-Pol., graphite cell, bole length 120 mm, 10m-cable, LTW-plug | 338 | 843.82
9041524 | Conductivity measuring cell InLab® 742 2-pol, steel cell, bole length 120 mm, 2m-cable, IP67 LTW-plug | 338 | 864.8
9041540 | Redox electrode InLab® Redox body length: 120 mm, platinum | 322 | 338
9041541 | Redox electrode InLab® Redox Pro body length: 120 mm, platinum | 322 | 547.08
9041542 | Redox electrode InLab® Redox-L body length: 170 mm, platinum | 322 | 392.17
9041543 | Redox electrode InLab® Redox Micro body length: 100 mm, platinum | 322 | 420.33
9041544 | Redox electrode InLab® Redox Au body length: 120 mm, gold | 322 | 527.58
9041545 | Redox electrode InLab® Redox Ag body length: 120 mm, argent | 322 | 422.5
9041553 | pH electrode InLab® Solids body length: 25 mm | 319 | 439.83
9041555 | pH-Electrode InLab® Solids Pro-ISM pH 1...11, glass bole 25 mm, open connection | 319 | 601.25
9041560 | pH electrode InLab® Micro body length: 60 mm | 320 | 438.75
9041583 | Oxzgen sensor InLab® 605-ISM integr. NTC temperature probe, 1,8m cable BNC/RCA | 344 | 1247.4
9041584 | Oxygen sensor InLab® 605-ISM-5m integr. NTC temperature probe, 5m cable BNC/RCA | 344 | 1147.81
9041585 | Oxygen sensor InLab® 605-ISM-10m integr. NTC temperature probe, 10m cable BNC/RCA | 344 | 1293.68
9041590 | Reference electrode InLab® Reference body length: 120 mm | 323 | 208.31
9041601 | Oxygen sensor InLab® 605/10m pH 1...11, glass bole, MultiPin-plug head, with 10m cable | 344 | 1278.84
9041611 | InLab® Cable MultiPin-BNC/RCA 1.2 m | 319 | 160.79
9041613 | InLab® Cable S7-BNC 1.2 m | 319 | 81.5
9041634 | InLab® Cable S7-DIN 1.2 m | 321 | 91.08
9041649 | InLab® Cable MultiPin-DIN/RCA 1.2 m | 321 | 159.61
9041661 | InLab® Cable S7-4mm 1.2 m | 321 | 90.31
9041662 | InLab® Cable S7-2mm 1.2 m | 321 | 90.31
9041669 | InLab® Cable S7-no connector 5 m | 321 | 154.19
9041721 | Ion-selective electrodes (ISE), bromide, DX280 | 323 | 1278.84
9041723 | Ion-selective electrodes,Chloride | 323 | 1278.84
9041725 | Ion-selective electrodes,Fluoride DX219-F | 323 | 1278.84
9041730 | Ion selective electrodes (ISE) calcium DX 240 | 323 | 1278.84
9041731 | Ion-selective electrodes (ISE) potassium, DX239 | 323 | 1278.84
9041732 | Ion-selective electrodes,Nitrate | 323 | 1278.84
9041733 | Ion-selective electrodes,Ammonium | 323 | 1278.84
9041735 | Ion-selective electrodes (ISE) sodium, DX223 | 323 | 574.17
9041736 | Ion-selective electrodes (ISE) copper DX264-Cu | 323 | 1447.07
9041745 | Gas sensitive electrode (GSE) ammonia | 323 | 1278.84
9041813 | Buffer solution, rainbow-pack 1 3x10 bags with 20ml pH 4,01/7,00/9,21 | 326 | 89.01
9041814 | Buffer solutions, rainbow-pack 2 3x10 bags with 20ml pH 4,01/7,00/10,01 | 326 | 89.01
9041815 | Buffer solutions,pH 10,01, 20 ml,pack of 30 | 326 | 89.01
9041816 | Buffer solutions,pH 4,01, 20 ml,pack of 30 | 326 | 89.01
9041817 | Buffer solutions,pH 7,00, 20 ml,pack of 30 | 326 | 89.01
9041818 | Buffer solutions,pH 9,21, 20 ml,pack of 30 | 326 | 89.01
9041872 | Redox calibration solution 220mV/pH7 427 mV, rH=28.4, 250 ml | 327 | 38.33
9041878 | Redox calibration solutions pH 0.1 6x30 ml 675mV UN 3264, 8, III, (E) | 327 | 49.49
9042006 | Sicco Star-Vitrum-Exsiccator 310x375x525mm, Borosilicate 3.3/Alu | 1088 | 1626.89
9042019 | Desiccators,DURAN®,with knob cover,diam. 100 mm without plate | 1081 | 194.06
9042031 | Desiccators,DURAN®,with knob cover,diam. 150 mm without plate | 1081 | 226.94
9042038 | Desiccators,DURAN®,with knob cover,diam. 200 mm without plate | 1081 | 272.31
9042043 | Desiccators,DURAN®,with knob cover,diam. 250 mm without plate | 1081 | 400.28
9042047 | Desiccators,DURAN®,with knob cover,diam. 300 mm without plate | 1081 | 590.89
9042119 | Vacuum desiccators,DURAN®,with stopcock in cover, diam. 100 mm,without plate | 1082 | 265.83
9042131 | Vacuum desiccators,DURAN®,with stopcock in cover, diam. 150 mm,without plate | 1082 | 281.7
9042132 | Vacuum-Desiccator NOVUS DN 150 clear DURAN®, with porcelain plate, with NS-junction tube in lid, stopcock and plane flange | 1082 | 330.83
9042138 | Vacuum desiccators,DURAN®,with stopcock in cover, diam. 200 mm,without plate | 1082 | 338.07
9042139 | Vacuum-Desiccator NOVUS DN 200 clear DURAN®, with porcelain plate, with NS-junction tube in lid, stopcock and plane flange | 1082 | 439.19
9042143 | Vacuum desiccators,DURAN®,with stopcock in cover, diam. 250 mm,without plate | 1082 | 504.2
9042144 | Vacuum desiccator NOVUS DN 250 clear DURAN®, with porcelain plate, with NS-junction tube in lid, stopcock and plane flange | 1082 | 641.44
9042147 | Vacuum desiccators,DURAN®,with stopcock in cover, diam. 300 mm,without plate | 1082 | 690.54
9042148 | Vacuum-Desiccator NOVUS DN 300 clear DURAN®, with porcelain plate, with NS-junction tube in lid, stopcock and plane flange | 1082 | 879.26
9042232 | Vacuum-Desiccator NOVUS DN 150 clear DURAN®, with porcelain plate, thread lid GL32 MOBILEX, with PBT | 1082 | 309.17
9042239 | Vacuum-Desiccator NOVUS DN 200 clear DURAN®, with porcelain plate, thread lid GL32 MOBILEX, with PBT | 1082 | 424.72
9042244 | Vacuum-Desiccator MOBILEX DN 250 clear DURAN®, with porcelain plate, thread lid GL32 MOBILEX, with PBT | 1082 | 598.11
9042248 | Vacuum-Desiccator NOVUS DN 300 clear DURAN®, with porcelain plate, thread lid GL32 MOBILEX, with PBT | 1082 | 830.34
9042319 | Desiccator lids with knob,DURAN®,diam. 100 mm | 1082 | 110.58
9042331 | Desiccator lids with knob,DURAN®,diam. 150 mm | 1082 | 141.66
9042338 | Desiccator lids with knob,DURAN®,diam. 200 mm | 1082 | 140.81
9042343 | Desiccator lids with knob,DURAN®,diam. 250 mm | 1082 | 147.7
9042347 | Desiccator lids with knob,DURAN®,diam. 300 mm | 1082 | 178.44
9042419 | Desiccator lid with tubulature,DURAN®,diam. 100 mm | 1082 | 128.7
9042431 | Desiccator lid with tubulature,DURAN®,diam. 150 mm | 1082 | 144.25
9042438 | Desiccator lid with tubulature,DURAN®,diam. 200 mm | 1082 | 156.34
9042443 | Desiccator lid with tubulature,DURAN®,diam. 250 mm | 1082 | 174.68
9042447 | Desiccator lid with tubulature,DURAN®,diam. 300 mm | 1082 | 249.14
9042500 | Needle-valve Stopcocks for Desiccators, for Side Tubulation, Cone NS 24/29 Bore mm NW 2,5 | 1083 | 37.88
9042505 | Needle-valve Stopcocks for Desiccators, for Lid Tubulation, Cone NS 24/29 Bore mm NW 2,5 | 1083 | 41.89
9042507 | Desiccator stopcock with PTFE spindle | 1083 | 54.53
9042581 | LLG-Desiccant beads 2 to 5 mm orange self-indicating gel, 1 kg | 1085 | 19.9
9042582 | LLG-Desiccant beads 2 to 5 mm orange self-indicating gel, 3 kg | 1085 | 48.69
9042583 | LLG-Desiccant beads 2 to 5 mm orange self-indicating gel, 8 kg | 1085 | 114.31
9042584 | LLG-Desiccant beads 1 to 3 mm orange self-indicating gel, 1kg | 1085 | 17.2
9042585 | LLG-Desiccant beads 1 to 3 mm orange self-indicating gel 3kg | 1085 | 41.87
9042586 | LLG Desiccant beads 1 to 3 mm orange self-indicating gel, 8kg | 1085 | 108.06
9042587 | LLG Desiccant beads 1 to 3 mm orange self-indicating gel, 25kg | 1085 | 264.17
9042615 | Desiccator, hood, PC, lower section and dessicant tray, PP 150 mm | 1084 | 68.44
9042620 | Desiccator, hood, PC, lower section and dessicant tray, PP 200 mm | 1084 | 113.44
9042625 | Desiccator, hood, PC, lower section and dessicant tray, PP 250 mm | 1084 | 141.04
9042643 | Desiccator cabinet Maxi 1 glass-clear acrylic, one door, one chamber, outside 560x580x1150 mm | 1090 | 3943.92
9042644 | Desiccator cabinet Maxi 2 glass-clear acrylic, two doors, two chambers each 560x580x1150mm outside | 1090 | 5073.34
9042646 | Desiccator cabinet,transparent PC, size 224x200x168 mm,with bottle of silica gel | 1086 | 197.8
9042647 | Desiccator cabinet,transparent PC, size 224x200x336 mm,with bottle of silica gel | 1086 | 354.99
9042648 | Desiccator cabinet,transparent PC, size 224x200x504 mm,with bottle of silica gel | 1086 | 540.45
9042651 | Desiccator cabinet,glass-clear acrylic with magnetic closure,310x375x525 mm | 1087 | 1085.41
9042652 | Sicco Mini 1 Premium desiccator, PC | 1086 | 211.7
9042653 | Sicco Mini 2 Premium desiccator, PC | 1086 | 370.43
9042654 | Sicco Mini 3 Premium desiccator, PC | 1086 | 551.49
9042657 | Sicco Mini Mobil Premium desiccator, PC | 1086 | 232.67
9042658 | Sicco Mini Inertgas Premium desiccator, PC | 1087 | 442.95
9042661 | Sicco Big Star Vitrum desiccator 560x560x580mm, glass/AL | 1089 | 3558.88
9042662 | Sicco Maxi 1-Vitrum-Desiccator 560x1150x580mm, borosilicate 3.3/Alu | 1090 | 6512.43
9042664 | Sicco Big-Star-Desiccator Antistatic 560x560x580mm, PC/Alu | 1089 | 2852.35
9042690 | Desiccator,PC,with stopcock,diam. 250 mm | 1085 | 161.07
9042740 | LLG-Desiccator with stopcock 150mm with porcelain plate | 1081 | 122.79
9042741 | LLG-Desiccator with stopcock 200mm with porcelain plate | 1081 | 136.39
9042742 | LLG-Desiccator with stopcock 250mm with porcelain plate | 1081 | 174.71
9042743 | LLG-Desiccator with stopcock 300mm with porcelain plate | 1081 | 280.89
9042751 | LLG-Vacuum desiccator VDR-20, round PC, Ø 242x279mm | 1084 | 312.42
9042753 | LLG-Vacuum desiccator VDR-20G, round PC, with gauge, Ø 242x354mm | 1084 | 428.85
9042755 | LLG-Vacuum desiccator VDR-25, round PC, Ø 308x325mm | 1084 | 354.94
9042757 | LLG-Vacuum desiccator VDR-25G, round PC, with gauge, Ø 308x400mm | 1084 | 495.41
9042759 | LLG-Vacuum desiccator VDR-30, round PC, Ø 385x399mm | 1084 | 454.75
9042761 | LLG-Vacuum desiccator VDR-30G, round PC, with gauge, Ø 385x475mm | 1084 | 606.31
9042763 | LLG-Vacuum desiccator VDC-41, cubic PC, 420x397x491mm | 1085 | 2973.44
9042765 | LLG-Vacuum desiccator VDC-31, cubic PC, 420x397x381mm | 1085 | 2327.8
9042767 | LLG-Vacuum desiccator VDC-21, cubic PC, 420x392x281mm | 1085 | 1888.06
9042769 | LLG-Vacuum desiccator VDC-11, cubic PC, 322x285x271mm | 1085 | 1469.27
9042801 | LLG-Desiccator-Plate 90mm Ø porcelaine, DIN 12911, 138/1 | 1083 | 25.19
9042802 | LLG-Desiccator-Plate 140mm Ø porcelaine, DIN 12911, 138/2 | 1083 | 23.15
9042803 | LLG-Desiccator-Plate 190mm Ø porcelaine, DIN 12911, 138/3 | 1083 | 51.56
9042804 | LLG-Desiccator-Plate 235mm Ø porcelaine, DIN 12911, 138/4 | 1083 | 72.6
9042805 | LLG-Desiccator-Plate 280mm Ø porcelaine, DIN 12911, 138/5 | 1083 | 55.24
9042810 | Desiccator Ø 100 mm with plastic knob lid and porcelain plate, boro 3.3 | 1081 | 102.57
9042811 | Desiccator Ø 150 mm with plasti knob lid and porcelain plate, boro 3.3 | 1081 | 145.55
9042812 | Desiccator Ø 250 mm with plastic knob lid and porcelain plate, boro 3.3 | 1081 | 276.19
9042815 | Desiccator with tubus, Ø 100 mm stopcock 24/29, porcelain plate boro 3.3 | 1081 | 218.58
9042892 | PFA fitting I.D.: 3.2 mm integr. ferrule, blue pack of 5 | 1483 | 30.54
9042900 | Safety can 1 ltr. with fine dispensing system with overpressure valve | 268 | 243.12
9042901 | Safety can 2 ltr. with fine dispensing system with overpressure valve | 268 | 263.59
9042902 | Safety can 5 ltr. with fine dispensing system with overpressure valve | 268 | 294.88
9042905 | Safety can 1 ltr. with screw lid with overpressure valve | 268 | 215.14
9042906 | Safety can 2 ltr. with screw lid with overpressure valve | 268 | 217.84
9042907 | Safety can 5 ltr. with screw lid with overpressure valve | 268 | 255.16
9042910 | Safety canistervice 5 ltrs. with fine dispensing system with overpressure valve | 269 | 367.08
9042911 | Safety canister 10 ltrs. with fine dispensing system with overpressure valve | 269 | 416.44
9042912 | Safety canister 20 ltrs. with fine dispensing system with overpressure valve | 269 | 512.41
9042915 | Safety canister 5 ltrs. with screw lid with overpressure valve | 269 | 321.35
9042916 | Safety canister 10 ltrs. with screw lid with overpressure valve | 269 | 374.31
9042917 | Safety canister 20 ltrs. with screw lid with overpressure valve | 269 | 482.64
9042920 | Safety canister 5 ltrs. with tap 1 ½" with overpressure valve | 269 | 420.05
9042921 | Safety canister 10 ltrs. with tap 1 ½" without overpressure valve | 269 | 466.99
9042922 | Safety canister 20 ltrs. with tap 1 ½" with overpressure valve | 269 | 557.83
9042925 | Safety storage vessel 10 ltrs. with tap ¾" with overpressure valve | 269 | 599.77
9042926 | Safety storage vessel 25 ltr. with tap ¾" with overpressure valve | 269 | 725.54
9042927 | Safety storage vessel 50 ltrs. with tap ¾" with overpressure valve | 269 | 822.2
9042930 | Safety storage vessel 10 ltrs. with screw lid with overpressure valve | 269 | 344.23
9042931 | Safety storage vessel 25 ltrs. with screw lid with overpressure valve | 269 | 448.94
9042932 | Safety storage vessel 50 ltrs. with screw lid with overpressure valve | 269 | 543.86
9042934 | Safety storage vessel 10 ltrs. with tap ¾" and volume scale strip with overpressure valve | 269 | 866.45
9042935 | Safety storage vessel 25 ltrs. with tap ¾" and volume scale strip with overpressure valve | 269 | 991.89
9042936 | Safety storage vessel 50 ltrs. with tap ¾" and volume scale strip with overpressure valve | 269 | 1081.64
9042937 | Safety storage vessel 10 ltrs. with fine dispensing system an seperate vent with overpressure valve | 269 | 358.68
9042940 | Fine doser 1¼" for cans | 268 | 115.17
9042941 | Fine doser 1½" for canisters | 269 | 117.34
9042942 | Faucet ¾" for floor model | 269 | 196.89
9042943 | Faucet 1½" for faucet model | 269 | 151.26
9042945 | Safety transport container,can,st.steel,cap. 1 ltr | 269 | 212.54
9042946 | Safety transport container,can,st.steel,cap. 2 ltr | 269 | 214.23
9042947 | Safety transport container,can,st.steel,cap. 5 ltr | 269 | 251.55
9042950 | Safety transport container,canister,st.steel cap. 5 ltrs | 269 | 326.18
9042951 | Safety transport container,canister,st.steel cap. 10 ltrs. | 269 | 379.13
9042956 | Safety transport container,faucet model,st.steel cap. 25 ltrs | 269 | 494.67
9042975 | Funnel 120 mm for safety cans 1,2,5l, stainless steel | 268 | 95.02
9042976 | Funnels for safety canisters 5/10/20l, steel | 269 | 105.07
9042977 | funnels for safety storage vessels 10/25/50l, steel | 269 | 100.76
9042978 | Safety funnel size 50 with PVC-closure, lid and flame blocker for plastic container | 268 | 223.87
9042979 | Safety funnel size 51 with PVC-closure, cover a. flame trap for plastic jars | 268 | 223.87
9042980 | Funnel with PVC- cap, cover and x-sieve | 268 | 223.87
9042988 | Funnel with PVC- cap, cover and x-sieve | 268 | 235.9
9043001 | Soxhlet Extractor 30 ml with flask 100 ml, condenser NS 29/32 cons.of: 9043021+9043011+9011840 | 1267 | 145.3
9043003 | Soxhlet Extractors with Dimroth Condenser, Extractor ml 100 Condenser NS 45/40 cons. of: 9043023+9043013+9011845 | 1267 | 186.29
9043004 | Soxhlet Extractors with Dimroth Condenser, Extractor ml 150 Condenser NS 45/40 cons. of: 9043023+9043014+9011845 | 1267 | 188.2
9043005 | Soxhlet Extractors with Dimroth Condenser, Extractor ml 250 Condenser NS 45/40 cons. of: 9043023+9043015+9011850 | 1267 | 202.16
9043006 | Soxhlet Extractors with Dimroth Condenser, Extractor ml 500 Condenser NS 60/46 cons. of: 9043026+9043016+9011855 | 1267 | 421.47
9043007 | Soxhlet Extractors with Dimroth Condenser, Extractor ml 1000 Condenser NS 71/51 cons. of: 9043027+9043017+9011860 | 1267 | 493.66
9043008 | Soxhlet Extractors with Dimroth Condenser, Extractor ml 200 Condenser NS 45/40 cons: of: 9043023+9043018+9011845 | 1267 | 198.24
9043009 | Soxhlet Extractors with Dimroth Condenser, Extractor ml 300 Condenser NS 60/46 cons. of: 9043026+9043019+9011850 | 1267 | 404.12
9043010 | Extractor acc. to Knöfler-Böhm extractor 250 ml, with Dimroth condenser NS 45/40 with thread GL 14, flask 500 ml, | 1268 | 478.06
9043011 | Soxhlet-Extractor Heads without Stopcock, Extractor ml 30 Condenser NS 29/32 | 641 | 65.05
9043012 | Soxhlet-Extractor Heads without Stopcock, Extractor ml 70 Condenser NS 34/35 | 641 | 80.16
9043013 | Soxhlet-Extractor Heads without Stopcock, Extractor ml 100 Condenser NS 45/40 | 641 | 83.57
9043014 | Soxhlet-Extractor Heads without Stopcock, Extractor ml 150 Condenser NS 45/40 | 641 | 85.69
9043015 | Soxhlet-Extractor Heads without Stopcock , Extractor ml 250 Condenser NS 45/40 | 641 | 95.1
9043016 | Soxhlet-Extractor Heads without Stopcock, Extractor ml 500 Condenser NS 60/46 | 641 | 200.06
9043017 | Soxhlet-Extractor Heads without Stopcock, Extractor ml 1000 Condenser NS 71/51 | 641 | 238.08
9043018 | Soxhlet-Extractor Heads without Stopcock, Extractor ml 200 Condenser NS 45/40 | 641 | 96.77
9043019 | Soxhlet-Extractor Heads without Stopcock, Extractor ml 300 Condenser NS 60/46 | 641 | 190.93
9043020 | Extractor acc. to Knöfler-Böhm extractor 500 ml, with Dimroth condenser NS 60/46 with thread GL 14, flask 1000 ml, | 1268 | 643.13
9043021 | Dimroth Condensers with Cone, Cone NS 29/32 Extractor ml 30 | 641 | 85.9
9043022 | Dimroth Condensers with Cone, Cone NS 34/35 Extractor ml 70 | 641 | 94.78
9043023 | Dimroth Condensers with Cone, Cone NS 45/40 Extractor ml 100-250 | 641 | 102.19
9043026 | Dimroth Condensers with Cone, Cone NS 60/46 Extractor ml 300-500 | 641 | 246.65
9043027 | Dimroth Condensers with Cone, Cone NS 71/51 Extractor ml 1000 | 641 | 239.65
9043028 | Serial extraction apparatus R 106 S soxhlet/fat, 6 position, 100ml | 1268 | 4751.99
9043029 | Serial extraction apparatus R 104 S soxhlet/ flat, 4 position, 100ml | 1268 | 3474.34
9043030 | Serial extraction apparatus R 304 soxhlet/flat, 4 position, 30ml | 1268 | 3200.27
9043031 | Serial extraction apparatus R306 soxhlet/flat, 6 position, 30ml | 1268 | 4285.66
9043035 | Serial extraction apparatus R 304 for soxhlet-Extraction, complete for 4 places, with cock | 1268 | 3374.8
9043036 | Serial extraction apparatus R 306 S for Soxhlet-Extraction complete for 6 places, with cock | 1268 | 4544.73
9043037 | Serial extraction apparatus R 604 for Soxhlet-Extraction complete for 4 places | 1268 | 3437.53
9043038 | Serial extraction apparatus R 606 for Soxhlet-Extraction complete for 6 places | 1268 | 4383.83
9043039 | Serial extraction apparatus R 604 S for Soxhlet-Extraction complete for 4 places, with cock | 1268 | 3513.88
9043040 | Serial extraction apparatus R 606 S for Soxhlet-Extraction complete for 6 places, with cock | 1268 | 4802.44
9043041 | Serial extraction apparatus R 108 S for Soxhlet-Extraction complete for 8 places, with cock | 1268 | 6029.64
9043042 | Serial extraction apparatus R 254 S for Soxhlet-Extraction complete for 4 places, with cock | 1268 | 4248.84
9043043 | Serial extraction apparatus R 256 S for Soxhlet-Extraction complete for 6 places, with cock | 1268 | 5156.96
9043301 | Distilling adapter socket NS 14/23, cone 14/23, cone NS 14/23 angled, borosilicate glass 3.3 | 625 | 23.54
9043302 | Distilling adapter socket NS 14/23, cone 19/26, cone NS 19/26 angled, borosilicate glass 3.3 | 625 | 25.16
9043305 | Distilling adapter socket NS 14/23, cone 29/32, cone NS 29/32 angled, borosilicate glass 3.3 | 625 | 28.14
9043901 | Extraction thimbles,pure cellulose pack of 25, 30 ml, 22x80 mm, grade 603 | 1266 | 133.94
9043902 | Extraction thimbles,pure cellulose pack of 25, 70 ml, 25x100 mm, grade 603 | 1266 | 133.97
9043903 | Extraction thimbles,pure cellulose pack of 25, 100 ml, 33x94 mm, grade 603 | 1266 | 159.65
9043904 | Extraction thimbles,pure cellulose pack of 25, 150 ml, 33x118 mm, grade 603 | 1266 | 190.17
9043905 | Extraction thimbles,pure cellulose pack of 25, 250 ml, 33x205 mm, grade 603 | 1266 | 237.16
9043906 | Extraction thimbles,pure cellulose pack of 25, 500 ml, 44x230 mm, grade 603 | 1266 | 313.52
9043907 | Extraction thimbles 33x80mm pack of 25 Type 603 | 1266 | 133.97
9043909 | Extraction thimbles, pure cellulose pack of 25, 25x80mm, grade 603 | 1266 | 129.21
9043910 | Extraction thimbles, pure cellulose pack of 25, 26x60mm, grade 603 | 1266 | 129.21
9043911 | Extraction thimbles,pure cellulose pack of 25, 70 ml, 33x90 mm, grade 603 | 1266 | 159.65
9043915 | Extraction thimbles,pure cellulose pack of 25, 250 ml, 35x150 mm | 1266 | 233.51
9043916 | Extraction thimbles, pure cellulose pack of 25, 33x100mm, grade 603 | 1266 | 159.65
9043917 | Extraction thimbles, pure cellulose pack of 25, 33x130mm, grade 603 | 1266 | 190.17
9043918 | Extraction thimbles, pure cellulose pack of 25, 40x85mm, grade 603 | 1266 | 194.97
9043950 | High Performance Cellulose Extraction Thimble, double thickness (2 mm wall), 43 × 123 mm, pack of 25 | 1266 | 312.31
9045700 | LLG-Extraction thimbles 22x80mm cellulose, pack of 25 | 1266 | 41.79
9045701 | LLG-Extraction thimbles 20x80mm cellulose, pack of 25 | 1266 | 46.69
9045702 | LLG-Extraction thimbles 33x80mm cellulose, pack of 25 | 1266 | 37.04
9045703 | LLG-Extraction thimbles 33x94mm cellulose, pack of 25 | 1266 | 42.45
9045704 | LLG-Extraction thimbles 33x100mm cellulose, pack of 25 | 1266 | 48.13
9045706 | LLG-Extraction thimbles 33x118mm cellulose, pack of 25 | 1266 | 47.2
9045707 | LLG-Extraction thimbles 26x60mm cellulose, pack of 25 | 1266 | 44.16
9045708 | LLG-Extraction thimbles 30x80mm cellulose, pack of 25 | 1266 | 45.09
9045709 | LLG-Extraction thimbles 25x100mm cellulose, pack of 25 | 1266 | 45.22
9045710 | LLG-Extraction thimbles 43x123mm cellulose, pack of 25 | 1266 | 88.99
9045711 | LLG-Extraction thimbles 28x80mm cellulose, pack of 25 | 1266 | 44.44
9045800 | LLG-Filter circles 42,5mm, qualitative medium/fast, pack of 100 | 699 | 4.79
9045801 | LLG-Filter circles 47mm, qualitative medium/fast, pack of 100 | 699 | 4.79
9045802 | LLG-Filter circles 55mm, qualitative medium/fast, pack of 100 | 699 | 5.1
9045803 | LLG-Filter circles 70mm, qualitative medium/fast, pack of 100 | 699 | 5.46
9045804 | LLG-Filter circles 90mm, qualitative medium/fast, pack of 100 | 699 | 6.16
9045805 | LLG-Filter circles 110mm, qualitative medium/fast, pack of 100 | 699 | 6.85
9045806 | LLG-Filter circles 125mm, qualitative medium/fast, pack of 100 | 699 | 7.19
9045807 | LLG-Filter circles 150mm, qualitative medium/fast, pack of 100 | 699 | 8.98
9045808 | LLG-Filter circles 185mm, qualitative medium/fast, pack of 100 | 699 | 11.25
9045809 | LLG-Filter circles 240mm, qualitative medium/fast, pack of 100 | 699 | 15.44
9045810 | LLG-Filter paper sheet 460x570mm, qualitative medium/fast, pack of 100 | 699 | 44.44
9045820 | LLG-Filter circles 42,5mm, qualitative medium, pack of 100 | 699 | 4.66
9045821 | LLG-Filter circles 90mm, qualitative medium, pack of 100 | 699 | 6.93
9045822 | LLG-Filter circles 110mm, qualitative medium, pack of 100 | 699 | 8.14
9045825 | LLG-Folded filters 125mm, qualitative medium, pack of 100 | 699 | 26.32
9045826 | LLG-Folded filters 150mm, qualitative medium, pack of 100 | 699 | 26.84
9045827 | LLG-Folded filters 185mm, qualitative medium, pack of 100 | 699 | 29.95
9045830 | LLG-Filter circles 90mm, qualitative fast, pack of 100 | 699 | 6.93
9045831 | LLG-Filter circles 110mm, qualitative fast, pack of 100 | 699 | 8.14
9045832 | LLG-Filter circles 125mm, qualitative fast, pack of 100 | 699 | 10.45
9045833 | LLG-Filter circles 150mm, qualitative fast, pack of 100 | 699 | 12.69
9045834 | LLG-Filter circles 185mm, qualitative fast, pack of 100 | 699 | 16.19
9045840 | LLG-Filter circles 70mm quantitative, very fast pack of 100 | 710 | 7.68
9045841 | LLG-Filter circles 90mm quantitative, very fast pack of 100 | 710 | 10.86
9045842 | LLG-Filter circles 110mm quantitative, very fast pack of 100 | 710 | 15.24
9045843 | LLG-Filter circles 125mm quantitative, very fast pack of 100 | 710 | 19.1
9045844 | LLG-Filter circles 150mm quantitative, very fast pack of 100 | 710 | 26.24
9045845 | LLG-Filter circles 185mm quantitative, very fast pack of 100 | 710 | 31.14
9045850 | LLG-Filter circles 90mm, quantitative very slow, pack of 100 | 710 | 13.55
9045851 | LLG-Filter circles 125mm, quantitative very slow, pack of 100 | 710 | 22.76
9045852 | LLG-Filter circles 150mm, quantitative very slow, pack of 100 | 710 | 26.7
9045860 | LLG-Glass microfibre filter 25mm 1.6 µm, binder free, pack of 100 | 716 | 16.71
9045861 | LLG-Glass microfibre filter 47mm 1.6 µm, binder free, pack of 100 | 716 | 21.21
9045862 | LLG-Glass microfibre filter 150mm 1.6 µm, binder free, pack of 100 | 716 | 83.31
9045865 | LLG-Glass microfibre filter 25mm 1.2 µm, binder free, pack of 100 | 716 | 19.06
9045866 | LLG-Glass microfibre filter 70mm 1.2 µm, binder free, pack of 100 | 716 | 30.06
9045867 | LLG-Glass microfibre filter 90mm 1.2 µm, binder free, pack of 100 | 716 | 42.91
9045868 | LLG-Glass microfibre filter 110mm 1.2 µm, binder free, pack of 100 | 716 | 64.07
9046077 | Analysing filter funnel 150 ml 0,45 µm, CN | 1391 | 10.56
9046082 | Analysing filtration unit 150ml 0,45µm | 1391 | 11.07
9046151 | Filter holders with filtrate bottle,diam. 83 mm cap.of upper part : 250 ml,bottle cap. : 250 ml | 1356 | 138.09
9046152 | Filter holders with filtrate bottle,diam. 117 mm cap.of upper part : 500 ml,bottle cap. : 500 ml | 1356 | 204.6
9046153 | Filter holders with filtrate bottle,diam. 114 mm cap.of upper part : 500 ml,bottle cap. : 1000 ml | 1356 | 246.1
9046200 | Filter paper circles MN 640 w, 55 mm pack of 100 | 711 | 18.36
9046201 | Filter paper circles MN 640 w, 70 mm pack of 100 | 711 | 24.28
9046202 | Filter paper circles MN 640 w, 90 mm pack of 100 | 711 | 29.8
9046203 | Filter paper circles MN 640 w, 110 mm pack of 100 | 711 | 41.85
9046204 | Filter paper circles MN 640 w, 125 mm pack of 100 | 711 | 48.68
9046205 | Filter paper circles MN 640 w, 150 mm pack of 100 | 711 | 67.55
9046300 | Filter paper circles MN 640 m, 55 mm pack of 100 | 712 | 18.36
9046301 | Filter paper circles MN 640 m, 70 mm pack of 100 | 712 | 24.28
9046302 | Filter paper circles MN 640 m, 90 mm pack of 100 | 712 | 29.8
9046303 | Filter paper circles MN 640 m, 110 mm pack of 100 | 712 | 41.85
9046304 | Filter paper circles MN 640 m, 125 mm pack of 100 | 712 | 48.68
9046305 | Filter paper circles MN 640 m, 150 mm pack of 100 | 712 | 67.55
9047400 | Filter paper circles MN 612, 55 mm pack of 100 | 700 | 8.24
9047401 | Filter paper circles MN 612, 70 mm pack of 100 | 700 | 8.24
9047402 | Filter paper circles MN 612, 90 mm pack of 100 | 700 | 10.3
9047403 | Filter paper circles MN 612, 110 mm pack of 100 | 700 | 13.78
9047404 | Filter paper circles MN 612, 125 mm pack of 100 | 700 | 14.94
9047405 | Filter paper circles MN 612, 150 mm pack of 100 | 700 | 20.6
9047406 | Filter paper circles MN 612, 185 mm pack of 100 | 700 | 23.54
9047407 | Filter paper circles MN 612, 240 mm pack of 100 | 700 | 36.93
9047408 | Filter paper circles MN 612, 270 mm pack of 100 | 700 | 45.89
9047409 | Filter paper circles MN 614, 320 mm pack of 100 | 700 | 60.68
9047410 | Filter paper circles MN 612, 385 mm pack of 100 | 700 | 90.92
9047411 | Filter paper circles MN 612, 500 mm pack of 100 | 700 | 146.02
9047500 | Filter paper circles MN 615, 55 mm pack of 100 | 700 | 9.92
9047501 | Filter paper circles MN 615, 70 mm pack of 100 | 700 | 9.92
9047502 | Filter paper circles MN 615, 90 mm pack of 100 | 700 | 12.28
9047503 | Filter paper circles MN 615, 110 mm pack of 100 | 700 | 16.27
9047504 | Filter paper circles MN 615, 125 mm pack of 100 | 700 | 17.61
9047505 | Filter paper circles MN 615, 150 mm pack of 100 | 700 | 23.25
9047506 | Filter paper circles MN 615, 185 mm pack of 100 | 700 | 31.82
9047507 | Filter paper circles MN 615, 240 mm pack of 100 | 700 | 42.21
9048500 | Filter papers folded MN 615 1/4, 55 mm pack of 100 | 700 | 39.73
9048501 | Filter papers folded MN 615 1/4, 70 mm pack of 100 | 700 | 39.73
9048502 | Filter papers folded MN 615 1/4, 90 mm pack of 100 | 700 | 39.73
9048503 | Filter papers folded MN 615 1/4, 110 mm pack of 100 | 700 | 32.61
9048504 | Filter papers folded MN 615 1/4, 125 mm pack of 100 | 700 | 32.61
9048505 | Filter papers folded MN 615 1/4, 150 mm pack of 100 | 700 | 32.61
9048506 | Filter papers folded MN 615 1/4, 185 mm pack of 100 | 700 | 35.95
9048507 | Filter papers folded MN 615 1/4, 240 mm pack of 100 | 700 | 53.12
9048508 | Filter papers folded MN 615 1/4, 270 mm pack of 100 | 700 | 61.55
9048509 | Filter papers folded MN 615 1/4, 320 mm pack of 100 | 700 | 75.69
9048510 | Filter papers folded MN 615 1/4, 385 mm pack of 100 | 700 | 137.81
9048511 | Filter papers folded MN 615 1/4, 500 mm pack of 100 | 700 | 206.94
9048702 | Filter papers folded MN 617 1/4, 90 mm pack of 100 | 700 | 45.19
9048703 | Filter papers folded MN 617 1/4, 110 mm pack of 100 | 700 | 45.19
9048704 | Filter papers folded MN 617 1/4, 125 mm pack of 100 | 700 | 45.19
9048705 | Filter papers folded MN 617 1/4, 150 mm pack of 100 | 700 | 45.19
9048706 | Filter papers folded MN 617 1/4, 185 mm pack of 100 | 700 | 55.13
9048707 | Filter papers folded MN 617 1/4, 240 mm pack of 100 | 700 | 83.07
9048933 | Grade 91 Qualitative Filter Paper Wet-Strengthened, circle, 125 mm, pack of 100 | 703 | 16.84
9048934 | Grade 91 Qualitative Filter Paper Wet-Strengthened, circle, 185 mm, pack of 100 | 703 | 29.5
9048937 | Grade 1 Qualitative Filter Paper Standard Grade, circle, 32 mm, pack of 100 | 701 | 14.85
9048938 | Grade 91 Qualitative Filter Paper Wet-Strengthened, circle, 110 mm, pack of 100 | 703 | 16.22
9048940 | Grade 91 Qualitative Filter Paper Wet-Strengthened, circle, 240 mm, pack of 100 | 703 | 48.48
9048942 | Grade 1 Qualitative Filter Paper Standard Grade, circle, 20 mm, pack of 400 | 701 | 49.67
9048943 | Grade 1 Qualitative Filter Paper Standard Grade, circle, 25 mm, pack of 400 | 701 | 49.67
9048944 | Grade 1 Qualitative Filter Paper Standard Grade, circle, 30 mm, pack of 400 | 701 | 49.67
9048945 | Grade 1 Qualitative Filter Paper Standard Grade, circle, 47 mm, pack of 100 | 701 | 14.85
9048946 | Grade 1 Qualitative Filter Paper Standard Grade, circle, 85 mm, pack of 100 | 701 | 18.84
9049015 | Grade 113 Qualitative Filter Paper Wet-Strengthened, circle, 90 mm, pack of 100 | 703 | 30.25
9049016 | Grade 113 Qualitative Filter Paper Wet-Strengthened, circle, 125 mm, pack of 100 | 703 | 47.53
9049017 | Grade 113 Qualitative Filter Paper Wet-Strengthened, circle, 150 mm, pack of 100 | 703 | 65.56
9049018 | Grade 113 Qualitative Filter Paper Wet-Strengthened, circle, 185 mm, pack of 100 | 703 | 83.59
9049019 | Grade 113 Qualitative Filter Paper Wet-Strengthened, circle, 240 mm, pack of 100 | 703 | 122.96
9049020 | CHROMAFIL disposable filter PP/GF/PET-20/25 GF/PET, 0,20 µm, 25 mm pack of 400 | 737 | 473.06
9049021 | CHROMAFIL one way filter PP/GF/PET-45/25 GF/PET, 0,45 µm, 25 mm pack of 400 | 737 | 473.06
9049025 | CHROMAFIL disposable filter RC-20/15 MS RC, 0.20 µm, 15 mm, colour code above: yellow, colour code below: blue, pack of 100 | 737 | 126.97
9049026 | CHROMAFIL disposable filter RC-45/15 MS RC, 0.45 µm, 15 mm, colour code above: colourless, colour code below: blue, pack of 100 | 737 | 108.83
9049030 | CHROMAFIL disposable filter A-20/25 MV, 0,20 µm, 25 mm pack of 100 | 736 | 111.43
9049032 | CHROMAFIL disposable filter A-45/25 MV, 0,45 µm, 25 mm, pack of 100 | 736 | 111.43
9049033 | CHROMAFIL disposable filter A-45/25 MV, 0,45 µm, 25 mm pack of 400 | 736 | 371.94
9049035 | Grade 40 Quantitative Filter Paper Ashless (Ash 0.007%), circle, 32 mm, pack of 100 | 712 | 32.78
9049036 | CHROMAFIL disposable filter CA-20/25 S steril, CA, 0,20 µm, 25 mm pack of 50 | 736 | 86.2
9049037 | CHROMAFIL disposable filter CA-45/25 S steril, CA, 0,45 µm, 25 mm pack of 50 | 736 | 86.2
9049038 | CHROMAFIL disposable filter CA-20/25 CA, nonsteril, 0,20 µm, 25 mm pack of 100 | 736 | 111.43
9049039 | CHROMAFIL disposable filter CA-20/25 CA, nonsteril, 0,20 µm, 25 mm pack of 400 | 736 | 371.94
9049040 | CHROMAFIL disposable filter CA-45/25 CA, nonsteril, 0,45 µm, 25 mm, pack of 100 | 736 | 111.43
9049041 | CHROMAFIL disposable filter CA-45/25 CA, nonsteril, 0,45 µm, 25 mm, pack of 400 | 736 | 371.94
9049042 | CHROMAFIL disposable filter PP/RC-20/25 RC, 0,20 µm, 25 mm pack of 100 | 737 | 126.97
9049043 | CHROMAFIL disposable filter PP/RC-20/25 RC, 0,20 µm, 25 mm pack of 400 | 737 | 426.11
9049044 | CHROMAFIL disposable filter PP/RC-45/25 RC, 0,45 µm, 25 mm pack of 100 | 737 | 126.97
9049045 | Grade 41 Quantitative Filter Paper Ashless (Ash 0.007%), circle, 60 mm, pack of 100 | 713 | 31.59
9049046 | CHROMAFIL disposable filter PP/RC-45/25 RC, 0,45 µm, 25 mm pack of 400 | 737 | 426.11
9049047 | CHROMAFIL disposable filter AO-20/3 PA, 0,20 µm, 3 mm pack of 100 | 738 | 152.57
9049048 | CHROMAFIL disposable filter AO-45/3 PA, 0,45 µm, 3 mm pack of 100 | 738 | 152.57
9049049 | CHROMAFIL disposable filter AO-20/25 PA, 0,20 µm, 25 mm pack of 100 | 738 | 111.43
9049050 | CHROMAFIL disposable filter AO-20/25 PA, 0,20 µm, 25 mm pack of 400 | 738 | 371.94
9049051 | CHROMAFIL disposable filter AO-45/25 PA, 0,45 µm, 25 mm pack of 100 | 738 | 111.43
9049052 | CHROMAFIL disposable filter AO-45/25 PA, 0,45 µm, 25 mm pack of 400 | 738 | 371.94
9049053 | CHROMAFIL disposable filter O-20/3 PTFE, 0,20 µm, 3 mm pack of 100 | 737 | 152.57
9049054 | CHROMAFIL disposable filter O-45/3 PTFE, 0,45 µm, 3 mm pack of 100 | 737 | 152.57
9049055 | CHROMAFIL disposable filter O-20/15 MS PTFE, 0.20 µm, 15 mm, colour code above: yellow, colour code below: colourless, pack of 100 | 737 | 111.43
9049056 | CHROMAFIL disposable filter O-45/15 MS PTFE, 0.45 µm,15 mm,colour code above: colour less colour code below: colour less, pack of 100 | 737 | 111.43
9049057 | CHROMAFIL disposable filter O-20/25 PTFE, 0,20 µm, 25 mm pack of 100 | 737 | 111.43
9049058 | CHROMAFIL disposable filter O-20/25 PTFE, 0,20 µm, 25 mm pack of 400 | 737 | 371.94
9049059 | CHROMAFIL Xtra disposable filter PTFE-45/25 PTFE, 0,45 µm, 25 mm, colourless PP-case, labelled, pack of 100 | 737 | 111.43
9049060 | CHROMAFIL Xtra disposable filter PTFE-45/25 PTFE, 0,45 µm, 25 mm, colourless PP-case, labelled, pack of 400 | 737 | 371.94
9049063 | CHROMAFIL Xtra disposable filter PVDF-45/25 PVDF, 0.45 µm, 25 mm, colourless PP-case, labelled, pack of 100 | 738 | 111.43
9049065 | CHROMAFIL disposable filter PET-20/15 MS PET, 0.20 µm, 15 mm, colour code above: yellow, colour code below: orange, pack of 100 | 737 | 111.43
9049066 | CHROMAFIL disposable filter PET-45/15 MS PET, 0.45 µm, 15 mm, colour code above: colourless colour code below: orange, pack of 100 | 737 | 111.43
9049067 | CHROMAFIL disposable filter PET-20/25 PET, 0,20 µm, 25 mm pack of 100 | 737 | 111.43
9049068 | CHROMAFIL disposable filter PET-20/25 PET, 0,20 µm, 25 mm pack of 400 | 737 | 371.94
9049069 | CHROMAFIL disposable filter PET-45/25 PET, 0,45 µm, 25 mm pack of 100 | 737 | 111.43
9049070 | CHROMAFIL disposable filter PET-45/25 PET, 0,45 µm, 25 mm pack of 400 | 737 | 371.94
9049073 | Syringe filters Minisart® SRP 15 pack of 500 | 736 | 660.56
9049077 | CHROMAFIL disposable filter GF-100/15 MS GF, 1,00 µm, 15 mm pack of 100 | 739 | 111.43
9049078 | CHROMAFIL disposable filter GF-100/25 GF, 1,00 µm, 25 mm pack of 100 | 739 | 111.43
9049079 | CHROMAFIL disposable filter PP/GF/PET-20/25 GF/PET, 0,20 µm, 25 mm pack of 100 | 737 | 126.75
9049080 | CHROMAFIL disposable filter PP/GF/PET-45/25 GF/PET, 0,45 µm, 25 mm pack of 100 | 737 | 126.75
9049081 | Minisart® RC 4, 4 mm pack of 50 | 735 | 84.65
9049082 | Minisart® RC 4, 4 mm 0.2 µm, pack of 500 | 735 | 681.77
9049084 | Syringe filter holders Minisart® RC, 4 mm luer connection, pore 0.45 µm, pack of 50 | 735 | 84.65
9049085 | Minisart® RC 4, 4 mm 0.45 µm, pack of 500 | 735 | 681.77
9049087 | Syringe filter holders Minisart® RC, 15 mm luer connection, pore 0.2 µm, pack of 50 | 735 | 125.81
9049088 | Minisart® RC 15, 15 mm pack of 500 | 735 | 660.21
9049091 | Syringe filter holders Minisart® RC, 15 mm luer connection, pore 0.45 µm, pack of 50 | 735 | 125.81
9049092 | Minisart® RC 15, 15 mm pack of 500 | 735 | 800.01
9049094 | Syringe filter holders Minisart® RC, 25 mm luer connection, pore 0.2 µm, pack of 50 | 735 | 116.61
9049095 | Minisart® RC 25, 25 mm pack of 500 | 735 | 789.67
9049097 | Syringe filter holders Minisart® RC,cellulose luer connection,pore 0.45 µm,diam. 25 mm pack of 50 | 735 | 116.61
9049098 | Minisart® RC25, syringe filters 25mm, 0,45µm pack of 500 | 735 | 789.67
9049103 | Syringe filter holders Minisart® sterile clarification,pore 0.8 µm,diam. 28 mm pack of 50 | 735 | 143.19
9049104 | Syringe filter holders Minisart® NML, 28 mm clarification, pore 1.2 µm, sterile, pack of 50 | 735 | 139.07
9049105 | Syringe filter holders Minisart® Prefiltration,pore 5 µm,diam. 28 mm sterile, pack of 50 | 735 | 148.07
9049107 | Syringe filter holders Minisart® non-sterile pack of 500,sterile filtration,pore 0.2,diam 28 mm | 735 | 665.28
9049108 | Syringe filter holders Minisart® non-sterile pack of 500,ultrapurification,pore 0.45,diam.28 mm | 735 | 665.28
9049109 | Minisart® NML, green, 28mm Ø 0,8µm, non-sterile pack of 500 | 735 | 803.37
9049114 | Minisart® SRP 25 pack of 500 | 736 | 874.06
9049115 | Minisart® SRP 25 pack of 50 No. 17575-K | 736 | 164.69
9049116 | Syringe filter holders Minisart® SRP, 25 mm PTFE membrane, pore 0.45 µm, Luer, non sterile, pack of 50 | 736 | 160
9049117 | Syringe filter holders Minisart® SRP, 25 mm PTFE membrane, pore 0.,45 µm, Luer, non-sterile, pack of 500 | 736 | 874.06
9049122 | Minisart® NML, 28 mm 1.2 µm, non-sterile, pack of 500 | 735 | 730.27
9049123 | Minisart® NML, 28mm, 5µm non-sterile, pack of 500 | 735 | 855.36
9049129 | Minisart® high flow, 28 mm PES, pore size 0.22 µm, sterile, pack of 50 | 734 | 156.8
9049130 | Minisart® high flow, 28 mm PES, pore size 0.22 µm, non-sterile, pack of 500 | 734 | 780.23
9049146 | Minisart® SRP 4, 4 mm pack of 50 | 736 | 90.92
9049147 | Minisart® SRP 4, 4 mm 0.45 µm, pack of 500 | 736 | 678.42
9049151 | Air filtration units,sterile,pore 0,2 µm,62 mm pack of 12 | 741 | 260.15
9049152 | Air filtration units,sterile,pore 0,2 µm,62 mm pack of 25 | 741 | 358.85
9049153 | Air filtration units,non-sterile,pore 0,2 µm,62 mm pack of 100 | 741 | 1672.06
9049156 | Air filtration units,sterile,pore 0,45 µm,62 mm pack of 12 | 741 | 291.44
9049157 | Midiart 2000 sterile pack of 25 | 741 | 534.44
9049180 | Membrane filters 0,2µm pack of 100, grade 230, 25mm Ø | 723 | 137.12
9049181 | Membrane filters 47mm pack of 100, 0,2µm, type 230 | 723 | 180.94
9049182 | Membrane filters 0,4µm pack of 100, grade 230, 25mmØ | 723 | 137.12
9049183 | Membrane filters type 230, white pack of 100, 0,4µm, 47mm Ø, PC | 723 | 180.94
9049241 | Syringe filter holders,PC,luer connection diam. 13 mm,pack of 12 | 741 | 162.74
9049242 | Syringe filter holders,PC,luer connection diam. 25 mm,pack of 12 | 741 | 172.13
9049243 | Vacuum filtration unit,PC,with 250 ml vessel for 47 mm filters | 744 | 242.55
9049300 | BioSart®100 monitors,sterile,100 ml,diam 47 mm pore 0,45 µm,white/black, pack of 48 | 1390 | 264.06
9049304 | BioSart®100 monitors,sterile,100 ml,diam 47 mm pore 0,45 µm,grey/white pack of 48 | 1390 | 400.83
9049311 | BioSart 100 monitor sterile, 0,2µm 47mm, white filter colour | 1390 | 400.83
9049312 | BioSart 100 monitor sterile, 0,45µm 47mm, white filter colour | 1390 | 400.83
9049313 | BioSart 100 monitor sterile, 0,45µm 47mm, green filter colour | 1390 | 400.83
9049315 | BioSart 100 monitor sterile, 0,45µm 47mm, black filter colour | 1390 | 264.06
9049320 | BioSart®100 adapter,diam. 55 mm,for filter support | 1390 | 21.63
9049340 | BioSart®250 funnel,sterile plastic,Vol. 250 ml | 1390 | 96.82
9049341 | Biosart 250 HIQ funnels pack of 50, 47mmØ | 1390 | 174.57
9049401 | Filter papers,folded,qualitative,No. 3hw diam. 90 mm,pack of 100 | 709 | 145.76
9049402 | Filter papers,folded,qualitative,No. 3hw diam. 110 mm,pack of 100 | 709 | 66.19
9049403 | Filter papers,folded,qualitative,No. 3hw diam. 125 mm,pack of 100 | 709 | 47.51
9049404 | Filter papers,folded,qualitative,No. 3hw diam. 150 mm,pack of 100 | 709 | 47.51
9049405 | Filter papers,folded,qualitative,No. 3hw diam. 185 mm,pack of 100 | 709 | 47.51
9049406 | Filter papers,folded,qualitative,No. 3hw diam. 240 mm,pack of 100 | 709 | 80.98
9049407 | Filter papers,folded,qualitative,No. 3hw diam. 270 mm,pack of 100 | 709 | 88.97
9049408 | Folded filters 3 hw, 320mm pack of 100 | 709 | 116.61
9049409 | Folded filters, 385 mm pack of 100, grade 3 hw | 709 | 267.97
9049420 | Filter papers,round,qualitative, No. 3hw diam. 55 mm,pack of 100 | 709 | 11.84
9049421 | Filter papers,round,qualitative,No. 3hw diam. 70 mm,pack of 100 | 709 | 11.84
9049422 | Filter papers,round,qualitative,No. 3hw diam. 90 mm,pack of 100 | 709 | 20.72
9049423 | Filter papers,round,qualitative,No. 3hw diam. 110 mm,pack of 100 | 709 | 22.53
9049424 | Filter papers,round,qualitative,No. 3hw diam. 125 mm,pack of 100 | 709 | 22.53
9049425 | Filter papers,round,qualitative,No. 3hw diam. 150 mm,pack of 100 | 709 | 22.53
9049426 | Filter papers,round,qualitative,No. 3hw diam. 185 mm,pack of 100 | 709 | 29.22
9049427 | Round filter 3 hw, 240 mm thinn, medium fast, qualit. pack of 100 | 709 | 41.79
9049428 | Filter paper, round 3 hw 270mm pack of 100 qualitative | 709 | 50.43
9049429 | Filter paper, round, 320mm pack of 100, grade hw, qualitative | 709 | 68.13
9049457 | Filterpaper, round, 385 mm pack of 100, grade 3 hw | 709 | 100.09
9049458 | Filter paper sheets 3hw 580x580mm, pack of 100 | 709 | 118.77
9049500 | Filters paper,round,No. 388,Blackpoint, quantitavive,diam. 55 mm,pack of 100 | 714 | 17.25
9049501 | Filter papers,round,No. 388,Blackpoint quantitative,diam. 70 mm,pack of 100 | 714 | 22.53
9049502 | Filter papers,round,No. 388,Blackpoint quantitative,diam. 90 mm,pack of 100 | 714 | 36.18
9049503 | Filter papers,round,No. 388,Blackpoint quantitative,diam. 110 mm,pack of 100 | 714 | 41.79
9049504 | Filter papers,round,No. 388,Blackpoint quantitative,diam. 125 mm,pack of 100 | 714 | 49.23
9049505 | Filter papers,round,No. 388,Blackpoint quantitative,diam. 150 mm,pack of 100 | 714 | 70.29
9049510 | Filter papers,round,No. 389,Whitepoint quantitative,diam. 55 mm,pack of 100 | 715 | 17.25
9049511 | Filter papers,round,No. 389,Whitepoint quantitative,diam. 70 mm,pack of 100 | 715 | 22.53
9049512 | Filter papers,round,No. 389,Whitepoint quantitative,diam. 90 mm,pack of 100 | 715 | 36.18
9049513 | Filter papers,round,No. 389,Whitepoint quantitative,diam. 110 mm,pack of 100 | 715 | 41.79
9049514 | Filter papers,round,No. 389,Whitepoint quantitative,diam. 125 mm,pack of 100 | 715 | 49.23
9049515 | Filter papers,round,No. 389,Whitepoint quantitative,diam. 150 mm,pack of 100 | 715 | 70.29
9049520 | Filter papers,round,No. 391,Bluepoint quantitative,diam. 55 mm,pack of 100 | 715 | 17.25
9049524 | Filter papers,round,No. 391,Bluepoint quantitative,diam. 125 mm,pack of 100 | 715 | 49.23
9049536 | Filter papers,round,No. 392,Redpoint quantitative,diam. 185 mm,pack of 100 | 715 | 105.7
9049552 | Folded filters 132, 150 mm, medium fast filtering, pack of 100 | 709 | 59.78
9049553 | Folded filters 132, 185 mm, medium fast filtering, pack of 100 | 709 | 69.04
9049571 | Filter paper, round, 185 mm pack of 100, grade 388 | 714 | 105.7
9049572 | Filter paper, round, 240 mm pack of 100, grade 388 | 714 | 325
9049577 | Filter paper, round, 55 mm pack of 100, grade 392 | 715 | 17.25
9049578 | Filterpaper, round, 70 mm pack of 100, grade 392 | 715 | 22.53
9049579 | Filter paper, round, 90 mm pack of 100, grade 392 | 715 | 36.18
9049580 | Filter paper, round, 110 mm grade 392, pack of 100 | 715 | 41.79
9049581 | Filter paper round quantitativ pack of 100 Typy 392, 125mm red spot | 715 | 49.23
9049582 | Filterpaper, round, 150 mm pack of 100, grade 392 | 715 | 70.29
9049583 | Filterpaper, round, 240 mm pack of 100, grade 392 | 715 | 325
9049584 | Filterpaper 580x580 mm pack of 100 sheets, grade 392 | 715 | 705.97
9049585 | Filter paper, round, 70 mm pack of 100, grade 391 | 715 | 22.53
9049586 | Round filters 391, 90mm Ø pack of 100 | 715 | 36.18
9049587 | Filterpaper, round, 110 mm pack of 100, grade 391 | 715 | 41.79
9049588 | Filter paper, round, 150 mm pack of 100, grade 391 | 715 | 70.29
9049589 | Filterpaper, round, 185 mm pack of 100, grade 391 | 715 | 105.7
9049590 | Filter paper, quantitative, Grade 391 pack of 100, blue spot | 715 | 325
9049591 | Filter paper sheets 391 pack of 100, 580x580mm | 715 | 705.97
9049600 | Filter paper circles MN 85/90, 55 mm pack of 100 | 718 | 34.01
9049601 | Filter paper circles MN 85/90, 70 mm pack of 100 | 718 | 43.83
9049602 | Filter paper circles MN 85/90, 90 mm pack of 100 | 718 | 57.35
9049603 | Filter paper circles MN 85/90, 110 mm pack of 100 | 718 | 72.65
9049604 | Filter paper circles MN 85/90, 125 mm pack of 100 | 718 | 90.53
9049605 | Filter paper circles MN 85/90, 150 mm pack of 100 | 718 | 119.82
9049606 | Filter paper circles MN 85/90, 185 mm pack of 100 | 718 | 158.57
9049607 | Filter paper circles MN 85/90, 240 mm pack of 100 | 718 | 226.06
9049619 | Filter paper sheets 3 b/h, 580 x 580 mm, medium fast filtering, pack of 100 | 709 | 306.05
9049755 | Vavaspin 500, MWCO 5000 Pack of 25 | 1327 | 182.77
9049756 | Vivaspin 500, MWCO 10000 Pack of 25 | 1327 | 182.77
9049757 | Vavaspin 500, MWCO 30000 Pack of 25 | 1327 | 182.77
9049758 | Vivaspin 500, MWCO 50000 Pack of 25 | 1327 | 182.77
9049759 | Vivaspin 500, MWCO 100000 Pack of 25 | 1327 | 182.77
9049760 | Vivaspin 2, MWCO 5000 Pack of 25 | 1327 | 218.8
9049761 | Vivaspin 2, MWCO 10000 Pack of 25 | 1327 | 218.8
9049762 | Vivaspin 2, 30,000 MWCO membrane polyethersulfone (0.4-3.0 ml), pack of 25 | 1327 | 218.8
9049763 | Vavaspin 2, MWCO 50000 Pack of 25 | 1327 | 218.8
9049764 | Vivaspin 2, MWCO 100000 Pack of 25 | 1327 | 218.8
9049765 | Vivaspin 6, MWCO 5000 Pack of 25 | 1327 | 316.33
9049766 | Vivaspin 6, MWCO 10000 Pack of 25 | 1327 | 316.33
9049767 | Vivaspin 6, MWCO 30000 Pack of 25 | 1327 | 316.33
9049768 | Vivaspin 6, MWCO 50000 Pack of 25 | 1327 | 316.33
9049769 | Vivaspin 6, MWCO 100000 Pack of 25 | 1327 | 316.33
9049771 | Vivaspin 20, MWCO 5000 Pack of 12 | 1328 | 222.75
9049772 | Vivaspin 20, MWCO 10000 Pack of 12 | 1328 | 222.75
9049773 | Vivaspin 20, MWCO 30000 Pack of 12 | 1328 | 222.75
9049774 | Vivaspin 20, MWCO 50000 Pack of 12 | 1328 | 222.75
9049775 | Vivaspin 20, MWCO 100000 Pack of 12 | 1328 | 222.75
9049777 | Vivaspin 2 concentrators (0,4-3,0ml) pack of 100, 5000 MWCO membrane: polyethersulphone | 1327 | 716.75
9049778 | Vivaspin 2 concentrators (0,4-3,0ml) pack of 100, 10000 MWCO membrane: polyethersulphone | 1327 | 716.75
9049779 | Vivaspin 2 concentrators (0,4-3,0ml) pack of 100, 30000 MWCO membrane: polyethersulphone | 1327 | 716.75
9049780 | Vivaspin 2 concentrators (0,4-3,0ml) pack of 100, 50000 MWCO membrane: polyethersulphone | 1327 | 716.75
9049781 | Vivaspin 2 concentrators (0,4-3,0ml) pack of 100, 100000 MWCO membrane: polyethersulphone | 1327 | 716.75
9049782 | Vivaspin 6 concentrators (2-6ml) pack of 100, 5000 MWCO membrane: polyethersulphone | 1327 | 920.81
9049783 | Vivaspin 6 concentrators (2-6ml) pack of 100, 10000 MWCO membrane: polyethersulphone | 1327 | 920.81
9049784 | Vivaspin 6 concentrators (2-6ml) pack of 100, 30000 MWCO membrane: polyethersulphone | 1327 | 920.81
9049785 | Vivaspin 6 concentrators (2-6ml) pack of 100, 50000 MWCO membrane: polyethersulphone | 1327 | 920.81
9049786 | Vivaspin 6 concentrators (2-6ml) pack of 100, 100000 MWCO membrane: polyethersulphone | 1327 | 920.81
9049787 | Vivaspin 6 concentrators (2-6ml) 0.2 µm MWCO, membrane: polyethersulphone, pack of 100 | 1327 | 920.81
9049788 | Vivaspin 20 concentrators (2-20ml) 5000 MWCO, membrane: polyethersulphone, pack of 48 | 1328 | 755.01
9049789 | Vivaspin 20 concentrators (2-20ml) 10000 MWCO, membrane: polyethersulphone, pack of 48 | 1328 | 755.01
9049790 | Vivaspin 20 concentrators (2-20ml) 30000 MWCO, membrane: polyethersulphone pack of 48 | 1328 | 755.01
9049791 | Vivaspin 20 concentrators (2-20ml) 50000 MWCO, membrane: polyethersulphone, pack of 48 | 1328 | 755.01
9049792 | Vivaspin 20 concentrators (2-20ml) 100000 MWCO, membrane: polyethersulphone, pack of 48 | 1328 | 755.01
9049793 | Vivaspin 20 concentrators (2-20ml) 0.2 µm MWCO, membrane: polyethersulphone, pack of 48 | 1328 | 755.01
9049794 | Vivaflow 200, 5000 MWCO with pressure indicator | 1328 | 733.32
9049795 | Vivaflow 200, 10000 MWCO with pressure indicator | 1328 | 733.32
9049796 | Vivaflow 200, 30000 MWCO with pressure indicator | 1328 | 733.32
9049797 | Vivaflow 200, 50000 MWCO with pressure indicator | 1328 | 733.32
9049798 | Vivaflow 200, 100000 MWCO with pressure indicator | 1328 | 733.32
9049799 | Vivaflow 200, 0,2µm with pressure indicator | 1328 | 733.32
9049850 | Vivaspin 500 concentrators (100-500µl) pack of 100, 5000 MWCO membrane: polyethersulphone | 1327 | 545.85
9049851 | Vivaspin 500 concentrators (100-500µl) pack of 100, 10000 MWCO membrane: poyethersulphone | 1327 | 545.85
9049852 | Vivaspin 500 concentrators (100-500µl) pack of 100, 30000 MWCO membrane: poyethersuphone | 1327 | 545.85
9049853 | Vivaspin 500 concentrators (100-500µl) pack of 100, 50000 MWCO membrane: poyethersulphone | 1327 | 545.85
9049854 | Vivaspin 500 concetrators (100-500µl) pack of 100, 100000 MWCO membrane: polyethersulphone | 1327 | 545.85
9049855 | Vivaspin 20 concentrators pack of 12, 3000 MWCO membrane: polyethersulphone | 1328 | 222.75
9049856 | Vivaspin 20, concentrators pack of 48, 3000 MWCO membrane: polyethersulphone | 1328 | 755.01
9049857 | Vivaspin 20 concentrators pack of 12, 300000 MWCO membrane: polyethersulphone | 1328 | 222.75
9049859 | Vivaspin 20 concentrators pack of 48, 300000 MWCO membrane: polyethersulphone | 1328 | 755.01
9049860 | Vivaspin 20 concentrators pack of 48, 1000000 MWCO membrane: polyethersulphone | 1328 | 755.01
9049861 | Vivaspin 2 concentrators pack of 25, 3000 HWCO membrane: polyethersulphone | 1327 | 218.8
9049862 | Vivaspin 2 concentrators pack of 100, 3000 HWCO membrane: polyethersulphone | 1327 | 716.75
9049863 | Vivaspin 500 concentrators pack of 25, 3000 MWCO membrane: polyetherlulphone | 1327 | 182.77
9049864 | Vivaspin 500 concentrators pack of 100, 3000 MWCO membrane: polyethersulphone | 1327 | 545.85
9049865 | Syringe filters Minisart® high flow, 28 mm PES, 0,45 µm, yellow, sterile, pack of 50 | 734 | 156.8
9049866 | Syringe filters Minisart® high flow, 28 mm PES, 0.1 µm, aubergine, sterile, pack of 50 | 734 | 156.8
9049912 | Syringe filters, white rim, CA 0.45 µm sterile, FP 030/0,45 CA-S, 30 mm; Pk. qty.=50 (FP 030/2-old) | 732 | 129.18
9049913 | Syringe filters, red rim, sterile FP 030/ 0,2 CA-S, 30 mm Pk qty.=50 | 732 | 122.42
9049915 | Syringe filters, 0,8µm, sterile pack of 50, green rim | 732 | 228.64
9049916 | Syringe filters, orange rim, sterile 1.2 µm, CA, FP 030/6 30 mm Pk qty.=50 | 732 | 228.64
9049917 | Syringe filters, red rim, sterile 0.2 µm, CA, FP 030/35 30 mm Pk.qty=50 | 732 | 228.64
9049918 | Syringe Filters, blue rim, sterile 0.2 µm, PTFE, FP 030/8 30 mm Pk qty.=50 | 732 | 246.03
9049919 | Syringe filters 0,2µm, sterile pack of 500, red rim | 732 | 1077.81
9049920 | Syringe filters, 0,8µm, pack of 500, green rim | 732 | 1077.81
9049925 | Syringe filters, 1.2 µm, FP 30/1.2 CA, pack of 500 | 732 | 1077.81
9049927 | Disposable vacuum filter units pack of 100, FP 30/0,45CA | 732 | 266.5
9049932 | Disposable filter holders,hydrophilic CA membrane non-sterile,white rim,diam. 30 mm,pore 0.45 µm pack of 50 | 732 | 134.02
9049933 | Disposable filter holders,hydrophilic CA membrane non-sterile,white rim,diam. 30 mm,pore 0.45 µm pack of 500 | 732 | 994.78
9049934 | Disposable filter holders,hydrophilic CA membrane non-sterile,red rim,diam. 30 mm,pore 0.2 µm pack of 50 | 732 | 153.19
9049936 | Disposable filter holders,hydrophilic CA membrane non-sterile,green rim,diam. 30 mm,pore 0.8 µm pack of 50 | 732 | 153.19
9049937 | Disposable filter holders,hydrophilic CA membrane non-sterile,orange rim,diam. 30 mm,pore 1.2 µm pack of 50 | 732 | 153.19
9049941 | Disposable filter holders,non-sterile diam. 30 mm,pore 0.2 µm,pack of 100 | 734 | 349.67
9049942 | Disposable filter holders,non-sterile diam. 30 mm,pore 0.45 µm,pack of 100 | 734 | 345.39
9049943 | Disposable filter holders,non-sterile diam. 13 mm,pore 0.2 µm,pack of 100 | 734 | 303.77
9049944 | Disposable filter holders,non-sterile diam. 13 mm,pore 0.45 µm,pack of 100 | 734 | 303.77
9049948 | Syringe filters 0,2µm amber rim pack of 100, SPARTAN 13/0,2 RC | 734 | 303.77
9049949 | Syringe filters 0,45µm, light brown rim pack of 100, SPARTAN 13/0,45 RC | 734 | 303.77
9049950 | Syringe filters, MiniTip pack of 500, SPARTAN 13/0,45 RC | 734 | 1157.17
9049951 | Syringe filters, MiniTip pack of 500, SPARTAN 13/0,2 RC | 734 | 1157.17
9049955 | Syringe filters, sterile pack of 50, ReZist 30/0,2 PTFE-S | 734 | 330.51
9049959 | Filtration unit, 0,45 µm pack of 500, Spartan 30/0,45 RC | 734 | 1303.69
9049960 | Syringe filters, LLF/LLM pack of 50, SPARTAN 30/0,45 RC | 734 | 216
9049961 | Syringe filters, 0,2 µm pack of 100, ReZist 30/0,2 PTFE | 734 | 477.48
9049962 | Disposable filter holders ReZist,non-sterile hydrophobic PTFE membrane,green rim, diam. 30 mm pore 0.45 µm,pack of 100 | 734 | 477.48
9049963 | Syringe filters, 1,0 µm pack of 100, ReZist 30/1,0 PTFE | 734 | 477.48
9049964 | Syringe filters, 5,0 µm pack of 100, ReZist 30/5,0 PTFE | 734 | 477.48
9049965 | Syringe filters, LLF/LLM pack of 500, SPARTAN 30/0,2 RC | 734 | 1297.02
9049980 | Syringe filters, LLF/LLM pack of 500, SPARTAN 13/0,2 RC | 734 | 1139.05
9049982 | Syringe filters, LLF/MiniTip pack of 100, ReZist 13/0,45 PTFE | 734 | 366.71
9049990 | Syringe filters, LLF/LLM pack of 500, ReZist 30/0,2 PTFE | 734 | 1806.23
9049991 | Syringe filters, LLF/LLM pack of 500, ReZist 30/0,45 PTFE | 734 | 1806.23
9049992 | Syringe filters, LLF/LLM pack of 500, ReZist 30/1,0 PTFE | 734 | 1806.23
9049993 | Syringe filters, LLF/LLM pack of 500, ReZist 30/5,0 PTFE | 734 | 1806.23
9050018 | Wide neck barrel 20.0 ltr., HDPE white/red | 77 | 49.84
9050019 | Wide neck barrel 10.4 ltr., HDPE white/red, two roll ribs | 77 | 38.61
9050020 | Wide neck barrel 3.6 ltr., HDPE white/red, two roll ribs | 77 | 21.44
9050021 | Wide neck barrel 6.4 ltr., HDPE white/red | 77 | 26.39
9050022 | Wide neck barrel 15.4 ltr., HDPE white/red | 77 | 44.94
9050023 | Wide neck barrel 26.0 ltr., HDPE white/red | 77 | 53.1
9050601 | LAB marker, black 1.0 mm point | 173 | 4.32
9050602 | LAB marker, red 1.0 mm point | 173 | 4.32
9050603 | LAB marker, blue 1.0 mm point | 173 | 4.32
9050604 | LAB marker, green 1.0 mm point | 173 | 4.32
9050696 | CD/DVD/BD marker pen 8400 black, 1mm line width | 173 | 4.43
9050750 | LLG-Lab Notebook, US letter formate 100 pages grid format, with black, waterproof and chemical resistant cover | 174 | 31.22
9050751 | LLG-Lab Notebook, US letter formate 200 pages grid format, with blue, waterproof and chemical resistant cover | 174 | 37.38
9051036 | Beakers,DURAN®,(filter beakers),thick-walled cap. 250 ml | 14 | 40.43
9051044 | Beakers,DURAN®,(filter beakers),thick-walled cap. 500 ml | 14 | 43.9
9051054 | Beakers,DURAN®,(filter beakers),thick-walled cap. 1000 ml | 14 | 63.1
9051063 | Beakers,DURAN®,(filter beakers),thick-walled cap. 2000 ml | 14 | 92.2
9051068 | Beakers (filtering) 3000ml DURAN with graduation and spout | 14 | 114.88
9051073 | Beakers,DURAN®,(filter beakers),thick-walled cap. 5000 ml | 14 | 156.36
9051086 | Beakers (filtering) 10000ml DURAN without graduation, with spout | 14 | 289.52
9051088 | Beakers (filtering) 15000ml DURAN without graduation, with spout | 14 | 438.31
9051091 | Beakers (filtering) 20000ml DURAN without graduation, with spout | 14 | 512.74
9051150 | Super Duty beaker 150 ml Duran®, 60x80 mm, low form, with division and drain | 13 | 10.84
9051151 | Super Duty beaker 250 ml Duran®, 70x95 mm, low form, with division and drain | 13 | 10.84
9051152 | Super Duty Beaker 400 ml Duran®, 80x110 mm, low form, with division and drain | 13 | 14.34
9051153 | Super Duty beaker 600 ml Duran®, 90x125 mm, low form, with division and drain | 13 | 16.71
9051154 | Super Duty beaker 1000 ml Duran®, 105x145 mm, low form, with division and drain | 13 | 26.52
9051155 | Super Duty beaker 2000 ml Duran®, 132x185 mm, low form, with division and drain | 13 | 38.89
9051156 | Super Duty beaker 5000 ml Duran®, 170x270 mm, low form, with division and drain | 13 | 198.66
9051201 | Filtering flasks 100ml Erlenmeyer with glass hose connection | 752 | 44.35
9051202 | filter flask. 250ml Gasalive Erlenmeyer shape | 752 | 51.72
9051205 | Suction bottle, 500ml,Gasolive Erlenmeyer | 752 | 57.31
9051210 | Filter flask 1l Glasolive Erlenmeyer shape | 752 | 79.19
9051220 | Filter flask 2 l Erlenmeyer shape | 752 | 175.03
9051236 | Filtering flasks with tubulature,DURAN® Erlenmeyer shape,cap. 250 ml | 752 | 59.36
9051244 | Filtering flasks with tubulature,DURAN® Erlenmeyer shape,cap. 500 ml | 752 | 72.08
9051254 | Filtering flasks with tubulature,DURAN® Erlenmeyer shape,cap. 1000 ml | 752 | 93.35
9051263 | Filtering flasks with tubulature,DURAN® Erlenmeyer shape,cap. 2000 ml | 752 | 207.65
9051268 | Filtering flasks with tubulature,DURAN® bottle shape,cap. 3000 ml | 752 | 241.49
9051273 | Filtering flasks with tubulature,DURAN® bottle shape,cap. 5000 ml | 752 | 299.89
9051286 | Filtering flasks with tubulature,DURAN® bottle shape,cap. 10000 ml | 752 | 492.18
9051288 | Filtering flasks 15l with side-arm socket | 752 | 628.39
9051291 | Filtering flasks 20l with side-arm socket | 752 | 772.81
9051308 | Plastic hose connections,bent,PP,diam. 8.6 mm | 648 | 2.81
9051320 | Screwthread ferrules GL 14 straight 35mmx9mm Ø | 648 | 10.51
9051321 | Screwthread ferrules GL 18, straight, 39mm length | 648 | 21.55
9051324 | Screwthread ferrules GL 14, 40mm length, angled | 648 | 13.29
9051325 | Screwthread ferrules GL 18, angled, 54mm length | 648 | 21.31
9051424 | Filtering bottles,DURAN®,with PP hose connection cap. 100 ml | 751 | 35.13
9051436 | Filtering bottles,DURAN®,with PP hose connection cap. 250 ml | 751 | 45.65
9051444 | Filtering bottles,DURAN®,with PP hose connection cap. 500 ml | 751 | 57.31
9051454 | Filtering bottles,DURAN®,with PP hose connection cap. 1000 ml | 751 | 85.96
9051455 | Filtering bottles,DURAN®,with PP hose connection cap. 2000 ml | 751 | 159.91
9051456 | Filtering bottles,DURAN®,with PP hose connection cap. 3000 ml | 752 | 199.94
9051457 | Filtering bottles,DURAN®,with PP hose connection cap. 5000 ml | 752 | 276.46
9051458 | Filtering bottles,DURAN®,with PP hose connection cap. 10000 ml | 752 | 424.02
9051459 | Filtering flasks, 15 l, bottle shape with Keck assembly set | 752 | 551.76
9051460 | Filtering flasks, 20 l, bottle shape with Keck assembly set | 752 | 688.01
9051471 | Assembly set,for filtering flasks | 648 | 10.89
9051474 | Spare seal,silicone rubber | 648 | 3.09
9051519 | Filter apparatus,Witt type,DURAN®,diam. 100 mm plastic hose connection and tubulature | 752 | 362.56
9051531 | Filter apparatus,Witt type,DURAN®,diam. 150 mm plastic hose connection and tubulature | 752 | 430.81
9051619 | Filter apparatus,Witt type,DURAN®,diam. 100 mm plastic hose connection and tubulature | 752 | 431.68
9051631 | Filter apparatus,Witt type,DURAN®,diam. 150 mm plastic hose connection and tubulature | 752 | 544.36
9052021 | Filter crucibles,DURAN,1D,porosity 1 cap. 30 ml,diam. 30 mm | 746 | 30.35
9052022 | Filter crucibles,DURAN,1D,porosity 2 cap. 30 ml,diam. 30 mm | 746 | 30.35
9052023 | Filter crucibles,DURAN,1D,porosity 3 cap. 30 ml,diam. 30 mm | 746 | 30.35
9052024 | Filter crucibles,DURAN,1D,porosity 4 cap. 30 ml,diam. 30 mm | 746 | 33.65
9052025 | Filter crucibles,DURAN,1D,porosity 5 cap. 30 ml,diam. 30 mm | 746 | 55.31
9052031 | Filter crucibles,DURAN,2D,porosity 1 cap. 50 ml,diam. 40 mm | 746 | 37.23
9052032 | Filter crucibles,DURAN,2D,porosity 2 cap. 50 ml,diam. 40 mm | 746 | 37.23
9052033 | Filter crucibles,DURAN,2D,porosity 3 cap. 50 ml,diam. 40 mm | 746 | 37.23
9052034 | Filter crucibles,DURAN,2D,porosity 4 cap. 50 ml,diam. 40 mm | 746 | 42.89
9052036 | Filter crucibles 30ml porosity 1, 30mm Ø | 745 | 19.93
9052037 | Filter crucibles 30ml porosity 2, 30mm Ø | 745 | 19.93
9052038 | Filter crucibles 30ml porosity 3, 30mm Ø | 745 | 19.93
9052039 | Filter crucibles 30ml porosity 4, 30mm Ø | 745 | 23.32
9052040 | Filter crucibles 30ml porosity 5, 30mm Ø | 745 | 36.45
9052041 | Filter crucibles 50ml porosity 1, 40mm Ø | 745 | 28.73
9052042 | Filter crucibles 50ml porosity 2, 40mmØ | 745 | 28.73
9052043 | Filter crucibles 50ml porosity 3, 40mmØ | 745 | 28.73
9052044 | Filter crucibles 50ml porosity 4, 40mmØ | 745 | 32.78
9052060 | Filter crucibles 15ml porosity 1, 23mm Ø | 745 | 19.29
9052061 | Filter crucibles 15ml porosity 2, 23mmØ | 745 | 19.29
9052062 | Filter crucibles 15ml porosity 3, 23mmØ | 745 | 19.29
9052063 | Filter crucibles 15ml porosity 4, 23mmØ | 745 | 22.45
9052064 | Filter crucibles 15ml porosity 5, 23mmØ | 745 | 34.77
9052065 | Filter crucibles 50ml porosity 4, 40mmØ | 745 | 49.06
9052066 | Filter funnels 250ml, 80mmØ porosity 1, 18mm stem Ø | 748 | 86.19
9052067 | Filter funnels 250ml, 80mmØ porosity 2, 18mm stem Ø | 748 | 86.19
9052068 | Filter funnels 250ml, 80mmØ porosity 3, 18mm stem Ø | 748 | 86.19
9052069 | Filter funnels 250ml, 80mmØ porosity 4, 18mm stem Ø | 748 | 98.23
9052080 | LLG-Filter crucible 4/25/6, porcelaine 8ml, 25/28mm, pore size 6, DIN 12909 | 745 | 19.06
9052081 | LLG-Filter crucible 4/25/7, porcelaine 8ml, 25/28mm, pore size 7, DIN 12909 | 745 | 19.06
9052082 | LLG-Filter crucible 4/25/8, porcelaine 8ml, 25/28mm, pore size 8, DIN 12909 | 745 | 19.95
9052083 | LLG-Filter crucible 4/30/6, porcelaine 15ml, 30/35mm, pore size 6, DIN 12909 | 745 | 20.88
9052084 | LLG-Filter crucible 4/30/7, porcelaine 15ml, 30/35mm, pore size 7, DIN 12909 | 745 | 21.89
9052085 | LLG-Filter crucible 4/30/8, porcelaine 15ml, 30/35mm, pore size 8, DIN 12909 | 745 | 20.88
9052086 | LLG-Filter crucible 4/35/8, porcelaine 25ml, 35/40mm, pore size 8, DIN 12909 | 745 | 23.25
9052087 | LLG-Filter crucible 4/40/6, porcelaine 35ml, 40/43mm, pore size 6, DIN 12909 | 745 | 20.08
9052088 | LLG-Filter crucible 4/40/7, porcelaine 35ml, 40/43mm, pore size 7, DIN 12909 | 745 | 20.08
9052089 | LLG-Filter crucible 4/40/8, porcelaine 35ml, 40/43mm, pore size 8, DIN 12909 | 745 | 20.08
9052090 | LLG-Filter crucible 4/45/6, porcelaine 50ml, 45/50mm, pore size 6, DIN 12909 | 745 | 20.31
9052091 | LLG-Filter crucible 4/45/7, porcelaine 50ml, 45/50mm, pore size 7, DIN 12909 | 745 | 20.31
9052092 | LLG-Filter crucible 4/45/8, porcelaine 50ml, 45/50mm, pore size 8, DIN 12909 | 745 | 20.31
9052114 | Rubber sleeve for crucible,Type 63D,diam. 26 mm | 746 | 1.26
9052121 | Rubber sleeve for crucible,Type 10D,diam. 33 mm | 746 | 1.52
9052126 | Rubber sleeve for crucible,Type 1D,diam. 41 mm | 746 | 2.01
9052131 | Rubber sleeve for crucible,Type 2D,diam. 49 mm | 746 | 1.94
9052213 | Adapters for filter crucibles 15ml, 34mmØ, 10mm stem Ø | 746 | 36.69
9052214 | Adapters for filter crucibles 30ml, 42mmØ, 10mm stem Ø | 746 | 38.85
9052215 | Adapters for filter crucibles 50ml, 50mmØ, 10mm stem Ø | 746 | 41.61
9052222 | Filter funnel adapters,DURAN®,Type 10D, diam. 34 m | 746 | 37.17
9052226 | Filter funnel adapters,DURAN®,Type 1D, diam. 41 mm | 746 | 38.42
9052232 | Filter funnel adapters,DURAN®,Type 2D, diam. 50 mm | 746 | 40.81
9052301 | Filter funnels,DURAN®,type 3D,cap.50 ml,diam.35 mm porosity 1 | 748 | 66.31
9052302 | Filter funnels,DURAN®,type 3D,cap.50 ml,diam.35 mm porosity 2 | 748 | 58.05
9052303 | Filter funnels,DURAN®,type 3D,cap.50 ml,diam.35 mm porosity 3 | 748 | 58.05
9052304 | Filter funnels,DURAN®,type 3D,cap.50 ml,diam.35 mm porosity 4 | 748 | 61.74
9052305 | Filters funnels, por.5, 3 D 50 ml, DURAN | 748 | 106.09
9052311 | Filter funnel,DURAN®,type 11D,cap.75 ml,diam.45 mm porosity 1 | 748 | 74.61
9052312 | Filter funnel,DURAN®,type 11D,cap.75 ml,diam.45 mm porosity 2 | 748 | 65.28
9052313 | Filter funnel,DURAN®,type 11D,cap.75 ml,diam.45 mm porosity 3 | 748 | 65.28
9052314 | Filter funnel,DURAN®,type 11D,cap.75 ml,diam.45 mm porosity 4 | 748 | 71.68
9052315 | Filter funnels, por.5, 11 D 75 ml, DURAN | 748 | 116.98
9052321 | Filter funnel,DURAN®,type 17D,cap.125ml,diam.60 mm porosity 1 | 748 | 88.88
9052322 | Filter funnel,DURAN®,type 17D,cap.125ml,diam.60 mm porosity 2 | 748 | 88.88
9052323 | Filter funnel,DURAN®,type 17D,cap.125ml,diam.60 mm porosity 3 | 748 | 86.16
9052324 | Filter funnel,DURAN®,type 17D,cap.125ml,diam.60 mm porosity 4 | 748 | 97.95
9052325 | Filter funnels, por.5, 17 D 125 ml, DURAN | 748 | 158.59
9052331 | Filter funnel,DURAN®,type 25D,cap.500ml,diam.95 mm porosity 1 | 748 | 144.23
9052332 | Filter funnel,DURAN®,type 25D,cap.500ml,diam.95 mm porosity 2 | 748 | 144.23
9052333 | Filter funnel,DURAN®,type 25D,cap.500ml,diam.95 mm porosity 3 | 748 | 144.23
9052334 | Filter funnel,DURAN®,type 25D,cap.500ml,diam.95 mm porosity 4 | 748 | 156.09
9052335 | Filter funnels, por.5, 25 D 500 ml, DURAN | 748 | 303.26
9052341 | Filter funnel,DURAN®,type26D,cap.1000ml,diam.120mm porosity 1 | 748 | 211.99
9052342 | Filter funnel,DURAN®,type26D,cap.1000ml,diam.120mm porosity 2 | 748 | 211.99
9052343 | Filter funnel,DURAN®,type26D,cap.1000ml,diam.120mm porosity 3 | 748 | 211.99
9052344 | Filter funnel,DURAN®,type26D,cap.1000ml,diam.120mm porosity 4 | 748 | 277.71
9052345 | Filter funnels por.5, 26D 1000 ml, DURAN | 748 | 596.38
9052361 | Filter funnel,DURAN®,type 151D,cap.4000ml diam. 175 mm,porosity 1 | 748 | 650.8
9052362 | Filter funnel,DURAN®,type 151D,cap.4000ml diam. 175 mm,porosity 2 | 748 | 650.8
9052363 | Filter funnel,DURAN®,type 151D,cap.4000ml diam. 175 mm,porosity 3 | 748 | 635.59
9052364 | Filter funnel,DURAN®,type 151D,cap.4000ml diam. 175 mm,porosity 4 | 748 | 717.74
9052367 | Filter funnels 50ml porosity 1, 36mmØ, 10mm stem Ø | 748 | 45.74
9052368 | Filter funnels 50ml porosity 2, 36mmØ, 10mm stem Ø | 748 | 45.74
9052369 | Filter funnels 50ml porosity 3, 36mmØ, 10mm stem Ø | 748 | 45.74
9052370 | Filter funnels 50ml posority 4, 36mmØ, 10mm stem Ø | 748 | 47.98
9052371 | Filter funnels 75ml porosity 1, 48mmØ, 10mm stem Ø | 748 | 49.43
9052372 | Filter funnels 75ml porosity 2, 48mmØ, 10mm stem Ø | 748 | 49.43
9052373 | Filter funnels 75ml porosity 3, 48mmØ, 10mm stem Ø | 748 | 49.43
9052374 | Filter funnels 75ml, porosity 4,48mmØ, stem 10mmØ | 748 | 52.99
9052375 | Filter funnels 125ml porosity 1, 60mmØ, 10mm stem Ø | 748 | 62.52
9052376 | Filter funnels 125ml porosity 2, 60mmØ, 10mm stem Ø | 748 | 62.52
9052377 | Filter funnels 125ml porosity 3, 60mmØ, 10mm stem Ø | 748 | 62.52
9052378 | Filter funnels 125ml porosity 4, 60mmØ, 10mm stem Ø | 748 | 68.02
9052379 | Filter funnels 500ml porosity 1, 95mmØ, 22mm stem Ø | 748 | 104.44
9052380 | Filter funnels 500ml porosity 2, 95mmØ, 22mm stem Ø | 748 | 104.44
9052381 | Filter funnels 500ml porosity 3, 95mmØ, 22mm stem Ø | 748 | 104.44
9052382 | Filter funnels 500ml porosity 4, 95mm Ø, 22mm stem Ø | 748 | 123.09
9052383 | Filter funnels 1000ml porosity 1, 124mm Ø, 22mm stem Ø | 748 | 155.66
9052384 | Filter funnels 1000ml porosity 2, 124mm Ø, 22mm stem Ø | 748 | 155.66
9052385 | Filter funnels 1000ml porosity 3, 124mm Ø, 22mm stem Ø | 748 | 155.66
9052386 | Filter funnels 1000ml porosity 4, 124mm Ø, 22mm stem Ø | 748 | 199.93
9052387 | Filter funnels 4000ml porosity 1, 180mm Ø, 30mm stem Ø | 748 | 425.43
9052388 | Filter funnels 4000ml porosity 2, 180mm Ø, 30mm stem Ø | 748 | 425.43
9052389 | Filter funnels 4000ml porosity 3, 180mmØ, stem 30mmØ | 748 | 425.43
9052390 | Filter funnels 4000ml porosity 4, 180mm Ø, 30mm stem Ø | 748 | 488.58
9052400 | Rubber cones (Guko),set of 8 pcs. 1-8 | 751 | 18.28
9052412 | Rubber cones,(Guko),22/12 mm | 750 | 0.77
9052417 | Rubber cones,(Guko),29/16 mm | 750 | 0.93
9052423 | Rubber cones,(Guko),33/21 mm | 750 | 1.08
9052427 | Rubber cones,(Guko),44/27 mm | 750 | 1.36
9052432 | Rubber cones,(Guko),53/33 mm | 750 | 1.81
9052436 | Rubber cones,(Guko),63/43 mm | 750 | 2.24
9052439 | Rubber cones,(Guko),73/52 mm | 750 | 3.14
9052443 | Rubber cones,(Guko),84/61 mm | 750 | 3.89
9052453 | Filter funnels,DURAN®,conical,type 39D,cap. 25 ml plate diam.25 mm,porosity 3 | 749 | 52.69
9052454 | Filter funnels,DURAN®,conical,type 39D,cap. 25 ml plate diam.25 mm,porosity 4 | 749 | 58.94
9052744 | Filtration appartus, complete, with PTFE insert and clamp, can be used with filter disc and slit sieves (por. 2), | 743 | 725.06
9052901 | Slit sieve plate,DURAN®,plate diam. 48 mm | 748 | 43.56
9052903 | Filter attachments,DURAN®,with PP funnel, cap. 30 ml,for plate diam. 24 mm | 746 | 41.55
9052905 | Filter attachments,DURAN®,with PP funnel, cap. 250 ml,for plate diam. 50 mm | 746 | 103.66
9052910 | Filter holders, 1000 ml comp. without filter plate | 746 | 179.13
9052913 | Filter attachments,DURAN®,cap. 30 ml | 747 | 33.37
9052915 | Filter attachments,DURAN®,cap. 250 ml | 747 | 84.24
9052920 | Filter head with screwthread 1000ml | 747 | 164.6
9052923 | FKM seals for screw filters, for plate 24 mm | 747 | 3.37
9052925 | FKM seals for screw filters, for plate 50 mm | 747 | 9.01
9052930 | Seals, 90 mm, viton for filter plates | 747 | 17.77
9052941 | Filter plates,diam. 24 mm,porosity 1 | 747 | 55.5
9052942 | Filter plates,diam. 24 mm,porosity 2 | 747 | 55.5
9052943 | Filter plates,diam. 24 mm,porosity 3 | 747 | 55.5
9052944 | Filter plates,diam. 24 mm,porosity 4 | 747 | 59.88
9052951 | Filter plates,diam. 50 mm,porosity 1 | 747 | 64.66
9052952 | Filter plates,diam. 50 mm,porosity 2 | 747 | 64.66
9052953 | Filter plates,diam. 50 mm,porosity 3 | 747 | 64.66
9052954 | Filter plates,diam. 50 mm,porosity 4 | 747 | 68.93
9052961 | Filter disc 90mm, P1 | 747 | 87.24
9052962 | Filter plate Por.2 90mmØ | 747 | 102.06
9052963 | Filter plate diam. 90 mm, porosity 3 | 747 | 108.17
9052964 | Filter plate, diam.90 mm, porosity 4 | 747 | 102.66
9053028 | Membrane filters 11105-47-N pack of 100 | 724 | 153.43
9053044 | Membrane filter,Cellulose acetate,pore 0,45 µm, diam. 25 mm,pack of 100 | 724 | 125.9
9053048 | Membrane filter,Cellulose acetate,pore 0,45 µm, diam. 47 mm,pack of 100 | 724 | 153.43
9053049 | Membrane filter,Cellulose acetate,pore 0,45 µm, diam. 50 mm,pack of 100 | 724 | 164.83
9053055 | Membrane filter,Cellulose acetate,pore 0,45 µm, diam. 142 mm,pack of 25 | 724 | 329.06
9053064 | Membrane filter,Cellulose acetate,pore 0,2 µm, diam. 25 mm,pack of 100 | 724 | 125.9
9053068 | Membrane filter,Cellulose acetate,pore 0,2 µm, diam. 47 mm,pack of 100 | 724 | 153.43
9053069 | Membrane filter,Cellulose acetate,pore 0,2 µm, diam. 50 mm,pack of 100 | 724 | 164.83
9053075 | Membrane filter,Cellulose acetate,pore 0,2 µm, diam. 142 mm,pack of 25 | 724 | 329.06
9053141 | Membrane filters 13mm, 0,45µm pack of 100, 18406-13-N | 724 | 163.8
9053144 | Membrane filters 25mm, 0,45µm pack of 100, 18406-25-N | 724 | 185.56
9053148 | Membrane filters 47mm, 0,45µm pack of 100, 18406-47-N | 724 | 254.55
9053149 | Membrane filters 50mm, 0,45µm pack of 100, 18406-50-N | 724 | 253.59
9053152 | Membrane filters 100mm, 0,45µm pack of 25, 18406-100-G | 724 | 188.68
9053155 | Membrane filters 142mm, 0,45µm pack of 25, 18406-142-G | 724 | 355.98
9053157 | Membrane filters 293mm, 0,45µm pack of 25 | 724 | 1225.93
9053161 | membrane filters 18407-13-N pack of 100 | 724 | 161.72
9053164 | Membrane filters 18407-25-N pack of 100 | 724 | 187.64
9053168 | Membrane filters 18407-47-N pack of 100 | 724 | 248.81
9053169 | Membrane filters 18407-50-N pack of 100 | 724 | 253.59
9053172 |  | 724 | 188.68
9053175 | Membrane filters 142 mm, 0.2 µm, cellulose, pack of 25 | 724 | 503.75
9053177 |  | 724 | 1303.9
9053195 | Membrane filters pack of 25 | 724 | 329.06
9053197 |  | 724 | 800.59
9053304 | Membrane filter,Cellulose nitrate,pore 8 µm diam. 25 mm, pack of 100 | 727 | 150.32
9053308 | Membrane filter diam. 47 mm, pore 8 µm Cellulose nitrate, UN 3270, 4.1, II, pack of 100 | 727 | 211.48
9053309 | Membrane filter,Cellulose nitrate,pore 8 µm, diam. 50 mm,pack of 100 UN 3270, 4.1, II, (E) | 727 | 216.67
9053329 | Membrane filters 50 mm, 5 µm cellulose nitrate, UN 3270, 4.1, II, (E), pack of 100 | 727 | 257.42
9053335 | Membrane filter 142 mm, 5 µm cellulose nitrate, UN 3270, 4.1, II, (E), pack of 25 | 727 | 352.08
9053349 | Membrane filter,Cellulose nitrate,pore 3 µm, diam. 50 mm,pack of 100 | 727 | 216.67
9053364 | Membrane filter,Cellulose nitrate, pore 1.2 µm UN 3270, 4.1, II, (E) diam. 25 mm, pack of 100 | 727 | 150.32
9053368 | Membrane filter,Cellulose nitrate,pore 1,2 µm, diam. 47 mm,pack of 100 | 727 | 205.27
9053369 | Membrane filter,Cellulose nitrate, pore 1.2 µm UN 3270, 4.1, II, (E) diam. 50 mm, pack of 100 | 727 | 216.67
9053372 |  | 727 | 242.58
9053384 | Membrane filter 25 mm, 0.8 µm Cellulose nitrate, UN 3270, 4.1, II, (E), pack of 100 | 727 | 150.32
9053388 | Membrane filter,Cellulose nitrate,pore 0,8 µm diam. 47 mm, pack of 100 | 727 | 201.12
9053389 | Membrane filter,Cellulose nitrate,pore 0,8 µm, diam. 50 mm,pack of 100 UN 3270, 4.1, II, (E) | 727 | 219.78
9053424 | Membrane filter diam. 25 mm, pore 0.45 µm Cellulose nitrate, UN 3270, 4.1, II, (E), pack of 1000 | 727 | 125.9
9053428 | Membrane filter,Cellulose nitrate,pore 0,45 µm, diam. 47 mm,pack of 100 | 727 | 135.81
9053429 | Membrane filter,Cellulose nitrate,pore 0,45 µm, diam. 50 mm,pack of 100 | 727 | 135.81
9053431 | Membrane filters 90 mm, 0.45 µm UN 3270, 4.1, II, (E) pack of 25 | 727 | 171.06
9053709 | Glass fibre filters pack of 500 13400-47-Q | 716 | 276.56
9053710 | Glass fibre filters, 50 mm pack of 500 | 716 | 282.3
9053717 | Glassfiber prefilters,diam. 130 mm,pack of 50 | 716 | 154.51
9053770 | Pre-filters, glass fibre, 50 mm, binder-free, 13440--50--Q, pack=500 | 716 | 333.97
9054002 |  | 728 | 145.72
9054008 | Membrane filters 47 mm, 1.2 um UN 3270, 4.1, II, (E) pack of 100 | 728 | 130.07
9054009 | Membrane filters pack of 100 | 728 | 131.06
9054012 | Membrane filters pack of 100 | 728 | 145.72
9054014 | Membrane filters 25 mm, 0.8 µm, nitrocellulose, pack of 100 | 728 | 101.81
9054018 | Membrane filters 47 mm, 0.8 µm UN 3270, 4.1, II, (E) pack of 100 | 728 | 128.12
9054019 |  | 728 | 167.24
9054022 | Membrane filters pack of 100 | 728 | 145.72
9054023 |  | 728 | 148.66
9054028 |  | 728 | 129.1
9054032 | Membrane filters 11406-47ACN pack of 100 no dan. goods | 728 | 145.72
9054033 |  | 728 | 148.66
9054034 |  | 728 | 101.81
9054038 | Membrane filters 47 mm, 0.45 µm, nitrocellulose, pack of 100 | 728 | 128.12
9054039 | Membrane filters 50 mm, 0.45 µm, nitrocellulose, pack of 100 | 728 | 130.07
9054042 | Membrane filters 47 mm, 0,2 µm white with black grid, sterile, flat filter discs, pack of 100 (no dan. goods) | 728 | 145.72
9054043 | Membrane filters pack of 100 | 728 | 148.66
9054044 | Membranfilter, VE = 100 UN 3270, 4.1, II, (E) | 728 | 111.21
9054048 | Membranfilter 47 mm, 0.2 µm UN 3270, 4.1, II, (E), pack of 100 | 728 | 128.12
9054049 | Membranfilter 50 mm, 0.2 µm UN 3270, 4.1, II, (E) pack of 100 | 728 | 130.07
9054050 | Microsart® e.motion membrane filters white/black, 47 mm, 0.45 µm high flow pack of 3 boxes of 100 (no dan. goods) | 721 | 367.44
9054051 | Microsart® e.motion membrane filters white/green, 47 mm, 0.45 µm high flow pack of 3 boxes of 100 | 721 | 367.44
9054052 | Microsart® e.motion membrane filters weiß/schwarz, 47 mm, 0.45 µm pack of 3 boxes of 100 | 721 | 367.44
9054053 | Microsart® e.motion membrane filters weiß/schwarz, 50 mm, 0.45 µm pack of 3 boxes of 100 | 721 | 367.44
9054054 | Microsart® e.motion membrane filters grey/white, 47 mm, 0.45 µm pack of 3 boxes of 100 | 721 | 367.44
9054055 | Microsart® e.motion membrane filters grey/white, 50 mm, 0.45 µm pack of 3 boxes of 100 | 721 | 367.44
9054056 | Microsart® e.motion membrane filters green/dark green, 47 mm, 0.45 µm pack of 3 boxes of 100 | 721 | 367.44
9054057 | Microsart® e.motion membrane filters green/dark green, 50 mm, 0.45 µm pack of 3 boxes of 100 | 721 | 367.44
9054058 | Microsart® e.motion membrane filters white/green, 47 mm, 0.45 µm pack of 3 boxes of 100 | 721 | 367.44
9054059 | Microsart® e.motion membrane filters white/green, 50 mm, 0.45 µm pack of 3 boxes of 100 | 721 | 367.44
9054060 | Microsart® e.motion membrane filters grey/white, 47 mm, 0.65 µm pack of 3 boxes of 100 | 721 | 367.44
9054061 | Microsart® e.motion membrane filters grey/white, 50 mm, 0.65 µm pack of 3 boxes of 100 | 721 | 367.44
9054062 | Microsart® e.motion membrane filters grey/white, 47 mm, 0.80 µm pack of 3 boxes of 100 | 721 | 367.44
9054063 | Microsart® e.motion membrane filters grey/white, 50 mm, 0.80 µm pack of 3 boxes of 100 (no dan. goods) | 721 | 360.21
9054122 | Membrane filter 47 mm, 0.65 µm, grey (after wetting black) w. white grid UN 3270, 4.1, II, (E), sterile, pack of 100 | 728 | 145.72
9054132 | Membrane filters 47 mm, 0.45 µm cellulose nitrate, sterile, UN 3270, 4.1, II, (E), pack of 100 | 728 | 145.72
9054133 | Membrane filters,cellulose nitrate,sterile pore 0.45 µm,diam. 50 mm,pack of 100 | 728 | 148.66
9054139 | Membrane filters,cellulose nitrate,non-sterile pore 0.45 µm,diam. 50 mm,pack of 100 | 728 | 133.01
9054202 | Membrane filters,cellulose nitrate green with dark grid,pore 0.45 µm,diam. 47 mm sterile, pack of 100 (no dan. goods) | 1391 | 145.72
9054203 | Membrane filters,cellulose nitrate,sterile green with dark grid,pore 0.45 µm,diam. 50 mm pack of 100 | 1391 | 148.66
9054304 | Membrane filters 11842-25-N pack of 100 | 722 | 436.37
9054308 | Membrane filters 11842-47-N pack of 100 | 722 | 533.97
9054309 | Membrane filters 11842-50-N pack of 100 | 722 | 553.11
9054312 | Membrane filters 11842-100-G pack of 25 | 722 | 532.06
9054315 | Membrane filters 11842-142-G pack of 25 | 722 | 1355.04
9054321 |  | 722 | 371.3
9054324 |  | 722 | 436.37
9054328 | Membrane filters 47 mm, pack of 100 | 722 | 555.03
9054329 |  | 722 | 553.11
9054335 | Membrane filters pack of 25 | 722 | 1355.04
9054341 | Membrane filters 11806-13-N pack of 100 | 722 | 316.75
9054344 | Membrane filters 11806-25-N pack of 100 | 722 | 379.91
9054348 | Membrane filters 11806-47-N pack of 100 | 722 | 477.52
9054351 | Membrane filters 11806-90-G pack of 25 | 722 | 410.53
9054352 | Membrane filters 11806-100-G pack of 25 | 722 | 452.64
9054353 | Membrane filters 11806-142-G pack of 25 | 722 | 1355.04
9054358 | Membrane filters 11806-293-G pack of 25 | 722 | 3349.23
9054361 | Membrane filters 13 mm, pack of 100 | 722 | 322.49
9054364 | Membrane filters 25 mm, pack of 100 | 722 | 372.25
9054368 | Membrane filters 47 mm, pack of 100 | 722 | 466.99
9054369 | Membrane filters 50 mm, pack of 100 | 722 | 468.91
9054373 |  | 722 | 1355.04
9054460 | Membrane filters,cellulose nitrate,sterile white with gren grid,pore 0.45 µm,diam. 47 mm pack of 100 (no dan. goods) | 728 | 145.72
9054462 | Membrane filters,cellulose nitrate,sterile white with gren grid,pore 0.45 µm,diam. 50 mm pack of 100 | 728 | 148.66
9054464 | Membrane filters 47 mm, 0,45 µm cellulose nitrate, white membrane with green grid, sterile, High Flow, pack of 100 | 728 | 145.72
9054465 | Membrane filters 50 mm, 0,45 µm cellulose nitrate, white membrane with green grid sterile, High Flow, pack of 100 | 728 | 148.66
9055006 | Nutrient pads,sterile,individually packed azide,pore 0.45 µm,pack of 100 no dan. goods | 1363 | 263.25
9055010 | Nutrient pads,sterile,individually packed Standard,pore 0.45 µm,pack of 100 | 1363 | 263.25
9055011 | Nutrient pads Terigtol TTC pack of 100, 14056-50-N | 1363 | 263.25
9055014 | Nutrient pads VLB-S7-S pack of 100 | 1363 | 263.25
9055017 | Nutrient pads Caso pack of 100 (no dan. goods) | 1363 | 263.25
9055018 | Nutrient pads, sterile standard, pack of 100 | 1363 | 263.25
9055022 | Nutriend pads M-FC pack of 100 | 1363 | 263.25
9055023 | Nutrient pads,sterile,individually packed Sabouraud,pore 0.65 µm,pack of 100 (no dan. goodas) | 1363 | 263.25
9055026 | Nutrient pads, tomate juice pack of 100 | 1363 | 263.25
9055031 | Nutrient pads "cetrimid" pack of 100 | 1363 | 263.25
9055032 | Nutrient pads "chapman" pack of 100 | 1363 | 263.25
9055034 | Nutrient pads,sterile,individually packed Schaufus Pottinger,pore 0.65 µm,pack of 100 | 1363 | 263.25
9055037 | Nutrient pads 0,45µm pack of 100, yeast extract | 1363 | 263.25
9055500 | LLG-Syringe filters, CA, 0,22 µm Ø 13 mm, blue, non sterile, pack of 500 | 730 | 343.72
9055501 | LLG-Syringe filters, CA, 0,22 µm Ø 25 mm, blue, non sterile, pack of 500 | 730 | 343.72
9055502 | LLG-Syringe filters, CA, 0,45 µm Ø 13 mm, yellow, non sterile, pack of 500 | 730 | 343.72
9055503 | LLG-Syringe filters, CA, 0,45 µm Ø 25 mm, yellow, non sterile, pack of 500 | 730 | 343.72
9055504 | LLG-syringe pre-filter from CA, 0,80 µm Ø 13 mm, green, non sterile, pack of 500 | 730 | 462.24
9055510 | LLG-Syringe filters, CA, 0,22 µm Ø 13 mm, blue, sterile, pack of 50 | 730 | 62.39
9055511 | LLG-Syringe filters, CA, 0,22 µm Ø 25 mm, blue, sterile, pack of 50 | 730 | 62.39
9055512 | LLG-Syringe filters, CA, 0,45 µm Ø 13 mm, yellow, sterile, pack of 50 | 730 | 62.39
9055513 | LLG-Syringe filters, CA, 0,45 µm Ø 25 mm, yellow, sterile, pack of 50 | 730 | 62.39
9055520 | LLG-Syringe filters, Nylon, 0,22 µm Ø 13 mm, transparent, non sterile, pack of 500 | 730 | 426.69
9055521 | LLG-Syringe filters, Nylon, 0,22 µm Ø 25 mm, transparent, non sterile, pack of 500 | 730 | 343.72
9055522 | LLG-Syringe filters, Nylon, 0,45 µm Ø 13 mm, transparent, non sterile, pack of 500 | 730 | 426.69
9055523 | LLG-Syringe filters, Nylon, 0,45 µm Ø 25 mm, transparent, non sterile, pack of 500 | 730 | 343.72
9055530 | LLG-Syringe filters, RC, 0,22 µm Ø 13 mm, transparent, non sterile, pack of 500 | 731 | 545.2
9055531 | LLG-Syringe filters, RC, 0,22 µm Ø 25 mm, transparent, non sterile, pack of 500 | 731 | 521.48
9055532 | LLG-Syringe filters, RC, 0,45 µm Ø 13 mm, transparent, non sterile, pack of 500 | 731 | 545.2
9055533 | LLG-Syringe filters, RC, 0,45 µm Ø 25 mm, transparent, non sterile, pack of 500 | 731 | 521.48
9055534 | LLG-Syringe pre-filter from PVDF, 0,45 µm Ø 13 mm, transparent, non sterile, pack of 500 | 731 | 474.08
9055535 | LLG-Syringe pre-filter from PTFE, 0,22 µm Ø 25 mm, transparent, pack of 500 | 731 | 379.28
9055550 | LLG-Syringe filter, glass fiber (GF) 0.70 µm Ø 25 mm, transparent, pack of 500 | 731 | 545.2
9055551 | LLG-Syringe filter, glass fiber (GF) 1.00 µm Ø 25 mm, transparent, pack of 500 | 731 | 545.2
9055552 | LLG-Syringe filter, glass fiber (GF) 1.20 µm Ø 25 mm, transparent, pack of 500 | 731 | 545.2
9055553 | LLG-Syringe filter, glass fiber (GF) 3.10 µm Ø 25 mm, transparent, pack of 500 | 731 | 502.4
9056196 | Grade 4 Qualitative Filter Paper Standard Grade, circle, 90 mm, pack of 100 | 702 | 26.62
9056198 | Grade 2 Qualitative Filter Paper Standard Grade, circle, 42.5 mm, pack of 100 | 701 | 20.06
9056199 | Grade 1 Qualitative Filter Paper Standard Grade, circle, 42.5 mm, pack of 100 | 701 | 14.85
9056200 | Grade 1 Qualitative Filter Paper Standard Grade, circle, 55 mm, pack of 100 | 701 | 14.85
9056201 | Grade 1 Qualitative Filter Paper Standard Grade, circle, 70 mm, pack of 100 | 701 | 16.22
9056202 | Grade 1 Qualitative Filter Paper Standard Grade, circle, 90 mm, pack of 100 | 701 | 19.1
9056203 | Grade 1 Qualitative Filter Paper Standard Grade, circle, 110 mm, pack of 100 | 701 | 23.84
9056204 | Grade 1 Qualitative Filter Paper Standard Grade, circle, 125 mm, pack of 100 | 701 | 24.44
9056205 | Grade 1 Qualitative Filter Paper Standard Grade, circle, 150 mm, pack of 100 | 701 | 29.31
9056206 | Grade 1 Qualitative Filter Paper Standard Grade, circle, 185 mm, pack of 100 | 701 | 43.56
9056207 | Grade 1 Qualitative Filter Paper Standard Grade, circle, 240 mm, pack of 100 | 701 | 70.51
9056208 | Grade 1 Qualitative Filter Paper Standard Grade, circle, 270 mm, pack of 100 | 701 | 86.92
9056209 | Grade 1 Qualitative Filter Paper Standard Grade, circle, 320 mm, pack of 100 | 701 | 116.42
9056210 | Grade 2 Qualitative Filter Paper Standard Grade, circle, 55 mm, pack of 100 | 701 | 20.68
9056211 | Grade 2 Qualitative Filter Paper Standard Grade, circle, 70 mm, pack of 100 | 701 | 22.73
9056212 | Grade 2 Qualitative Filter Paper Standard Grade, circle, 90 mm, pack of 100 | 701 | 28.43
9056213 | Grade 2 Qualitative Filter Paper Standard Grade, circle, 110 mm, pack of 100 | 701 | 34.01
9056214 | Grade 2 Qualitative Filter Paper Standard Grade, circle, 125 mm, pack of 100 | 701 | 36.13
9056215 | Grade 2 Qualitative Filter Paper Standard Grade, circle, 150 mm, pack of 100 | 701 | 47.79
9056216 | Grade 2 Qualitative Filter Paper Standard Grade, circle, 185 mm, pack of 100 | 701 | 68.18
9056217 | Grade 2 Qualitative Filter Paper Standard Grade, circle, 240 mm, pack of 100 | 701 | 106.85
9056219 | Grade 2 Qualitative Filter Paper Standard Grade, circle, 320 mm, pack of 100 | 701 | 167.4
9056220 | Grade 3 Qualitative Filter Paper Standard Grade, circle, 55 mm, pack of 100 | 702 | 28.83
9056221 | Grade 3 Qualitative Filter Paper Standard Grade, circle, 70 mm, pack of 100 | 702 | 32.36
9056222 | Grade 3 Qualitative Filter Paper Standard Grade, circle, 90 mm, pack of 100 | 702 | 36.32
9056223 | Grade 3 Qualitative Filter Paper Standard Grade, circle, 110 mm, pack of 100 | 702 | 41.76
9056224 | Grade 3 Qualitative Filter Paper Standard Grade, circle, 125 mm, pack of 100 | 702 | 55.28
9056225 | Grade 3 Qualitative Filter Paper Standard Grade, circle, 150 mm, pack of 100 | 702 | 76.12
9056226 | Grade 3 Qualitative Filter Paper Standard Grade, circle, 185 mm, pack of 100 | 702 | 103.03
9056227 | Grade 3 Qualitative Filter Paper Standard Grade, circle, 240 mm, pack of 100 | 702 | 153.33
9056230 | Grade 4 Qualitative Filter Paper Standard Grade, circle, 110 mm, pack of 100 | 702 | 28.74
9056231 | Grade 4 Qualitative Filter Paper Standard Grade, circle, 42.5 mm, pack of 100 | 702 | 17.97
9056232 | Grade 4 Qualitative Filter Paper Standard Grade, circle, 125 mm, pack of 100 | 702 | 35.55
9056233 | Grade 4 Qualitative Filter Paper Standard Grade, circle, 55 mm, pack of 100 | 702 | 21.4
9056234 | Grade 4 Qualitative Filter Paper Standard Grade, circle, 150 mm, pack of 100 | 702 | 48.76
9056235 | Grade 4 Qualitative Filter Paper Standard Grade, circle, 70 mm, pack of 100 | 702 | 23.07
9056236 | Grade 4 Qualitative Filter Paper Standard Grade, circle, 185 mm, pack of 100 | 702 | 69.34
9056237 | Grade 4 Qualitative Filter Paper Standard Grade, circle, 240 mm, pack of 100 | 702 | 108.69
9056238 | Grade 4 Qualitative Filter Paper Standard Grade, circle, 270 mm, pack of 100 | 702 | 115.46
9056239 | Grade 4 Qualitative Filter Paper Standard Grade, circle, 320 mm, pack of 100 | 702 | 165.06
9056240 | Grade 5 Qualitative Filter Paper Standard Grade, circle, 55 mm, pack of 100 | 702 | 23.05
9056241 | Grade 5 Qualitative Filter Paper Standard Grade, circle, 70 mm, pack of 100 | 702 | 23.35
9056242 | Grade 5 Qualitative Filter Paper Standard Grade, circle, 90 mm, pack of 100 | 702 | 30.18
9056243 | Grade 5 Qualitative Filter Paper Standard Grade, circle, 110 mm, pack of 100 | 702 | 31.81
9056244 | Grade 5 Qualitative Filter Paper Standard Grade, circle, 125 mm, pack of 100 | 702 | 40.04
9056245 | Grade 5 Qualitative Filter Paper Standard Grade, circle, 150 mm, pack of 100 | 702 | 53.19
9056246 | Grade 5 Qualitative Filter Paper Standard Grade, circle, 185 mm, pack of 100 | 702 | 73.81
9056247 | Grade 5 Qualitative Filter Paper Standard Grade, circle, 240 mm, pack of 100 | 702 | 116.16
9056251 | Grade 6 Qualitative Filter Paper Standard Grade, circle, 70 mm, pack of 100 | 703 | 23.35
9056252 | Grade 6 Qualitative Filter Paper Standard Grade, circle, 90 mm, pack of 100 | 703 | 30.15
9056253 | Grade 6 Qualitative Filter Paper Standard Grade, circle, 110 mm, pack of 100 | 703 | 31.81
9056254 | Grade 6 Qualitative Filter Paper Standard Grade, circle, 125 mm, pack of 100 | 703 | 40.3
9056255 | Grade 6 Qualitative Filter Paper Standard Grade, circle, 150 mm, pack of 100 | 703 | 53.86
9056256 | Grade 6 Qualitative Filter Paper Standard Grade, circle, 185 mm, pack of 100 | 703 | 74
9056257 | Grade 6 Qualitative Filter Paper Standard Grade, circle, 240 mm, pack of 100 | 703 | 116.16
9056278 | Grade 1 Qualitative Filter Paper Standard Grade, circle, 400 mm, pack of 100 | 701 | 178.67
9056279 | Grade 1 Qualitative Filter Paper Standard Grade, circle, 150 cm, pack of 100 | 701 | 250.14
9056294 | Grade 113V Qualitative Filter Paper Folded (Prepleated), 125 mm, pack of 100 | 705 | 162.44
9056295 | Grade 113V Qualitative Filter Paper Folded (Prepleated), 150 mm, pack of 100 | 705 | 112.4
9056296 | Grade 113V Qualitative Filter Paper Folded (Prepleated), 185 mm, pack of 100 | 705 | 167.73
9056297 | Grade 113V Qualitative Filter Paper Folded (Prepleated), 240 mm, pack of 100 | 705 | 227.95
9056298 | Grade 113V Qualitative Filter Paper Folded (Prepleated), 270 mm, pack of 100 | 705 | 254.42
9056299 | Grade 113V Qualitative Filter Paper Folded (Prepleated), 320 mm, pack of 100 | 705 | 250.95
9056301 | Grade 113V Qualitative Filter Paper Folded (Prepleated), 500 mm, pack of 100 | 705 | 527.94
9056304 | Grade 2V Qualitative Filter Paper Folded (Prepleated), 125 mm, pack of 100 | 705 | 76.19
9056305 | Grade 2V Qualitative Filter Paper Folded (Prepleated), 150 mm, pack of 100 | 705 | 77.66
9056306 | Grade 2V Qualitative Filter Paper Folded (Prepleated), 185 mm, pack of 100 | 705 | 94.63
9056307 | Grade 2V Qualitative Filter Paper Folded (Prepleated), 240 mm, pack of 100 | 705 | 145.22
9056308 | Grade 2V Qualitative Filter Paper Folded (Prepleated), 270 mm, pack of 100 | 705 | 187.6
9056309 | Grade 2V Qualitative Filter Paper Folded (Prepleated), 320 mm, pack of 100 | 705 | 206.06
9056331 | Grade 1 Qualitative Filter Paper Standard Grade, sheet, 460 × 570 mm, pack of 100 | 701 | 259.58
9056332 | Grade 2 Qualitative Filter Paper Standard Grade, sheet, 460 × 570 mm, pack of 100 | 701 | 371.35
9056333 | Grade 3 Qualitative Filter Paper Standard Grade, sheet, 460 × 570 mm, pack of 100 | 702 | 627.7
9056334 | Grade 4 Qualitative Filter Paper Standard Grade, sheet, 460 × 570 mm, pack of 100 | 702 | 360.75
9056337 | Grade 1 Qualitative Filter Paper Standard Grade, sheet, 26 × 31 mm, pack of 1000 | 701 | 115.77
9056338 | Grade 1 Qualitative Filter Paper Standard Grade, sheet, 75 × 100 mm, pack of 500 | 701 | 114.3
9056340 | Grade 1 Qualitative Filter Paper Standard Grade, sheet, 460 × 570 mm, pack of 500 | 701 | 1141.33
9056341 | Grade 1 Qualitative Filter Paper Standard Grade, sheet, 580 × 680 mm, pack of 100 | 701 | 330.85
9056399 | Grade 40 Quantitative Filter Paper Ashless (Ash 0.007%), circle, 42.5 mm, pack of 100 | 712 | 33.28
9056400 | Grade 40 Quantitative Filter Paper Ashless (Ash 0.007%), circle, 55 mm, pack of 100 | 712 | 34.9
9056401 | Grade 40 Quantitative Filter Paper Ashless (Ash 0.007%), circle, 70 mm, pack of 100 | 712 | 35.35
9056402 | Grade 40 Quantitative Filter Paper Ashless (Ash 0.007%), circle, 90 mm, pack of 100 | 712 | 48.45
9056403 | Grade 40 Quantitative Filter Paper Ashless (Ash 0.007%), circle, 110 mm, pack of 100 | 712 | 66.49
9056404 | Grade 40 Quantitative Filter Paper Ashless (Ash 0.007%), circle, 125 mm, pack of 100 | 712 | 76.79
9056405 | Grade 40 Quantitative Filter Paper Ashless (Ash 0.007%), circle, 150 mm, pack of 100 | 712 | 102.56
9056406 | Grade 40 Quantitative Filter Paper Ashless (Ash 0.007%), circle, 185 mm, pack of 100 | 712 | 139.5
9056407 | Grade 40 Quantitative Filter Paper Ashless (Ash 0.007%), circle, 240 mm, pack of 100 | 712 | 214.08
9056410 | Grade 41 Quantitative Filter Paper Ashless (Ash 0.007%), circle, 55 mm, pack of 100 | 713 | 31.59
9056411 | Grade 41 Quantitative Filter Paper Ashless (Ash 0.007%), circle, 70 mm, pack of 100 | 713 | 32.78
9056412 | Grade 41 Quantitative Filter Paper Ashless (Ash 0.007%), circle, 90 mm, pack of 100 | 713 | 44.44
9056413 | Grade 41 Quantitative Filter Paper Ashless (Ash 0.007%), circle, 110 mm, pack of 100 | 713 | 62.99
9056414 | Grade 41 Quantitative Filter Paper Ashless (Ash 0.007%), circle, 125 mm, pack of 100 | 713 | 73.74
9056415 | Grade 41 Quantitative Filter Paper Ashless (Ash 0.007%), circle, 150 mm, pack of 100 | 713 | 100.89
9056416 | Grade 41 Quantitative Filter Paper Ashless (Ash 0.007%), circle, 185 mm, pack of 100 | 713 | 134.44
9056417 | Grade 41 Quantitative Filter Paper Ashless (Ash 0.007%), circle, 240 mm, pack of 100 | 713 | 214.08
9056419 | Grade 42 Quantitative Filter Paper Ashless (Ash 0.007%), circle, 42.5 mm, pack of 100 | 713 | 29.02
9056420 | Grade 42 Quantitative Filter Paper Ashless (Ash 0.007%), circle, 55 mm, pack of 100 | 713 | 32.81
9056421 | Grade 42 Quantitative Filter Paper Ashless (Ash 0.007%), circle, 70 mm, pack of 100 | 713 | 33.71
9056422 | Grade 42 Quantitative Filter Paper Ashless (Ash 0.007%), circle, 90 mm, pack of 100 | 713 | 46.08
9056423 | Grade 42 Quantitative Filter Paper Ashless (Ash 0.007%), circle, 110 mm, pack of 100 | 713 | 64.81
9056424 | Grade 42 Quantitative Filter Paper Ashless (Ash 0.007%), circle, 125 mm, pack of 100 | 713 | 76.3
9056425 | Grade 42 Quantitative Filter Paper Ashless (Ash 0.007%), circle, 150 mm, pack of 100 | 713 | 101.17
9056426 | Grade 42 Quantitative Filter Paper Ashless (Ash 0.007%), circle, 185 mm, pack of 100 | 713 | 134.44
9056427 | Grade 42 Quantitative Filter Paper Ashless (Ash 0.007%), circle, 240 mm, pack of 100 | 713 | 214.08
9056450 | Grade 50 Quantitative Filter Paper Hardened Low Ash, circle, 55 mm, pack of 100 | 703 | 37.44
9056451 | Grade 50 Quantitative Filter Paper Hardened Low Ash, circle, 70 mm, pack of 100 | 703 | 40.93
9056452 | Grade 50 Quantitative Filter Paper Hardened Low Ash, circle, 90 mm, pack of 100 | 703 | 47.74
9056453 | Grade 50 Quantitative Filter Paper Hardened Low Ash, circle, 110 mm, pack of 100 | 703 | 53.62
9056454 | Grade 50 Quantitative Filter Paper Hardened Low Ash, circle, 125 mm, pack of 100 | 703 | 62.49
9056455 | Grade 50 Quantitative Filter Paper Hardened Low Ash, circle, 150 mm, pack of 100 | 703 | 96.19
9056456 | Grade 50 Quantitative Filter Paper Hardened Low Ash, circle, 185 mm, pack of 100 | 703 | 128.83
9056457 | Grade 50 Quantitative Filter Paper Hardened Low Ash, circle, 240 mm, pack of 100 | 703 | 196.01
9056459 | Grade 50 Quantitative Filter Paper Hardened Low Ash, circle, 320 mm, pack of 100 | 703 | 340.44
9056480 | Grade 540 Quantitative Filter Paper Hardened Ashless, circle, 55 mm, pack of 100 | 711 | 34.17
9056482 | Grade 540 Quantitative Filter Paper Hardened Ashless, circle, 90 mm, pack of 100 | 711 | 54.31
9056483 | Grade 540 Quantitative Filter Paper Hardened Ashless, circle, 110 mm, pack of 100 | 711 | 72.8
9056484 | Grade 540 Quantitative Filter Paper Hardened Ashless, circle, 125 mm, pack of 100 | 711 | 85.43
9056485 | Grade 540 Quantitative Filter Paper Hardened Ashless, circle, 150 mm, pack of 100 | 711 | 125.72
9056486 | Grade 540 Quantitative Filter Paper Hardened Ashless, circle, 185 mm, pack of 100 | 711 | 177.69
9056487 | Grade 540 Quantitative Filter Paper Hardened Ashless, circle, 240 mm, pack of 100 | 711 | 253.5
9056490 | Grade 541 Quantitative Filter Paper Hardened Ashless, circle, 55 mm, pack of 100 | 711 | 36.47
9056491 | Grade 541 Quantitative Filter Paper Hardened Ashless, circle, 70 mm, pack of 100 | 711 | 36.32
9056492 | Grade 541 Quantitative Filter Paper Hardened Ashless, circle, 90 mm, pack of 100 | 711 | 54.31
9056493 | Grade 541 Quantitative Filter Paper Hardened Ashless, circle, 110 mm, pack of 100 | 711 | 72.3
9056494 | Grade 541 Quantitative Filter Paper Hardened Ashless, circle, 125 mm, pack of 100 | 711 | 85.45
9056495 | Grade 541 Quantitative Filter Paper Hardened Ashless, circle, 150 mm, pack of 100 | 711 | 124.75
9056496 | Grade 541 Quantitative Filter Paper Hardened Ashless, circle, 185 mm, pack of 100 | 711 | 175.16
9056497 | Grade 541 Quantitative Filter Paper Hardened Ashless, circle, 240 mm, pack of 100 | 711 | 257.13
9056498 | Grade 541 Quantitative Filter Paper Hardened Ashless, circle, 270 mm, pack of 100 | 711 | 310.44
9056499 | Grade 541 Quantitative Filter Paper Hardened Ashless, circle, 320 mm, pack of 100 | 711 | 472.44
9056515 | Grade 541 Quantitative Filter Paper Hardened Ashless, circle, 42.5 mm, pack of 100 | 711 | 32.55
9056525 | Grade 50 Quantitative Filter Paper Hardened Low Ash, circle, 500 mm, pack of 100 | 703 | 661.89
9056550 | Grade 50 Quantitative Filter Paper Hardened Low Ash, sheet, 460 × 570 mm, pack of 100 | 703 | 417.86
9056561 | Grade 541 Quantitative Filter Paper Hardened Ashless, sheet, 460 × 570 mm, pack of 100 | 711 | 871.89
9056641 | Grade GF/A Glass Microfiber Filter Binder Free, circle, 21 mm, pack of 100 | 719 | 51.03
9056643 | Grade GF/C Glass Microfiber Filter Binder Free, circle, 21 mm, pack of 100 | 717 | 73.68
9056661 | Grade GF/A Glass Microfiber Filter Binder Free, circle, 24 mm, pack of 100 | 719 | 52.28
9056662 | Grade GF/B Glass Microfiber Filter Binder Free, circle, 24 mm, pack of 100 | 717 | 77.61
9056663 | Grade GF/C Glass Microfiber Filter Binder Free, circle, 24 mm, pack of 100 | 717 | 74.74
9056666 | Grade GF/F Glass Microfiber Filter Binder Free, circle, 24 mm, pack of 100 | 717 | 136.37
9056667 | Grade 934-AH Glass Microfiber Filter Binder Free, circle, 24 mm, pack of 100 | 719 | 44.42
9056671 | Grade GF/A Glass Microfiber Filter Binder Free, circle, 25 mm, pack of 100 | 719 | 52.28
9056672 | Grade GF/B Glass Microfiber Filter Binder Free, circle, 25 mm, pack of 100 | 717 | 84
9056673 | Grade GF/C Glass Microfiber Filter Binder Free, circle, 25 mm, pack of 100 | 717 | 75.84
9056674 | Grade GF/D Glass Microfiber Filter Binder Free, circle, 25 mm, pack of 100 | 719 | 66.08
9056676 | Grade GF/F Glass Microfiber Filter Binder Free, circle, 25 mm, pack of 100 | 717 | 138.35
9056679 | Grade QM-A Quartz Filter, circle, 25 mm, pack of 100 | 719 | 279.79
9056691 | Grade GF/A Glass Microfiber Filter Binder Free, circle, 37 mm, pack of 100 | 719 | 66.56
9056692 | Grade GF/B Glass Microfiber Filter Binder Free, circle, 37 mm, pack of 100 | 717 | 105.25
9056693 | Grade GF/C Glass Microfiber Filter Binder Free, circle, 37 mm, pack of 100 | 717 | 87.71
9056699 | Grade QM-A Quartz Filter, circle, 37 mm, pack of 100 | 719 | 319.05
9056711 | Grade GF/A Glass Microfiber Filter Binder Free, circle, 42.5 mm, pack of 100 | 719 | 68.06
9056712 | Grade GF/B Glass Microfiber Filter Binder Free, circle, 42.5 mm, pack of 100 | 717 | 120.13
9056713 | Grade GF/C Glass Microfiber Filter Binder Free, circle, 42.5 mm, pack of 100 | 717 | 97.5
9056716 | Grade GF/F Glass Microfiber Filter Binder Free, circle, 42.5 mm, pack of 100 | 717 | 191.31
9056721 | Grade GF/A Glass Microfiber Filter Binder Free, circle, 47 mm, pack of 100 | 719 | 75.49
9056722 | Grade GF/B Glass Microfiber Filter Binder Free, circle, 47 mm, pack of 100 | 717 | 135.33
9056723 | Grade GF/C Glass Microfiber Filter Binder Free, circle, 47 mm, pack of 100 | 717 | 111.6
9056724 | Grade GF/D Glass Microfiber Filter Binder Free, circle, 47 mm, pack of 100 | 719 | 99.61
9056725 | Grade GF/A Glass Microfiber Filter Binder Free, circle, 50 mm, pack of 100 | 719 | 76.9
9056726 | Grade GF/F Glass Microfiber Filter Binder Free, circle, 47 mm, pack of 100 | 717 | 217.79
9056727 | Grade 934-AH Glass Microfiber Filter Binder Free, circle, 47 mm, pack of 100 | 719 | 114.81
9056729 | Grade QM-A Quartz Filter, circle, 47 mm, pack of 100 | 719 | 363.28
9056730 | Grade 934-AH Glass Microfiber Filter Binder Free, circle, 55 mm, pack of 100 | 719 | 131.83
9056731 | Grade 934-AH Glass Microfiber Filter Binder Free, circle, 70 mm, pack of 100 | 719 | 142.52
9056732 | Grade 934-AH Glass Microfiber Filter Binder Free, circle, 90 mm, pack of 100 | 719 | 198.63
9056733 | Grade 934-AH Glass Microfiber Filter Binder Free, circle, 110 mm, pack of 100 | 719 | 250.02
9056734 | Grade 934-AH Glass Microfiber Filter Binder Free, circle, 125 mm, pack of 100 | 719 | 301.26
9056739 | Grade GF/A Glass Microfiber Filter Binder Free, circle, 60 mm, pack of 100 | 719 | 98.06
9056740 | Grade GF/A Glass Microfiber Filter Binder Free, circle, 55 mm, pack of 100 | 719 | 75.49
9056741 | Grade GF/A Glass Microfiber Filter Binder Free, circle, 70 mm, pack of 100 no dan. goods | 719 | 95.69
9056742 | Grade GF/A Glass Microfiber Filter Binder Free, circle, 90 mm, pack of 100 | 719 | 137.08
9056743 | Grade GF/A Glass Microfiber Filter Binder Free, circle, 110 mm, pack of 100 | 719 | 164.81
9056744 | Grade GF/A Glass Microfiber Filter Binder Free, circle, 125 mm, pack of 100 | 719 | 206.36
9056745 | Grade GF/A Glass Microfiber Filter Binder Free, circle, 150 mm, pack of 100 | 719 | 252.8
9056750 | Grade GF/B Glass Microfiber Filter Binder Free, circle, 55 mm, pack of 100 | 717 | 144.19
9056751 | Grade GF/B Glass Microfiber Filter Binder Free, circle, 70 mm, pack of 100 | 717 | 198.45
9056752 | Grade GF/B Glass Microfiber Filter Binder Free, circle, 90 mm, pack of 25 | 717 | 70.38
9056753 | Grade GF/B Glass Microfiber Filter Binder Free, circle, 110 mm, pack of 25 | 717 | 81.26
9056754 | Grade GF/B Glass Microfiber Filter Binder Free, circle, 125 mm, pack of 25 | 717 | 109.38
9056755 | Grade GF/B Glass Microfiber Filter Binder Free, circle, 150 mm, pack of 25 | 717 | 149.08
9056756 | Grade GF/B Glass Microfiber Filter Binder Free, circle, 185 mm, pack of 25 | 717 | 189.38
9056759 | Grade GF/C Glass Microfiber Filter Binder Free, circle, 50 mm, pack of 100 | 717 | 126.68
9056760 | Grade GF/C Glass Microfiber Filter Binder Free, circle, 55 mm, pack of 100 | 717 | 127.8
9056761 | Grade GF/C Glass Microfiber Filter Binder Free, circle, 70 mm, pack of 100 | 717 | 136.37
9056762 | Grade GF/C Glass Microfiber Filter Binder Free, circle, 90 mm, pack of 100 | 717 | 190.32
9056763 | Grade GF/C Glass Microfiber Filter Binder Free, circle, 110 mm, pack of 100 | 717 | 256.45
9056764 | Grade GF/C Glass Microfiber Filter Binder Free, circle, 125 mm, pack of 100 | 717 | 290.22
9056765 | Grade GF/C Glass Microfiber Filter Binder Free, circle, 150 mm, pack of 100 | 717 | 523.44
9056771 | Grade GF/D Glass Microfiber Filter Binder Free, circle, 70 mm, pack of 100 | 719 | 140.31
9056772 | Grade GF/D Glass Microfiber Filter Binder Free, circle, 90 mm, pack of 25 | 719 | 57.44
9056773 | Grade GF/D Glass Microfiber Filter Binder Free, circle, 110 mm, pack of 25 | 719 | 76.9
9056774 | Grade GF/D Glass Microfiber Filter Binder Free, circle, 125 mm, pack of 25 | 719 | 100.74
9056775 | Grade GF/D Glass Microfiber Filter Binder Free, circle, 150 mm, pack of 25 | 719 | 158.94
9056777 | Grade GF/D Glass Microfiber Filter Binder Free, circle, 257 mm, pack of 25 | 719 | 193.14
9056780 | Grade GF/F Glass Microfiber Filter Binder Free, circle, 55 mm, pack of 100 | 717 | 249.96
9056781 | Grade GF/F Glass Microfiber Filter Binder Free, circle, 70 mm, pack of 100 | 717 | 277.2
9056782 | Grade GF/F Glass Microfiber Filter Binder Free, circle, 90 mm, pack of 25 | 717 | 119.18
9056783 | Grade GF/F Glass Microfiber Filter Binder Free, circle, 110 mm, pack of 25 | 717 | 149.08
9056784 | Grade GF/F Glass Microfiber Filter Binder Free, circle, 125 mm, pack of 25 | 717 | 183.44
9056785 | Grade GF/F Glass Microfiber Filter Binder Free, circle, 150 mm, pack of 25 | 717 | 248.61
9056787 | Grade GF/F Glass Microfiber Filter Binder Free, circle, 257 mm, pack of 25 | 717 | 592.42
9056790 | Grade QM-A Quartz Filter, circle, 55 mm, pack of 100 | 719 | 419.02
9056801 | Grade GF/A Glass Microfiber Filter Binder Free, sheet, 460 × 570 mm, pack of 25 | 719 | 587.07
9056802 | Grade GF/B Glass Microfiber Filter Binder Free, sheet, 460 × 570 mm, pack of 25 (no dan. goods) | 717 | 1746.15
9056803 | Grade GF/C Glass Microfiber Filter Binder Free, sheet, 460 × 570 mm, pack of 25 | 717 | 1032.41
9056805 | Grade GF/F Glass Microfiber Filter Binder Free, sheet, 460 × 570 mm, pack of 25 | 717 | 2567.2
9056807 | GD/X 25 Syringe Filter, nonsterile, 0.2 µm, 25 mm regenerated cellulose filtration medium, pack of 150 | 733 | 668.43
9056809 | GD/X 25 Syringe Filter, nonsterile, 0.45 µm, 25 mm regenerated cellulose filtration medium, pack of 150 | 733 | 724.05
9056810 | GD/X 25 Syringe Filter, nonsterile, 0.45 µm, 25 mm regenerated cellulose filtration medium, pack of 1500 | 733 | 3505.77
9056811 | Grade GF/A Glass Microfiber Filter Binder Free, sheet, 8 × 10 in, pack of 100 | 719 | 507.17
9056814 | Grade QM-A Quartz Filter, sheet, 8 × 10 in, pack of 25 | 719 | 575.18
9056816 | Grade GF/C Glass Microfiber Filter Binder Free, sheet, 102 × 254 mm, pack of 50 no dan. goods | 717 | 206.19
9056820 | GD/X 25 Syringe Filter, nonsterile, 0.2 µm, 25 mm nylon filtration medium, pack of 150 | 733 | 605.43
9056821 | GD/X 25 Syringe Filter, nonsterile, 0.45 µm, 25 mm nylon filtration medium, pack of 150 | 733 | 605.43
9056822 | GD/X 25 Syringe Filter, nonsterile, 0.2 µm, 25 mm PVDF filtration medium, pack of 150 | 733 | 605.43
9056823 | GD/X 25 Syringe Filter, nonsterile, 0.45 µm, 25 mm PVDF filtration medium, pack of 150 | 733 | 605.43
9056824 | Mini-UniPrep Syringeless Filter, translucent housing, std cap, 0.2 µm, PTFE filtration med, pack of 100 | 739 | 303.77
9056825 | Mini-UniPrep Syringeless Filter, regenerated cellulose, translucent housing, std cap, 0.2 µm, RC filtration med, pack of 100 | 739 | 303.77
9056826 | Mini-UniPrep Syringeless Filter, regenerated cellulose, translucent housing, std cap, 0.45 µm, RC filtration med, pack of 100 | 739 | 303.77
9056827 | Mini-UniPrep Syringeless Filter, translucent housing, std cap, 0.45 µm, PVDF filtration med, pack of 100 | 739 | 303.77
9056828 | Mini-UniPrep Syringeless Filter, depth polypropylene, translucent housing, std cap, 0.45 µm, depth PP filtration med, pack of 100 | 739 | 303.77
9056829 | Mini-UniPrep Syringeless Filter, GMF, translucent housing, std cap, 0.45 µm, glass microfiber filtration med, pack of 100 | 739 | 303.77
9056830 | Mini-UniPrep Syringeless Filter, translucent housing, std cap, 0.45 µm, nylon filtration med, pack of 100 | 739 | 303.77
9056831 | Mini-UniPrep Syringeless Filter, translucent housing, std cap, 0.45 µm, PTFE filtration med, pack of 100 | 739 | 303.77
9056887 | Grade 105 Lens Cleaning Tissue, sheet, 100×150mm pack of 25 wallets x 25 sheets | 1107 | 216.14
9056888 | Grade 105 Lens Cleaning Tissue, sheet, 200 × 300 mm, pack of 100 | 1107 | 129.37
9056891 | 1PS Phase Separator, circle, 70 mm, pack of 100 | 713 | 70.79
9056892 | 1PS Phase Separator, circle, 90 mm, pack of 100 | 713 | 76.38
9056893 | 1PS Phase Separator, circle, 110 mm, pack of 100 | 713 | 96.98
9056894 | 1PS Phase Separator, circle, 125 mm, pack of 100 | 713 | 108.1
9056895 | 1PS Phase Separator, circle, 150 mm, pack of 100 | 713 | 138.11
9056896 | 1PS Phase Separator, circle, 185 mm, pack of 100 | 713 | 162.39
9056897 | 1PS Phase Separator, circle, 240 mm, pack of 100 | 713 | 227.55
9056898 | 1PS Phase Separator, circle, 270 mm pack of 100 | 713 | 318.37
9057067 | Gel-blotting papers,300x600 mm,0.8 mm pack of 25 | 1322 | 173.11
9057075 | Gel-blotting papers,580x580 mm,1.2 mm pack of 25 | 1322 | 622.21
9057077 | Gel blotting paper GB 003 pack of 100, 200x200x0,8mm | 1322 | 156.64
9057078 | Gel blotting paper GB 003 pack of 50, 580x600x0,8mm | 1322 | 480.2
9057079 | Gel blotting paper GB 005 pack of 25, 200x200x1,2mm | 1322 | 170.84
9057219 | Membrane filters NC 45, 25mm cellulose nitrate, 0,45µm UN 3270, 4.1, II, (E), pack of 100 | 726 | 164.94
9057220 | Membrane filters NC 45, 47mm pack of 100, cellulose nitrate, 0,45µm no dan. goods | 726 | 244.26
9057222 | Membrane filters NC 45 pack of 100, 50mm, 0,45µm no danger good | 726 | 256.01
9057225 | Membrane filters NC 45, 100mm cellulose nitrate, 0,45µm (no dan. goods), pack of 50 | 726 | 500.33
9057226 | Membrane filters NS 45, 110mm pack of 50, cellulose nitrate, 0,45µm no dan. goods | 726 | 516.44
9057228 | Membrane filters NC45, 142mm pack of 25, cellulose nitrate, 0,45µm (no. dan. goods) | 726 | 320.42
9057341 | Membrane filters NC 10, 47mm pack of 100, cellulose nitrate, 0,1µm (no dan. goods) | 726 | 254.93
9057342 | Membrane filters NC 10, 50mm pack of 100, cellulose nitrate, 0,1µm no dan. goods | 726 | 262.47
9057565 | Membrane filters,cellulose acetat,pack of 100 diam. 25 mm,pore 0.45 µm | 724 | 177.61
9057571 | Membrane filters,cellulose acetat,pack of 100 diam. 47 mm,pore 0.45 µm | 724 | 241.41
9057572 | Membrane filters,cellulose acetat,pack of 100 diam. 50 mm,pore 0.45 µm | 724 | 249.59
9057578 | Membrane filters,cellulose acetat,pack of 25 diam. 142 mm,pore 0.45 µm | 724 | 305.82
9057605 | Membrane filters OE66, 25mm pack of 100, cellulose acetate, 0,2µm | 724 | 177.61
9057611 | Membrane filters OE66, 47mm pack of 100, cellulose acetate, 0,2µm | 724 | 241.41
9057612 | Membrane filters OE66, 50mm pack of 100, cellulose acetate, 0,2µm | 724 | 249.59
9057618 | Membrane filters OE66, 142mm pack of 25, cellulose acetate, 0,2µm | 724 | 275.4
9057712 | Membrane filters,regenerated cellulose,pack of 100 diam. 50 mm,pore 1.00 µm, RC | 723 | 363.43
9057771 | Membrane filters RC 58, 47mm pack of 100, regenerated cellulose, 0,2µm | 723 | 358.05
9057772 | Membrane filters RC58, 50mm pack of 100, regenerated cellulose, 0,2µm | 723 | 363.43
9057785 | Membrane filters,regenerated cellulose,pack of 100 diam. 25 mm,pore 0.45 µm, RCL | 723 | 238.82
9057791 | Membrane filters,regenerated cellulose,pack of 100 diam. 47 mm,pore 0.45 µm, RC 55 | 723 | 358.05
9057792 | Membrane filters,regenerated cellulose,pack of 100 diam. 50 mm,pore 0.45 µm, RC | 723 | 363.43
9057795 | Membrane filters RC55, 100mm pack of 25, regenerated cellulose, 0,45µm | 723 | 255.7
9057798 | Membrane filters RC 55, 142mm pack of 25, 0,45µm | 723 | 423.58
9057800 | Membrane filters ME 29, 3µm pack of 100, 25mmØ no dan. goods | 725 | 176.72
9057812 | Membrane filters ME 25, 0,45µm pack of 50, 110mmØ no dan. goods | 725 | 425.18
9058179 | Membrane filters ME 25/21ST, 50mm, sterile pack of 100, 0,45µm, 3,1mm gridded black (no dan. goods) | 725 | 220.92
9058199 |  | 725 | 197.66
9058200 |  | 725 | 201.14
9058327 | Membrane filters NC20, 47mm pack of 100, cellulose nitrate 0,2µm no dan. goods | 726 | 244.26
9058328 | Membrane filters NC20, 50mm pack of 100, cellulose nitrate, 0,2µm no dan. goods | 726 | 256.01
9058623 | Membran-filters, PTFE, 5µm pack of 50, TE 38 47mm | 721 | 362.14
9058624 | Membrane filters TE38, 50mm pack of 50, PTFE, 5µm | 721 | 370.69
9058642 | Membrane filters TE37, 25mm pack of 50, PTFE, 1µm | 721 | 286.13
9058643 | Membrane filters TE37, 47mm pack of 50, PTFE, 1µm | 721 | 362.14
9058644 | Membrane filters TE37, 50mm pack of 50, PTFE, 1µm | 721 | 370.69
9058663 | Membrane filters TE36, 47mm pack of 50, PTFE, 0,45µm | 721 | 362.14
9058664 | Membrane filters TE36, 50mm pack of 50, PTFE, 0,45µm | 721 | 370.69
9058682 | Membrane filters TE35, 25mm pack of 50, PTFE, 0,2µm | 721 | 286.13
9058683 | Membrane filters TE35, 47mm pack of 50, PTFE, 0,2µm | 721 | 362.14
9058684 | Membrane filters TE35, 50mm pack of 50, PTFE, 0,2µm | 721 | 370.69
9058809 | Membrane filters ME 29, 47mm 3µm, mixed cellulose esters UN 3270, 4.1, II, (E), pack of 100 | 725 | 232.56
9058812 | Membrane filters ME 29, 50mm pack of 100, 3µm, mixed cellulose esters (no dan. goods) | 725 | 241.86
9058839 | Membrane filters ME28, 47mm 1.2µm, mixed cellulose esters UN 3270, 4.1, II, (E), pack of 100 | 725 | 232.56
9058842 | Membrane filters ME28, 50mm pack of 100, 1,2µm, mixed cellulose esters no dan. goods | 725 | 241.86
9058865 | Membrane filters ME27, 25mm pack of 100, 0,8µm, mixed cellulose esters (no dan. goods) | 725 | 146
9058869 | Membrane filters ME 27 pack of 100, 47mm, 0,8µm no dan. goods | 725 | 189.59
9058872 | Membrane filters ME 27, 50mm pack of 100, 0,8µm, mixed cellulose esters no dan. goods | 725 | 195.31
9058935 | Membrane filters ME 25, 25mm pack of 100, 0,45µm, mixed cellulose esters no danger good | 725 | 129.51
9058939 | Membran filters,cellulose mixed esters diam. 47 mm,pore 0.45 mm,pack of 100 no dan. goods | 725 | 196.74
9058942 | Membran filters,cellulose mixed esters diam. 50 mm,pore 0.45 mm,pack of 100 no dan. goods | 725 | 182.68
9058946 | Membran filters,cellulose mixed esters diam. 100 mm, pore 0.45 mm, (no dan. goods), pack of 50 | 725 | 410.24
9058951 | Membran filters,cellulose mixed esters diam. 142 mm,pore 0.45 mm,pack of 25 no dan. goods | 725 | 205.95
9058965 | Membrane filters ME24, 25mm 0,2µm, mixed cellulose esters (no dan. goods), pack of 100 | 725 | 129.51
9058969 | Membrane filters 0,2µm ME 24, 47mm (no dan. goods), pack of 100 | 725 | 196.74
9058975 | Weighing paper MN 226 block of 100 sheets 90 x 115 mm | 382 | 21.47
9058981 | Membrane filters ME 24, 142mm 0,2µm, mixed cellulose esters (no dan. goods), pack of 25 | 725 | 205.95
9058987 | Membrane filters ME 24, 50mm pack of 100, 0,2µm, mixed cellulose esters no dan. goods | 725 | 182.68
9060102 | Filter papers,round,S+S 589/1,quantitative diam. 90 mm,black band,pack of 100 | 711 | 51.01
9060103 | Filter papers,round,S+S 589/1,quantitative diam. 110 mm,black band,pack of 100 | 711 | 72.8
9060104 | Filter papers,round,589/1,quantitative quanditative, diam. 125 mm black band, pack of 100 | 711 | 84.74
9060105 | Filter papers,round,S+S 589/1,quantitative diam. 150 mm,black band,pack of 100 | 711 | 115.83
9060106 | Filter papers,round,S+S 589/1,quantitative diam. 185 mm,black band,pack of 100 | 711 | 154.19
9060200 | Filter papers,round,S+S 589/2,quantitative diam. 55 mm,white band,pack of 100 | 712 | 35.55
9060201 | Filter papers,round,S+S 589/2,quantitative diam. 70 mm,white band,pack of 100 | 712 | 43.77
9060202 | Filter papers,round,S+S 589/2,quantitative diam. 90 mm,white band,pack of 100 | 712 | 58.55
9060203 | Filter papers,round,S+S 589/2,quantitative diam. 110 mm,white band,pack of 100 | 712 | 67.63
9060204 | Filter papers,round,S+S 589/2,quantitative diam. 125 mm,white band,pack of 100 | 712 | 79.08
9060205 | Filter papers,round,S+S 589/2,quantitative diam. 150 mm,white band,pack of 100 | 712 | 107
9060206 | Filter papers,round,S+S 589/2,quantitative diam. 185 mm,white band,pack of 100 | 712 | 146.31
9060207 | Filterpaper 240mm pack of 100, grade 589/2 ***custom made product*** | 712 | 229.5
9060303 | Filter papers,round,S+S 589/3,quantitative diam. 110 mm,blue band,pack of 100 | 712 | 63.88
9060304 | Filter papers,round,S+S 589/3,quantitative diam. 125 mm,blue band,pack of 100 | 712 | 74.71
9060305 | Filter papers,round,S+S 589/3,quantitative diam. 150 mm,blue band,pack of 100 | 712 | 99.66
9060306 | Filter papers,round,S+S 589/3,quantitative diam. 185 mm,blue band,pack of 100 | 712 | 133.42
9062303 | Filter papers,round,qualitative,S+S 595, diam. 110 mm,pack of 100 | 704 | 26.75
9062304 | Filter papers,round,qualitative,S+S 595, diam. 125 mm,pack of 100 | 704 | 28.72
9062305 | Filter papers,round,qualitative,S+S 595, diam. 150 mm,pack of 100 | 704 | 33.02
9062400 | Filter papers,round,qualitative,S+S 597, diam. 55 mm,pack of 100 | 704 | 14.68
9062401 | Filter papers,round,qualitative,S+S 597, diam. 70 mm,pack of 100 | 704 | 18.38
9062402 | Filter papers,round,qualitative,S+S 597, diam. 90 mm,pack of 100 | 704 | 20.42
9062403 | Filter papers,round,qualitative,S+S 597, diam. 110 mm,pack of 100 | 704 | 27.44
9062404 | Filter papers,round,qualitative,S+S 597, diam. 125 mm,pack of 100 | 704 | 34.01
9062405 | Filter papers,round,qualitative,S+S 597, diam. 150 mm,pack of 100 | 704 | 39.11
9062406 | Filter papers,round,qualitative,S+S 597, diam. 185 mm,pack of 100 | 704 | 56.17
9062407 | Filterpaper, circles, 597, 240mm pack of 100, qualitative, medium fast | 704 | 93.05
9063106 | Folded filters 593 1/2, 150mm pack of 100, qualitativ, medium fast | 705 | 98.73
9063107 | Folded filters 593 1/1, 240mm pack of 100, qualitativ, medium fast | 705 | 134.98
9063301 | Filter papers,folded,qualitative,S+S 595 1/2 diam. 70 mm,pack of 100 | 705 | 47.72
9063302 | Filter papers,folded,qualitative,S+S 595 1/2 diam. 90 mm,pack of 100 | 705 | 49.58
9063303 | Filter papers,folded,qualitative,S+S 595 1/2 diam. 110 mm,pack of 100 | 705 | 53.93
9063304 | Filter papers,folded,qualitative,S+S 595 1/2 diam. 125 mm,pack of 100 | 705 | 53.9
9063305 | Filter papers,folded,qualitative,S+S 595 1/2 diam. 150 mm,pack of 100 | 705 | 65.86
9063306 | Filter papers,folded,qualitative,S+S 595 1/2 diam. 185 mm,pack of 100 | 705 | 89.43
9063307 | Filter papers,folded,qualitative,S+S 595 1/2 diam. 240 mm,pack of 100 | 705 | 137.16
9063308 | Filter papers,folded,qualitative,S+S 595 1/2 diam. 270 mm,pack of 100 | 705 | 172.11
9063309 | Filter papers,folded,qualitative,S+S 595 1/2 diam. 320 mm,pack of 100 | 705 | 234.43
9063310 | Folded filters 385mm pack of 100, 595 1/2 | 705 | 242.18
9063401 | Filter papers,folded,qualitative,S+S 597 1/2 diam. 70 mm,pack of 100 | 706 | 61.09
9063402 | Filter papers,folded,qualitative,S+S 597 1/2 diam. 90 mm,pack of 100 | 706 | 65.67
9063403 | Filter papers,folded,qualitative,S+S 597 1/2 diam. 110 mm,pack of 100 | 706 | 76.83
9063404 | Filter papers,folded,qualitative,S+S 597 1/2 diam. 125 mm,pack of 100 | 706 | 81.45
9063405 | Filter papers,folded,qualitative,S+S 597 1/2 diam. 150 mm,pack of 100 | 706 | 89.36
9063406 | Filter papers,folded,qualitative,S+S 597 1/2 diam. 185 mm,pack of 100 | 706 | 96.57
9063407 | Filter papers,folded,qualitative,S+S 597 1/2 diam. 240 mm,pack of 100 | 706 | 117.69
9063408 | Filter papers,folded,qualitative,S+S 597 1/2 diam. 270 mm,pack of 100 | 706 | 142.37
9063409 | Filter papers,folded,qualitative,S+S 597 1/2 diam. 320 mm,pack of 100 | 706 | 168.42
9063410 | Folded filters, 385 mm pack of 100, 597 1/2 | 706 | 326.95
9063411 | Folded filters, 500 mm pack of 100, 597 1/2 | 706 | 420.84
9063702 | Filter papers,folded,qualitative,602h1/2 diam. 90 mm,pack of 100 | 706 | 52.5
9063704 | Filter paper,folded,qualitative,S+S602h1/2 diam. 125 mm,pack of 100 | 706 | 83.16
9063705 | Filter paper,folded,qualitative,S+S602h1/2 diam. 150 mm,pack of 100 | 706 | 88.02
9063706 | Filter paper,folded,qualitative,S+S602h1/2 diam. 185 mm,pack of 100 | 706 | 98.73
9063707 | Filter paper,folded,qualitative,S+S602h1/2 diam. 240 mm,pack of 100 | 706 | 247.25
9063904 | Filter papers,folded,qualitative,S+S 604 1/2 diam. 125 mm,pack of 100 | 706 | 76.85
9063905 | Filter papers,folded,qualitative,S+S 604 1/2 diam. 150 mm,pack of 100 | 706 | 85.28
9063906 | Filter papers,folded,qualitative,S+S 604 1/2 diam. 185 mm,pack of 100 | 706 | 96.12
9063907 | Filter papers,folded,qualitative,S+S 604 1/2 diam. 240 mm,pack of 100 | 706 | 143.28
9063909 | Filter papers,folded,qualitative,S+S 604 1/2 diam. 320 mm,pack of 100 | 706 | 204.74
9065104 | Filter papers,folded,qualitative,S+S 1573 1/2 diam. 125 mm,pack of 100 | 706 | 112.64
9065105 | Filter papers,folded,qualitative,S+S 1573 1/2 diam. 150 mm,pack of 100 | 706 | 110.58
9065106 | Filter papers,folded,qualitative,S+S 1573 1/2 diam. 185 mm,pack of 100 | 706 | 144.49
9065107 | Filter papers,folded,qualitative,S+S 1573 1/2 diam. 240 mm,pack of 100 | 706 | 206.13
9065108 | Filter papers,folded,qualitative,S+S 1573 1/2 diam. 270 mm,pack of 100 | 706 | 254.96
9065109 | Filter papers,folded,qualitative,S+S 1573 1/2 diam. 320 mm,pack of 100 | 706 | 307.92
9066597 | Filter paper,sheets,580x580 mm,S+S 597,pack of 100 | 704 | 378.56
9067003 | Filter sheets 580x580mm pack of 100, grade 3W | 709 | 122.01
9067004 | Filter sheets 580x580mm pack of 100, grade 46 | 709 | 273.84
9068210 | PE mesh fabric 1µm 102x100cm | 597 | 199.5
9068216 | PE mesh fabric 30µm 102x100cm | 597 | 112.35
9068218 | PE mesh fabric 50µm 102x100cm | 597 | 116.25
9068276 | Polyamide mesh 1 µm width 102 cm, length 1 m | 597 | 194.86
9068277 | Polyamide mesh 5 µm width 102 cm, length 1 m | 597 | 171.25
9068279 | Polyamide mesh 10 µm width 102 cm, length 1 m | 597 | 159.44
9068281 | Polyamide mesh 20 µm width 102 cm, length 1 m | 597 | 152.1
9068282 | Polyamide mesh 30 µm width 102 cm, length 1 m | 597 | 140.54
9068283 | Polyamide mesh 40 µm width 102 cm, length 1 m | 597 | 130.86
9068284 | Polyamide mesh 50 µm width 102 cm, length 1 m | 597 | 119.28
9068287 | Polyamide mesh 80 µm width 102 cm, length 1 m | 597 | 112.4
9068288 | Polyamide mesh 90 µm width 102 cm, length 1 m | 597 | 111.36
9068289 | Polyamide mesh 100 µm width 102 cm, length 1 m | 597 | 109.53
9068290 | Polyamide mesh 125 µm width 102 cm, length 1 m | 597 | 105.62
9068291 | Polyamide mesh 150 µm width 102 cm, length 1 m | 597 | 104.05
9068292 | Polyamide mesh 200 µm width 102 cm, length 1 m | 597 | 101.45
9068293 | Polyamide mesh 250 µm width 102 cm, length 1 m | 597 | 97.81
9068294 | Polyamide mesh 300 µm width 102 cm, length 1 m | 597 | 97.81
9068295 | Polyamide mesh 400 µm width 102 cm, length 1 m | 597 | 97.81
9068296 | Polyamide mesh 500 µm width 102 cm, length 1 m | 597 | 97.81
9068500 | Glassfiber papers, round, GF 6, diam. 55 mm, 80 g/m², separation efficiency 99.97 %, pack of 100 | 717 | 137.39
9068501 | Glassfiber papers, round, GF 6, diam. 70 mm, 80 g/m², separation efficiency 99.97 %, pack of 100 | 717 | 174.66
9068502 | Glassfiber papers, round, GF 6, diam. 90 mm, 80 g/m², separation efficiency 99.97 %, pack of 100 | 717 | 243.51
9068503 | Glassfiber papers, round, GF 6, diam. 110 mm, 80 g/m², separation efficiency 99.97 %, pack of 100 | 717 | 364.13
9068504 | Glassfiber papers, round, GF 6, diam. 125 mm, 80 g/m², separation efficiency 99.97 %, pack of 100 | 717 | 384.22
9068505 | Glassfiber papers, round, GF 6, diam. 150 mm, 80 g/m², separation efficiency 99.97 %, pack of 100 | 717 | 525.85
9068506 | Glassfiber papers, round, GF 6, diam. 185 mm, 80 g/m², separation efficiency 99.97 %, pack of 100 | 717 | 587.71
9068507 | Glassfiber papers, round, GF 6, diam. 240 mm, 80 g/m², separation efficiency 99.97 %, pack of 100 | 717 | 745.71
9069011 | Weighing boats,for nitrogen determ.acc.Kjeldahl, pack of 100 | 382 | 169.65
9069922 | Filtration stands,PP,for two funnels | 102 | 120.93
9069924 | Filtration stands,PP,for four funnels | 102 | 144.69
9069982 | Filtration stand, PP for 2 funnels | 102 | 195.31
9069984 | Filtration stand, PP for 4 funnels | 102 | 221.78
9070199 | Packing bottles 30 ml, light brown glass, PP, DIN 28 pack of 100 | 78 | 30.31
9070201 | Packing bottles 50 ml, light brown glass, PP, DIN 28 pack of 99 | 78 | 51.4
9070202 | Packing bottles 100 ml, light brown glass, PP, DIN 28 pack of 56 | 78 | 34.94
9070203 | PAcking bottles 250 ml, light brown glass, PP, DIN 28 pack of 39 | 78 | 36.61
9070204 | Packing bottles 1000 ml, light brown glass, PP, DIN 28 pack of 14 | 78 | 36.74
9070213 | Originality closure DIN 28, PP white, with foam insert pack of 500 | 78 | 94.93
9070301 | LLG-Wide-neck jar 105ml with twist-off thread opening 48mm, pack of 12 | 48 | 14.5
9070302 | LLG-Wide-neck jar 212ml with twist-off thread opening 63mm, pack of 12 | 48 | 13.72
9070303 | LLG-Wide-neck jar 375ml with twist-off thread opening 63mm, pack of 12 | 48 | 13.78
9070304 | LLG-Wide-neck jar 720ml with twist-off thread opening 82mm, pack of 12 | 48 | 22.71
9070305 | LLG-Wide-neck jar 1062ml with twist-off thread opening 82mm, pack of 12 | 48 | 38.65
9070306 | LLG-Twist-Off screw-cap dia. 48mm for 106ml LLG-wide-neck jars, pack of 12 | 48 | 5.67
9070307 | LLG-Twist-Off screw-cap dia. 63mm for 212/375ml LLG-wide-neck jars, pack of 12 | 48 | 7.13
9070308 | LLG-Twist-Off screw-cap dia. 82mm for 720/1062ml LLG-wide-neck jars, pack of 12 | 48 | 11.18
9070321 | LLG-Sample container 60ml, PS with metal flowed seal inert liner cap, sterile, pack of 300 | 42 | 171.55
9070322 | LLG-Sample container 100ml, PS with metal flowed seal inert liner cap, sterile, pack of 200 | 42 | 172.43
9070323 | LLG-Sample container 250ml, PS with metal flowed seal inert liner cap, sterile, pack of 50 | 42 | 88.54
9070408 | Narrow neck reagent bottles,soda glass,clear, with NS glass stopper,cap.100 ml | 79 | 20.81
9070414 | Narrow neck reagent bottles,soda glass,clear, with NS glass stopper,cap.250 ml | 79 | 25.1
9070419 | Narrow neck reagent bottles,soda glass,clear, with NS glass stopper,cap.500 ml | 79 | 31.54
9070424 | Narrow neck reagent bottles,soda glass,clear, with NS glass stopper,cap.1000 ml | 79 | 39.19
9070505 | Narrow neck reagent bottles,soda glass,amber, with NS glass stopper,cap.50 ml | 79 | 30.25
9070508 | Narrow neck reagent bottles,soda glass,amber, with NS glass stopper,cap. 100 ml | 79 | 30.84
9070514 | Narrow neck reagent bottles,soda glass,amber, with NS glass stopper,cap.250 ml | 79 | 25.59
9070519 | Narrow neck reagent bottles,soda glass,amber, with NS glass stopper,cap.500 ml | 79 | 40.73
9070524 | Narrow neck reagent bottles,soda glass,amber, with NS glass stopper,cap.1000 ml | 79 | 32.44
9070817 | Narrow neck reagent bottles,DURAN®,clear glass with NS glass stopper,cap. 50 ml | 79 | 42.71
9070824 | Narrow neck reagent bottles,DURAN®,clear glass with NS glass stopper,cap. 100 ml | 79 | 42.71
9070836 | Narrow neck reagent bottles,DURAN®,clear glass with NS glass stopper,cap. 250 ml | 79 | 47.12
9070844 | Narrow neck reagent bottles,DURAN®,clear glass with NS glass stopper,cap. 500 ml | 79 | 61.06
9070854 | Narrow neck reagent bottles,DURAN®,clear glass with NS glass stopper,cap. 1000 ml | 79 | 68.91
9070863 | Narrow neck reagent bottles,DURAN®,clear glass with NS glass stopper,cap. 2000 ml | 79 | 99.44
9070873 | Narrow neck reagent bottles,DURAN®,clear glass with NS glass stopper,cap. 5000 ml | 79 | 272.03
9070886 | Narrow neck reagent bottles,DURAN®,clear glass with NS glass stopper,cap. 10000 ml | 79 | 419.72
9070917 | Narrow neck reagent bottles,DURAN®,amber glass with NS glass stopper,cap. 50 ml | 79 | 67.16
9070924 | Narrow neck reagent bottles,DURAN®,amber glass with NS glass stopper,cap. 100 ml | 79 | 68.05
9070936 | Narrow neck reagent bottles,DURAN®,amber glass with NS glass stopper,cap. 250 ml | 79 | 90.72
9070944 | Narrow neck reagent bottles,DURAN®,amber glass with NS glass stopper,cap. 500 ml | 79 | 106.4
9070954 | Narrow neck reagent bottles,DURAN®,amber glass with NS glass stopper,cap. 1000 ml | 79 | 126.48
9070963 | Narrow neck reagent bottles,DURAN®,amber glass with NS glass stopper,cap. 2000 ml | 79 | 225.69
9071408 | Wide neck reagent bottles,soda-glass,clear with NS glass stopper,cap. 100 ml | 73 | 28.19
9071414 | Wide neck reagent bottles,soda-glass,clear with NS glass stopper,cap. 250 ml | 73 | 35.71
9071419 | Wide neck reagent bottles,soda-glass,clear with NS glass stopper,cap. 500 ml | 73 | 42.65
9071424 | Wide neck reagent bottles,soda-glass,clear with NS glass stopper,cap. 1000 ml | 73 | 46.65
9071508 | Wide neck reagent bottles,soda-glass,amber with NS glass stopper,cap. 100 ml | 73 | 36.58
9071514 | Wide neck reagent bottles,soda-glass,amber with NS glass stopper,cap. 250 ml | 73 | 37.25
9071519 | Wide neck reagent bottles,soda-glass,amber with NS glass stopper,cap. 500 ml | 73 | 42.45
9071524 | Wide neck reagent bottles,soda-glass,amber with NS glass stopper,cap. 1000 ml | 73 | 58.42
9071672 | DURAN® YOUTILITY bottle 125 ml amber, graduated, GL 45, with screw-cap and pouring ring (PP), pack of 4 | 62 | 146.9
9071673 | DURAN® YOUTILITY bottle 250 ml amber, graduated, GL 45, with screw-cap and pouring ring (PP), pack of 4 | 62 | 203.19
9071674 | DURAN® YOUTILITY bottle 250 ml amber, graduated, GL 45, with screw-cap and pouring ring (PP), pack of 4 | 62 | 262.66
9071675 | DURAN® YOUTILITY bottle 1000 ml amber, graduated, GL 45, with screw-cap and pouring ring (PP), pack of 4 | 62 | 297.25
9071676 | DURAN® YOUTILITY bottle 1000 ml clear, graduated, GL 45, with screw-cap and pouring ring (PP), pack of 4 | 62 | 97.48
9071677 | DURAN® YOUTILITY bottle 500 ml clear, graduated, GL 45, with screw-cap and pouring ring (PP), pack of 4 | 62 | 69.04
9071678 | DURAN® YOUTILITY bottle 250 ml clear, graduated, GL 45, with screw-cap and pouring ring (PP), pack of 4 | 62 | 55.47
9071679 | DURAN® YOUTILITY bottle 125 ml clear, graduated, GL 45, with screw-cap and pouring ring (PP), pack of 4 | 62 | 49.69
9071680 | Laboratory bottle 150 ml, clear glass GL45, with division, with cap and pouring ring | 63 | 15.27
9071681 | Laboratory bottle 750 ml, clear glass GL45, with division, with cap and pouring ring | 63 | 24.69
9071682 | Laboratory bottle 3500 ml, clear glass GL45, with division, with cap and pouring ring | 63 | 155.81
9071683 | Laboratory bottle 150 ml, clear glass GL45, with division, w/o cap and pouring ring | 63 | 10.3
9071684 | Laboratory bottle 750 ml, clear glass GL45, with division, w/o cap and pouring ring | 63 | 19.8
9071685 | Laboratory bottle 3500 ml, clear glass GL45, with division, w/o cap and pouring ring | 63 | 154.95
9071686 | Laboratory bottle 150 ml, amber glass GL45, w/o cap and pouring ring | 64 | 44.61
9071687 | Laboratory bottle 750 ml, amber glass GL45, w/o cap and pouring ring | 64 | 74.37
9071688 | Laboratory bottle 3500 ml, amber glass GL45, w/o cap and pouring ring | 64 | 259.43
9071689 | Laboratory bottle 150ml, plastic coated without cap and pouring ring GL 45, DURAN® Protect | 65 | 28.27
9071692 | Filter top part for pressure equalization | 69 | 40.99
9071701 | Laboratory bottle 250 ml, amber Pressure Plus, GL45, DURAN®, pressure resistant -1/+1,5 bar | 66 | 62.54
9071702 | Laboratory bottle 500 ml, amber Pressure Plus, GL45, DURAN®, pressure resistant -1/+1,5 bar | 66 | 80.27
9071706 | Laboratory bottle 250 ml, clear Pressure Plus, GL45, DURAN®, pressure resistant -1/+1,5 bar | 66 | 22.19
9071707 | Laboratory bottle 500 ml, clear Pressure Plus, GL45, DURAN®, pressure resistant -1/+1,5 bar | 66 | 30.1
9071824 | Wide neck reagent bottles,DURAN®,clear glass, with NS glass stopper,cap. 100 ml | 73 | 53.19
9071836 | Wide neck reagent bottles,DURAN®,clear glass, with NS glass stopper,cap. 250 ml | 73 | 71.52
9071844 | Wide neck reagent bottles,DURAN®,clear glass, with NS glass stopper,cap. 500 ml | 73 | 88.1
9071854 | Wide neck reagent bottles,DURAN®,clear glass, with NS glass stopper,cap. 1000 ml | 73 | 117.75
9071863 | Wide neck reagent bottles,DURAN®,clear glass, with NS glass stopper,cap. 2000 ml | 73 | 140.43
9071896 | Laboratory glass bottle 250 ml, clear DURAN® GLS 80, wide neck with screw-cap and pouring ring | 70 | 22.76
9071899 | Laboratory glass bottle 250 ml, amber DURAN® GLS 80, wide neck, with screw-cap and pouring ring | 70 | 78.11
9071917 | Wide neck reagent bottles,DURAN®,amber glass, with NS glass stopper,cap. 50 ml | 73 | 88.97
9071924 | Wide neck reagent bottles,DURAN®,amber glass, with NS glass stopper,cap. 100 ml | 73 | 77.63
9071936 | Wide neck reagent bottles,DURAN®,amber glass, with NS glass stopper,cap. 250 ml | 73 | 125.61
9071944 | Wide neck reagent bottles,DURAN®,amber glass, with NS glass stopper,cap. 500 ml | 73 | 148.29
9071954 | Wide neck reagent bottles,DURAN®,amber glass, with NS glass stopper,cap. 1000 ml | 73 | 172.29
9071961 | Laboratory bottles,DURAN®,amber glass,graduated, with screw cap,GL 45,cap. 250 ml | 64 | 54.85
9071962 | Laboratory bottle 100ml, plastic coated brown, without cap and pouring ring GL 45, DURAN® Protect | 64 | 48.5
9071963 | Wide neck reagent bottles,DURAN®,amber glass, with NS glass stopper,cap. 2000 ml | 73 | 301.54
9071966 | Laboratory glass bottle 3500 ml, clear DURAN® GLS 80, wide neck, with screw cap and pouring ring | 70 | 175.2
9071968 | Laboratory glass bottle 3500 ml, amber DURAN® GLS 80, wide neck, with screw cap and pouring ring | 70 | 284.69
9071979 | Laboratory bottles,DURAN®,amber glass,graduated, without screw cap,GL 25,cap. 25 ml | 64 | 36.15
9071980 | Laboratory bottles,DURAN®,amber glass,graduated, without screw cap,GL 32,cap. 50 ml | 64 | 36.15
9071981 | Laboratory bottles,DURAN®,amber glass,graduated, without screw cap,GL 45,cap. 100 ml | 64 | 34.38
9071982 | Laboratory bottles,DURAN®,amber glass,graduated, without screw cap,GL 45,cap. 250 ml | 64 | 50.23
9071983 | Laboratory bottles,DURAN®,amber glass,graduated, without screw cap,GL 45,cap. 500 ml | 64 | 64.14
9071984 | Laboratory bottles,DURAN®,amber glass,graduated, without screw cap,GL 45,cap. 1000 ml | 64 | 82.77
9071985 | Laboratory bottles,DURAN®,amber glass,graduated, without screw cap,GL 45,cap. 2000 ml | 64 | 128.31
9071987 | Laboratory bottles 5l amber, without cap, DURAN | 64 | 315.61
9071988 | Laboratory bottles 10l amber, without cap, DURAN | 64 | 521.56
9071989 | Laboratory bottles 20l amber, without cap, DURAN | 64 | 896.64
9072000 | Laboratory bottles,DURAN®,graduated,PP screw cap cap. 50 ml | 63 | 16.14
9072001 | Laboratory bottles,DURAN®,graduated,PP screw cap cap. 100 ml | 63 | 13.82
9072002 | Laboratory bottles,DURAN®,graduated,PP screw cap cap. 250 ml | 63 | 15.47
9072003 | Laboratory bottles,DURAN®,graduated,PP screw cap cap. 25 ml | 63 | 15.17
9072004 | Laboratory bottles,DURAN®,graduated,PP screw cap cap. 10000 ml | 63 | 369.65
9072005 | Laboratory bottles,DURAN®,graduated,PP screw cap cap. 500 ml | 63 | 19.29
9072007 | Laboratory bottles,DURAN®,graduated,PP screw cap cap. 2000 ml | 63 | 53.94
9072008 | Laboratory bottles,DURAN®,graduated,PP screw cap cap. 5000 ml | 63 | 216.16
9072009 | Laboratory bottles,DURAN®,graduated,PP screw cap cap. 20000 ml | 63 | 765.98
9072010 | Laboratory bottles,DURAN®,graduated,PP screw cap cap. 1000 ml | 63 | 27.31
9072011 | Laboratory bottles 100ml without cap and ring | 63 | 8.86
9072012 | Laboratory bottles 250ml without cap and ring | 63 | 10.61
9072013 | Laboratory bottles 25ml without cap, DURAN | 63 | 11.22
9072014 | Laboratory bottles 20l without cap, DURAN | 63 | 757.82
9072015 | Laboratory bottles 500ml without cap, DURAN | 63 | 14.42
9072016 | Laboratory bottles 1l without cap, DURAN | 63 | 22.48
9072017 | Laboratory bottles 2000ml without cap and ring | 63 | 49.6
9072018 | Laboratory bottle 5000ml without screw cap and pouring ring | 63 | 215.38
9072019 | Laboratory 10000ml without PP screw cap and pouring ring | 63 | 366.28
9072020 | Laboratory bottles 50ml without cap and ring | 63 | 11.22
9072041 | Screw caps, PP, blue, GL32 H | 86 | 0.41
9072042 | screw caps,PP,blue,GL45 H | 86 | 0.93
9072051 | Square screw cap bottles, narrow neck soda-lime glass,clear,without dust proof cap cap. 100 ml | 86 | 7.1
9072052 | Square screw cap bottles, narrow neck soda-lime glass,clear,without dust proof cap cap. 250 ml | 86 | 12.36
9072060 | Square screw cap bottles, narrow neck soda-lime glass,clear,with dust proof cap cap. 1000 ml | 86 | 21.4
9072061 | Square screw cap bottles, narrow neck soda-lime glass,amber,with dust proof cap cap. 100 | 86 | 7.1
9072062 | Square screw cap bottles, narrow neck soda-lime glass,amber,with dust proof cap cap. 250 ml | 86 | 12.36
9072065 | Square screw cap bottles, narrow neck soda-lime glass,amber,with dust proof cap cap. 500 ml | 86 | 13.69
9072070 | Square screw cap bottles, narrow neck soda-lime glass,amber,with dust proof cap cap. 1000 ml | 86 | 20.78
9072071 | Square screw cap bottle 100 ml wide neck, clear, thread 32, soda-lime glass, without cap | 86 | 4.66
9072072 | Square screw cap bottle 250 ml wide neck, clear, thread 45, soda-lime glass, without cap | 86 | 8.55
9072073 | Square screw cap bottle 50 ml wide neck, clear, thread 32, soda-lime glass, without cap | 86 | 3.66
9072075 | Square screw cap bottle 500 ml wide neck, clear, thread 54, soda-lime glass, without cap | 86 | 10.48
9072076 | Square shape bottle 100ml DURAN with screw cap and pouring ring | 85 | 14.96
9072077 | Square shape bottle 250ml DURAN with screw cap and pouring ring | 85 | 16.84
9072078 | Square shape bottle 500ml DURAN with screw cap and pouring ring | 85 | 21.06
9072079 | Square shape bottle 1000ml DURAN with screw cap and pouring ring | 85 | 29.94
9072081 | Square screw cap bottle 100 ml wide neck, amber, thread 32, soda-lime glass, without cap | 86 | 4.66
9072082 | Square screw cap bottle 250 ml wide neck, amber, thread 45, soda-lime glass, without cap | 86 | 8.55
9072085 | Square screw cap bottle 500 ml wide neck, amber, thread 54, soda-lime glass, without cap | 86 | 10.17
9072090 | Square screw cap bottle 1000 ml wide neck, amber, thread 54, soda-lime glass, without cap | 86 | 16.25
9072092 | screw caps,PP,blue, 32mm conical seal,tamper evident ring for 100ml flasks, | 86 | 0.41
9072093 | screw caps,PP,blue,GL45 K | 86 | 0.69
9072094 | screw caps,PP,blue,GL54 K | 86 | 0.93
9072095 | Screw caps,PP,blue,GL60 K | 86 | 2.44
9072155 | Premium bottle 100 ml, DURAN® graduated, PP screw cap | 66 | 41.76
9072156 | Premium bottle 250 ml, DURAN® graduated, PP screw cap | 66 | 36.43
9072157 | Premium bottle 500 ml, DURAN® graduated, PP screw cap | 66 | 39.47
9072158 | Premium bottle 1000 ml, DURAN® graduated, PP screw cap | 66 | 47.7
9072159 | Premium closure TpCH260, GL25 temperature res. -196...+260°C, w/o colouring, USP/FDA conform | 1231 | 13.59
9072160 | Screw caps PP for Narrow moth bottles 30 and 50 ml DIN 18 | 78 | 0.13
9072161 | Screw caps PP for 100 a.250ml narrow mouth bottles DIN 22 | 78 | 0.13
9072162 | Screw caps PP DIN 25 for narrow mouth bottles 500ml | 78 | 0.16
9072163 | Screw caps PP, DIN 28 for 1000ml narrow mouth bottles | 78 | 0.18
9072164 | Srew cap PP for 30ml wide mouth bottles DIN 32 | 69 | 0.2
9072165 | Screw cap PP for 50,100 and 125 ml wide mouth bottles DIN 40 | 69 | 0.2
9072166 | Screw cap PP for 250 and 500ml bottles DIN 55 | 69 | 0.26
9072167 | Screw cap PP for bottles 1000ml/DIN 68 | 69 | 0.33
9072178 | Screw cap GL 45, PP with Temperature probe holder stainless steel, PTFE seal cone f. probe Ø6mm | 1206 | 152.31
9072179 | Screw cap GL 45, PP with Silicone rubber seal cone for up to 3 sep. thermocouple wires, 240mm PTFE tube | 1207 | 236.43
9072181 | Laboratory bottle GL 25, 10ml clear glass, w/o closure | 63 | 14.37
9072182 | Laboratory bottle GL 25, 10ml clear glass, with closure | 63 | 18.64
9072183 | Laboratory bottle GL 25, 10ml amber glass, w/o closure | 63 | 32.48
9072184 | Laboratory bottle GL 25, 10ml amber glass, with closure | 63 | 35.55
9072185 | Laboratory bottle protect GL 25, 10ml w/o cosure | 63 | 32.81
9072210 | Wide-neck bottles 150 ml, clear RD.45 w/o 7075021 closure pack of 42 | 69 | 53.6
9072211 | Wide-neck bottles 150 ml, amber glas RD.45 w/o 7075021 closure pack of 48 | 69 | 68.56
9072325 | Wide mouth bottle 250ml, amber with PTFE-laminated cap, DIN 55 | 70 | 8.91
9072326 | Wide mouth bottles 500ml, amber with PTFE-laminated cap, DIN 55 | 70 | 12.1
9072327 | Wide mouth bottles 1000ml, amber with PTFE-laminated cap, DIN 68 | 70 | 18.28
9072331 | Laboratory bottles 100 ml with blue cap and ring, boro 3.3, GL 45, pack of 10 | 62 | 31.69
9072332 | Laboratory bottles 250 ml with blue cap and ring, boro 3.3, GL 45, pack of 10 | 62 | 35.42
9072334 | Laboratory bottles 500 ml with blue cap and ring, boro 3.3, GL 45, pack of 10 | 62 | 45.74
9072335 | Laboratory bottles 1000 ml with blue cap and ring, boro 3.3, GL 45, pack of 10 | 62 | 67.4
9072336 | Laboratory bottles 2000 ml with blue cap and ring, boro 3.3, GL 45, pack of 10 | 62 | 138.01
9072337 | Laboratory bottle 5000 ml with blue cap and ring, boro 3.3, GL 45 | 62 | 94.15
9072338 | Laboratory bottle 10000 ml with blue ring and cap, boro 3.3, GL 45 | 62 | 166.93
9072400 | Screw cap PP, GL 45, yellow, with lip seal | 67 | 3.53
9072401 | Screw cap PP, GL 45, green, with lip seal | 67 | 3.37
9072402 | Screw cap PP, GL 45, grey, with lip seal | 67 | 3.53
9072424 | Acid cap bottles,DURAN®,with NS pennyhead stopper interchangeable glass cap,clear glass,cap. 1000 ml | 90 | 163.6
9072514 | Acid cap bottles,DURAN®,with NS pennyhead stopper interchangeable glass cap,amber glass,cap. 250 ml | 90 | 199.63
9072525 | Laboratory bottles, 1000 ml DURAN HPLC GL 45, PP, 4 port-screw cap | 1477 | 86.03
9072526 | Laboratory bottles, 500 ml DURAN HPLC GL 45, PP, 4 port-screw cap | 1477 | 81.76
9072646 | Dropping bottles,with glass pipet complete with rubber teat,clear glass,cap. 50 ml | 95 | 17.92
9072648 | Dropping bottles,with glass pipet complete with rubber teat,clear glass,cap. 100 ml | 95 | 19.95
9072656 | Dropping bottles,with glass pipet complete with rubber teat,amber glass,cap. 50 ml | 95 | 22.3
9072658 | Dropping bottles,with glass pipet complete with rubber teat,amber glass,cap. 100 ml | 95 | 24.67
9072682 | Pipet teats, transparent silicone (VMQ), pack of 10 | 942 | 26.49
9072741 | Narrow neck bottle 10 ml, LDPE clear, without screw cap screw cap see 9.072 771 | 80 | 0.44
9072742 | Narrow neck bottle 20 ml, LDPE clear, without screw cap screw cap see 9.072 771 | 80 | 0.52
9072743 | Narrow neck bottle 30 ml, LDPE clear, without screw cap screw cap see 9.072 771 | 80 | 0.65
9072745 | Narrow neck bottle 50 ml, LDPE clear, without screw cap screw cap see 9.072 773 | 80 | 0.69
9072748 | Narrow neck bottle 100 ml, LDPE clear, without screw cap screw cap see 9.072 773 | 80 | 0.75
9072750 | Narrow neck bottle 250 ml, LDPE clear, without screw cap screw cap see 6.291 535 | 80 | 1.36
9072751 | Narrow neck bottle 200 ml, LDPE clear, without screw cap screw cap see 9.072 773 | 80 | 1.46
9072752 | Narrow neck bottle 500 ml, LDPE clear, without screw cap screw cap see 6.291 535 | 80 | 2.06
9072755 | Narrow neck bottle 1000 ml, LDPE clear, without screw cap screw cap see 6.291 536 | 80 | 3.76
9072757 | Narrow neck bottle 2000 ml, LDPE clear, with screw cap | 80 | 8.27
9072759 | Narrow neck bottle 3000 ml, LDPE clear, with screw cap | 80 | 10.94
9072762 | Narrow neck bottle 5000 ml, LDPE clear, with screw cap | 80 | 16.76
9072771 | Screw cap 14 mm, LDPE for 10/20/30 ml narrow mouth bottles | 81 | 0.2
9072773 | Screw cap 18 mm, LDPE for 50/100/200 ml narrow mouth bottles | 81 | 0.26
9072783 | Round bottles 50ml, HDPE without closure 9072788/790 | 81 | 0.95
9072784 | Round bottles 100ml, HDPE without closure 9072788/790 | 81 | 1.08
9072785 | Round bottles 250ml, HDPE without closure 9072788/790 | 81 | 1.49
9072786 | Round bottles 500ml, HDPE without closure 9072789/791 | 81 | 2.11
9072787 | Round bottles 1000ml, HDPE without closure 9072789/791 | 81 | 3.06
9072788 | Neck opening caps PP white, for 50-250ml bottles | 81 | 0.36
9072789 | Neck opening caps PP white, for 500 and 1000ml bottles | 81 | 0.36
9072808 | Square bottles,PE-HD,without screw cap cap. 100 ml,diam. 13 mm | 87 | 1.13
9072814 | Square bottles,PE-HD,without screw cap cap. 250 ml,diam. 19 mm | 87 | 1.59
9072819 | Square bottles,PE-HD,without screw cap cap. 500 ml,diam. 19 mm | 87 | 2.06
9072824 | Square bottles,PE-HD,without screw cap cap. 1000 ml,diam. 19 mm | 87 | 3.04
9072850 | Square reagent bottle,narrow neck,PE-HD cap. 100 mm,without screw cap | 90 | 2.01
9072851 | Square reagent bottle,narrow neck,PE-HD cap. 250 mm,without screw cap | 90 | 1.11
9072852 | Square reagent bottle,narrow neck,PE-HD cap. 500 mm,without screw cap | 90 | 1.31
9072853 | Square reagent bottle,narrow neck,PE-HD cap. 1000 mm,without screw cap | 90 | 1.98
9072854 | Square reagent bottle,narrow neck,PE-HD cap. 2500 mm,without screw cap | 90 | 10.48
9072855 | Square shape bottles 100 ml HDPE white, without closure | 90 | 2.11
9072856 | Square shape bottles 250 ml HDPE white, without closure | 90 | 2.86
9072857 | Square shape bottles 500 ml HDPE white, without closure | 90 | 3.43
9072858 | Square shape bottles 1000 ml HDPE white, without closure | 90 | 2.08
9072859 | Square shape bottles 2500 ml HDPE white, without closure | 90 | 11.02
9072862 | Tamper-evident cap. PP, blue for bottles 2500ml | 82 | 0.95
9072863 | Tamper evident cap PP for 100-1000ml, 32 mm | 82 | 0.67
9072866 | Tamper evident cap, PP white/blue, 32mm, for 100-1000ml bottles | 82 | 1.36
9072867 | Tamper evident cap, PP white/red, 32mm, for 100-1000ml bottles with degassing function/membrane | 82 | 7.31
9072869 | Square reagent bottles,wide neck,PE-HD cap. 50 ml,without screw cap | 89 | 0.69
9072870 | Square reagent bottles,wide neck,PE-HD cap. 100 ml,without screw cap | 89 | 0.77
9072871 | Square reagent bottles,wide neck,PE-HD cap. 250 ml,without screw cap | 89 | 0.98
9072872 | Square reagent bottles,wide neck,PE-HD cap. 500 ml,without screw cap | 89 | 1.42
9072873 | Square reagent bottles,wide neck,PE-HD cap. 1000 ml,without screw cap | 89 | 1.88
9072874 | Square reagent bottles,wide neck,PE-HD cap. 1500 ml,without screw cap | 89 | 2.31
9072875 | Square reagent bottles,wide neck,PE-HD cap. 2500 ml,without screw cap | 89 | 2.99
9072876 | Square reagent bottles,wide neck,PE-HD cap. 4000 ml,without screw cap | 89 | 5.35
9072877 | Square reagent bottles,wide neck,PE-HD cap. 350 ml,without screw cap | 89 | 3.01
9072878 | Square reagent bottles,wide neck,PE-HD cap. 750 ml,without screw cap | 89 | 3.94
9072879 | Wide neck bottles, HDPE, without screw caps 50 ml white | 89 | 1.81
9072880 | Wide neck bottles, HDPE, without screw caps 100 ml white | 89 | 0.8
9072881 | Wide neck bottles,HDPE,without screw caps 250 ml white | 89 | 1.03
9072882 | Wide neck bottles, HDPE,without screw caps 500 ml white | 89 | 1.49
9072883 | Wide neck bottles, HDPE,without screw caps 750 ml white | 89 | 4.15
9072884 | Wide neck bottles, HDPE,without screw caps 1000 ml white | 89 | 1.98
9072885 | Wide neck bottles, HDPE,without screw caps 1500 ml white | 89 | 2.42
9072886 | Wide neck bottles, HDPE,without screw caps 2500 ml white | 89 | 3.14
9072887 | Wide neck bottles, HDPE,without screw caps 4000 ml white | 89 | 5.61
9072893 | Screw cap, 68.5 mm | 89 | 1.03
9072895 | Screw cap, PP, black for 100ml bottles | 89 | 0.69
9072896 | Screw cap PP black for 250/300ml bottles | 89 | 0.82
9072897 | Screw cap PP black for 500, 750 and 1000ml bottles | 89 | 0.88
9072898 | Screw cap, PP, black 80mmØ for bottles 1500-4000ml | 89 | 1.68
9072899 | Tamper evident screw caps, PP, red for 50ml bottles 28mm | 89 | 0.75
9072900 | Tamper evident screw caps, PP, red for 100ml bottles 32mm | 89 | 0.8
9072901 | Tamper-evident cap PP red, for 250/300ml bottles | 89 | 1.08
9072902 | Tamper evident screw caps, PP, red for 500-1000ml bottles 54 mm | 89 | 1.23
9072903 | Tamper evident screw caps, PP, red for 1500-4000ml bottles 80mm | 89 | 2.44
9072904 | Tamper-evident cap PP, blue 28mmØ for 50ml flasks | 89 | 0.54
9072905 | Degassing cap, PP red, with cone seal, originality ring and degassing diaphragm | 82 | 3.24
9072914 | Square bottles,without screw cap,PVC cap. 250 ml,diam. 20 mm | 87 | 2.04
9072915 | Screw cap, white PP with washbottle set | 87 | 0.54
9072919 | Square bottles,without screw cap,PVC cap. 500 ml,diam. 20 mm | 87 | 3.17
9072924 | Square bottles,without screw cap,PVC cap. 1000 ml,diam. 20 mm | 87 | 4.81
9072932 | Wide mouth containers 2,3l, HDPE, natural square shape, handle, without cap 9.072.893 | 90 | 12.03
9072934 | HDPE wide mouth containers 4,4l with screw cap, square shape | 90 | 17.32
9072943 | Square bottles 25 ml, wide neck, PE with cap PP, graduated | 86 | 0.49
9072944 | Square bottles 50 ml, wide neck, PE with cap PP, graduated | 86 | 0.59
9072945 | Square bottles 100 ml, wide neck, PE with cap PP, graduated | 86 | 0.69
9072946 | Square bottles 250 ml, wide neck, PE with cap PP, graduated | 86 | 0.82
9072947 | Square bottles 500 ml, wide neck, PE with cap PP, graduated | 86 | 1.13
9072948 | Square bottles 1000 ml, wide neck, PE with cap PP, graduated | 86 | 1.75
9072949 | Square bottles 2000 ml, wide neck, PE with cap PP, graduated | 86 | 3.14
9072974 | Wide mouth bottle 50ml PE graduated, with closure GL 32 | 74 | 1.55
9072975 | Wide mouth bottle 100ml PE graduated, with closure GL 32 | 74 | 1.81
9072976 | Wide mouth bottle 250ml PE graduated, with closure GL 45 | 74 | 2.55
9072977 | Wide mouth bottle 500ml PE graduated, with closure GL 45 | 74 | 2.81
9072978 | Wide mouth bottle 1000ml PE graduated, with closure GL 63 | 74 | 5.07
9072979 | Wide mouth bottle 2000ml PE graduated, with closure GL 63 | 74 | 7.85
9072981 | PE-Wide neck bottles 50ml natural, w/o. closure, closure please see 6.291.537 | 74 | 0.77
9072982 | PE-Wide neck bottles 100ml natural, w/o. closure, closure please see 6.291.537 | 74 | 1.06
9072983 | PE-Wide neck bottles 200ml natural, w/o. closure, closure please see 6.291.538 | 74 | 1.55
9072984 | PE-Wide neck bottles 250ml natural, w/o. closure, closure please see 6.291.538 | 74 | 1.23
9072985 | PE-Wide neck bottles 300ml natural, w/o. closure, closure please see 6.291.538 | 74 | 1.94
9072986 | PE-Wide neck bottles 500ml natural, w/o. closure, closure please see 6.291.539 | 74 | 2.4
9072987 | PE-Wide neck bottles 750ml natural, w/o. closure, closure please see 6.291.539 | 74 | 3.79
9072988 | PE-Wide neck bottles 1000ml natural, w/o. closure, closure please see 6.291.540 | 74 | 3.94
9072989 | PE-Wide neck bottles 1500ml natural, w/o. closure, closure please see 6.291.540 | 74 | 5.97
9072990 | PE-Wide neck bottles 2000ml natural, w/o. closure, closure please see 6.291.540 | 74 | 6.31
9073030 | Wide mouth bottle 50ml PP graduated, with closure GL 32 autoclavable | 74 | 1.62
9073031 | Wide mouth bottle 100ml PP graduated, with closure GL 32 autoclavable | 74 | 1.78
9073032 | Wide mouth bottle 250ml PP graduated, with closure GL 45 autoclavable | 74 | 2.55
9073033 | Wide mouth bottle 500ml PP graduated, with closure GL 45 autoclavable | 74 | 2.81
9073034 | Wide mouth bottle 1000ml PP graduated, with closure GL 63 autoclavable | 74 | 5.07
9073035 | Wide mouth bottle 2000ml PP graduated, with closure GL 63 autoclavable | 74 | 7.95
9073036 | Wide neck containers,PE-HD,with screw cap cap. 5 ltr | 75 | 22.81
9073042 | Wide neck containers,PE-HD,with screw cap cap. 10 ltrs | 75 | 45.87
9073050 | Square wide neck containers,hard PVC,clear cap. 50 ml | 88 | 0.65
9073051 | Square wide neck containers,hard PVC,clear cap. 100 ml | 88 | 0.72
9073052 | Square wide neck containers,hard PVC,clear cap. 200 ml | 88 | 1.21
9073053 | Square wide neck containers,hard PVC,clear cap. 300 ml | 88 | 1.44
9073054 | Square wide neck containers,hard PVC, clear, cap. 500 ml | 88 | 1.75
9073055 | Square wide neck containers,hard PVC,clear cap. 750 ml | 88 | 2.19
9073056 | Square wide neck containers,hard PVC,clear 1000 ml | 88 | 2.55
9073057 | Square wide neck containers,hard PVC,clear cap. 2000 ml | 88 | 4.58
9073060 | Square wide neck containers,hard PVC,amber cap. 50 ml | 88 | 0.75
9073061 | Square wide neck containers,hard PVC,amber cap. 100 ml | 88 | 0.75
9073062 | Square wide neck containers,hard PVC,amber cap. 200 ml | 88 | 1.26
9073063 | Square wide neck containers,hard PVC,amber cap. 300 ml | 88 | 1.49
9073064 | Square wide neck containers,hard PVC,amber cap. 500 ml | 88 | 1.82
9073065 | Square wide neck containers,hard PVC,amber cap. 750 ml | 88 | 2.55
9073066 | Square wide neck containers,hard PVC,amber cap. 1000 ml screw cap see item 9.073 074 | 88 | 2.63
9073067 | Square wide neck containers,hard PVC,amber cap. 2000 ml | 88 | 5.33
9073070 | Screw cap, 23 mm | 88 | 0.36
9073071 | Screw cap, 40 mm | 48 | 0.2
9073072 | Screw cap, 41 mm | 48 | 0.23
9073073 | Screw cap, 54 mm | 48 | 0.93
9073074 | Screw cap, 69 mm | 48 | 1.21
9073075 | Screw cap, 69 mm | 88 | 1.26
9073170 | Conical shoulder bottles,PP,narrow neck with NS stopper,cap. 5000 ml | 85 | 24.93
9073171 | Shouldered bottle 1000 ml PP, wide-neck, GL 45 thread with screw-cap | 85 | 10.4
9073172 | Shouldered bottle 2000 ml PP, wide-neck, GL 45 thread, with screw-cap | 85 | 13.8
9073300 | Dropping bottle, FEP,cap. 30 ml | 1226 | 79.88
9073310 | Dropping bottle, PE, w/o dropper tip can cap. 10 ml | 95 | 0.49
9073311 | Dropping bottle, PE, without dropper tip can cap. 25 ml | 95 | 0.69
9073312 | Dropping bottle, PE, without dropper tip can cap. 50 ml | 95 | 0.88
9073313 | Closure, HDPE dropper screwed for 9.073 310 - 9.073 312 | 95 | 0.46
9073314 | Dropper cap with delivery tip 9 mm | 81 | 0.41
9073315 | Dropper cap with delivery tip 18 mm | 81 | 0.46
9073318 | Drip closure compl., 25 mm Ø f. 250 + 500 ml, m. long peak consisting of: 2000072100 + 2000073350 | 81 | 0.65
9073319 | Cap for narrowl-neck bottles LDPE with nozzle, natural for 1 or 2Ltr.flask | 81 | 0.72
9073320 | Small captive cap, red PVC will be delivered by ordering article 9073314, 315, 318, 319 | 81 | 0.1
9073344 | HDPE-medium neck bottles 100ml, round, with screw cap | 77 | 1.23
9073345 | HDPE-medium neck bottles 250ml, round, with screw cap | 77 | 1.85
9073346 | Medium neck bottles HDPE 500ml round with closure | 77 | 3.06
9073347 | Medium neck bottles PE-HD 1000ml round with screw cap | 77 | 4.76
9073356 | Wide mouth washbottles, LDPE Aceton 500ml red | 93 | 8.75
9073358 | Wide mouth washbottles PELD Ethanol 500ml | 93 | 8.75
9073360 | Wide mouth wash bottles LDPE isopropanol 500ml yellow | 93 | 8.75
9073362 | Wide mouth washbottles LDPE Methanol 500ml orange | 93 | 8.75
9073364 | Wide mouth washbottles PE-LD destillied water 500ml blue | 93 | 8.75
9073365 | Square-shouldered bottles, round 50ml, PE-LD without closure | 80 | 1
9073366 | Sqare-shouldered bottles series 302 without closure, 100ml | 80 | 1.29
9073369 | Square shouldered bottles 500ml without closure LDPE round shape | 80 | 3.76
9073370 | Square-shouldered bottles, series 302 PE-LD 1000ml round without closure | 80 | 5.38
9073373 | UN-Narrow mouth reagent bottle 500 ml natural, HDPE, without closure | 82 | 1.49
9073374 | UN-Narrow mouth reagent bottle 1000 ml natural, HDPE, without closure | 82 | 2.08
9073375 | UN-Narrow mouth reagent bottle 2500 ml natural, HDPE, without closure | 82 | 4.43
9073376 | UN-Narrow mouth reagent bottle 500 ml black, HDPE, without closure | 82 | 4.32
9073377 | UN-Narrow mouth reagent bottle 1000 ml black, HDPE, without closure | 82 | 2.5
9073378 | UN-Narrow mouth reagent bottle 2500 ml black, HDPE, without closure | 82 | 5.31
9073379 | Light-cap, black, PP PTFE cup-shaped liner, tamper-evident ring, | 82 | 2.17
9073380 | Bell cap, black, PP PTFE cup-shaped liner, red PP tamper-evident ring, | 82 | 3.4
9073381 | Bell cap, red, PP PTFE cup-shaped liner, red PP tamper-evident ring, | 82 | 5.46
9073388 | Wide mouth jars 100ml, HDPE round, natural without cap 9.073.071 | 48 | 1.39
9073389 | Storage jars, round HDPE 250ml without lid | 48 | 2.17
9073390 | Wide mouth bottles 500 ml HDPE round, natural without lid | 48 | 2.53
9073391 | Storage jars, HDPE round 750ml, natural without lid | 48 | 3.4
9073392 | Storage jars HDPE, round 1000ml without lid | 48 | 3.58
9073393 | Storage jars 1500ml HDPE round, without lid, natural | 48 | 4.71
9073394 | Storage jars PE-HD 2000ml, round without lid | 48 | 6.23
9073395 | PETG wide mouth containers, series 310 50ml crystal clear without screw cap | 87 | 1
9073396 | Wide mouth container PETG crystal clear 100ml without screw cap | 87 | 1
9073397 | Wide mouth containers, clear 200ml, square shape, without closure | 87 | 1.91
9073398 | PETG wide mouth container 500ml crystal clear without closure | 87 | 2.44
9073399 | Wide mouth containers, PETG without closure 1000ml crystal clear | 87 | 3.56
9073400 | Wide mouth containers, square shape 2000ml clear, without colusres | 87 | 6.95
9073444 | Cylindrical jars 1500 ml, HDPE white, with black cap pack of 10 | 47 | 23.69
9073446 | Cylindrical jars 2000 ml, HDPE white, with black cap pack of 10 | 47 | 26.78
9073456 | Narrow-neck bottle ClearGrip 100 ml PP, nature, closure see 9.073 480 | 82 | 1.08
9073457 | Narrow-neck bottle ClearGrip 250 ml PP, nature, closure see 9.073 480 | 82 | 1.55
9073458 | Narrow-neck bottle ClearGrip 500 ml PP, nature, closure see 9.073 481 | 82 | 2.42
9073459 | Narrow-neck bottle ClearGrip 1000 ml PP, nature, closure see 9.073 481 | 82 | 3.47
9073464 | Funnel 50 mm, HDPE drain 3 mm, nature | 99 | 0.8
9073465 | Funnels, 60 mm, HDPE, stem 8 mm | 99 | 0.93
9073466 | Funnel 80 mm, HDPE drain 11 mm, nature | 99 | 1.06
9073467 | Funnels 100 mm, HDPE stem 12 mm, natural | 99 | 1.19
9073468 | Funnel 120 mm, HDPE drain 12 mm, nature | 99 | 1.49
9073469 | Funnels 164mmØ HDPE | 99 | 2.63
9073470 | Funnel 208 mm, HDPE drain 20 mm, nature with phosphorbronze-sieve, 50 mm Ø | 99 | 6.87
9073480 | Closure PP, white with PTFE-insert and originality ring, for bottles 100 - 250 ml | 82 | 1.31
9073500 | LLG-Narrow-neck bottle 50 ml round, LDPE, nature, with closure, pack of 50 | 80 | 27.42
9073501 | LLG-Narrow-neck bottle 100 ml round, LDPE, natural, with closure, pack of 20 | 80 | 11.71
9073502 | LLG-Narrow-neck bottle 250 ml round, LDPE, natural, with closure, pack of 10 | 80 | 9.43
9073503 | LLG-Narrow-neck bottle 500 ml round, LDPE, natural, with closure, pack of 10 | 80 | 14.78
9073504 | LLG-Narrow-neck bottle 1000 ml round, LDPE, natural, with closure, pack of 4 | 80 | 9.45
9073505 | LLG-Narrow-neck bottle 2000 ml round, LDPE, natural, with closure | 80 | 4.3
9073510 | LLG-Wide-neck bottle 50 ml round, LDPE, natural, with closure, pack of 50 | 73 | 26.99
9073511 | LLG-Wide-neck bottle 100 ml round, LDPE, natural, with closure, pack of 20 | 73 | 15.57
9073512 | LLG-Wide-neck bottle 250 ml round, LDPE, natural, with closure, pack of 10 | 73 | 9.99
9073513 | LLG-Wide-neck bottle 500 ml round, LDPE, natural, with closure, pack of 10 | 73 | 18
9073514 | LLG-Wide-neck bottle 1000 ml round, LDPE, natural, with closure, pack of 4 | 73 | 11.87
9073516 | LLG-Wide-neck bottle 2000 ml round, LDPE, natural, with closure | 73 | 4.58
9073517 | Round bottle 250 ml "VarioPack Dual" with PA barrier layer, white, closure 9.073 520 | 83 | 2.88
9073518 | Round bottle 500 ml "VarioPack Dual" with PA barrier layer, white, closure 9.073 520 | 83 | 3.96
9073519 | Round bottle 1000 ml "VarioPack Dual" with PA barrier layer, white, closure 9.073 520 | 83 | 7.08
9073520 | Screw caps for VarioPack for 250-1000 ml, PP, white | 83 | 1.44
9073681 | LDPE wide mouth bottles 50ml brown without 9.073.778 closure | 75 | 1.34
9073682 | Wide neck bottles, 100 ml, LDPE amber, without closure 9073778 | 75 | 1.78
9073684 | LDPE wide-necked bottle 250 ml brown without cap cap-Nr. 9073779 | 75 | 2.42
9073686 | Wide mouth bottle 500ml LDPE brown, without closure 9.073.781 | 75 | 4.05
9073688 | LDPE wide mouth bottles 1000 ml, amber without cap 9073782 | 75 | 6.62
9073740 | narrow neck bottles,PFA,with screw closure cap. 50 ml | 1226 | 82.49
9073741 | Wide neck bottles,PFA,with screw closure cap. 500 ml | 1227 | 188.81
9073742 | Wide neck bottles,PFA,with screw closure cap. 250 ml | 1227 | 136.44
9073743 | Wide neck bottles,PFA,with screw closure cap. 1000 ml | 1227 | 240.43
9073778 | Screw cap LDPE, brown for 50 and 100ml wide | 75 | 0.62
9073779 | LDPE screw-type cap brown for WH bottle 250 ml | 75 | 0.77
9073781 | Bell cap PP black ring red | 75 | 1.21
9073782 | Screw caps, brown, LDPE for 1000 ml wide mouth bottles, series 303 | 75 | 2.29
9074051 | Wide mouth containers, square shape PVC 100ml, clear without closure 9.074.071 | 88 | 0.9
9074052 | Wide mouth containers, square shape PVC 200ml, clear without closure 9.074.072 | 88 | 1.49
9074053 | PVC wide mouth containers, 300 ml, clear square shape, without cap 9074072 | 88 | 1.78
9074054 | Wide mouth containers, square shape PVC 500ml, clear without closure 9.074.073 | 88 | 1.75
9074061 | PVC wide mouth containers 100ml brown square shape without closures No. 9.074.071 | 88 | 0.93
9074062 | Wide mouth containers, 200 ml PVC, amber, square shape without closure 9074072 | 88 | 1.57
9074063 | Wide mouth containers PVC square shape 300ml brown without closure 9.074.072 | 88 | 1.85
9074064 | Wide mouth containers PVC square shape 500ml brown without closure 9.074.073 | 88 | 2.27
9074071 | Tamper-evident caps, black for 100ml wide mouth containers | 88 | 0.67
9074072 | Tamper-evident caps PP for containers 200+300ml | 88 | 0.75
9074073 | Tamper-evident caps PP, black for containers 500ml | 88 | 1.03
9100030 | Cryo-Babies 24x13mm white, pack of 1000 pcs./roll | 169 | 58.61
9100031 | Cryo-Babies 33x13mm white pack of 1000 pcs./roll | 169 | 58.61
9100032 | Cryo-Tags 38x13mm white, pack of 1000 pcs./roll | 169 | 58.71
9100033 | Laser-Cryo-Babies 33x13mm white, pack of 1700 (20x85) | 170 | 116.85
9100040 | Tough-Tags® 33x13mm white, polyester, pack of 1000 pcs./roll | 170 | 50.56
9100041 | Tough-Tags® 33x13mm blue, polyester, pack of 1000 pcs./roll | 170 | 70.51
9100042 | Tough-Tags® 33x13mm green, polyester, pack of 1000 pcs./roll | 170 | 70.51
9100043 | Tough-Tags® 33x13mm red, polyester, pack of 1000 pcs./roll | 170 | 70.51
9100044 | Tough-Tags® 33x13mm yellow, polyester, pack of 1000 pcs./roll | 170 | 70.83
9100045 | Tough-Tags® 24x13mm white, polyester, pack of 1000 pcs./roll | 170 | 53.99
9100046 | Tough-Tags® 24x13mm blue, polyester, pack of 1000 pcs./roll | 170 | 58.71
9100047 | Tough-Tags® 24x13mm green, polyester, pack of 1000 pcs./roll | 170 | 58.71
9100048 | Tough-Tags® 24x13mm red, polyester, pack of 1000 pcs./roll | 170 | 58.71
9100049 | Tough-Tags® 24x13mm yellow, polyester, pack of 1000 pcs./roll | 170 | 54.76
9100050 | Tough-Tags® 38x6mm white, polyester, for microtiter plates, pack of 1000 pcs./roll | 170 | 58.71
9100051 | Tough-Tags® 21x7mm white, polyerster, for PCR vials, pack of 1500 pcs./roll | 170 | 54.81
9100052 | Tough-Tags® 38x19mm white, polyester, for test tubes, pack of 1000 pcs./roll | 170 | 97
9102204 | Bottle carriers,PE-coated wire, for 4 x 2000 ml 130x110 mm | 49 | 354.75
9102206 | Bottle carriers,PE-coated wire,6 openings 130x110 mm | 49 | 214.95
9102208 | Bottle carriers,PE-coated wire,for 8 x 1000 ml 130x110 mm | 49 | 265.06
9102214 | Bottle carrier 4 open. 10cm ID. 10cm H. 33cm Ges.H., PE-coating | 49 | 226.61
9102216 | Bottle carriers,PE-coated wire,for 6 x 1000 ml 100x100 mm | 49 | 172.11
9102218 | Bottle carriers,PE-coated wire,for 8 x 1000 ml 100x100 mm | 49 | 304.29
9102220 | Bottle carriers,PE-coated wire,for 10x 100x100 mm | 49 | 413.97
9102224 | Bottle carriers,PE-coated wire,for 4 x 250 ml 80x80 mm | 49 | 305.31
9102226 | Bottle carriers,PE-coated wire,for 6 x 250 ml 80x80 mm | 49 | 292.63
9102228 | Bottle carriers,PE-coated wire,for 8 x 250 ml 80x80 mm | 49 | 365.68
9102230 | Bottle carriers,PE-coated wire,for 10 x 250 ml 80x80 mm | 49 | 446.01
9102232 | Bottle carriers,PE-coated wire,for 12 x 250 ml 80x80 mm | 49 | 397.46
9102321 | Safety bottle carrier for 4 bottles per 1000ml | 49 | 79.62
9102322 | Safety bottle carriers,plastic coated wire, for 2 x 2500 ml | 49 | 60.87
9102420 | Narrow neck bottles,PFA,with screw cap,cap.100 ml | 1226 | 125.42
9102422 | Narrow neck bottles,PFA,with screw cap,cap.250 ml | 1226 | 131.31
9102424 | Narrow neck bottles,PFA,with screw cap,cap.500 ml | 1226 | 181.68
9102426 | Narrow neck bottles,PFA,with screw cap,cap.1000 ml | 1226 | 250.06
9102430 | Narrow neck bottles,PFA,with screw cap,cap.2000 ml | 1227 | 492.08
9102974 | InVitro Biotainer® bottle 1000ml PETG, PP screw-cap with PE insert, sterile, pack of 35 | 1347 | 405.35
9102977 | InVitro Biotainer® bottles 2000ml PETG, PP screw-caps with PE insert, sterile, pack of 20 | 1347 | 290.69
9103011 | Narrow neck bottle, FEP, with screw cap cap. 30 ml | 1227 | 46.91
9103012 | Narrow neck bottle, PFE, with screw cap cap. 60 ml | 1227 | 52.56
9103013 | Narrow neck bottle, FEP, with screw cap cap. 125 ml | 1227 | 84.13
9103014 | Narrow neck bottle, FEP, with screw cap cap. 250 ml | 1227 | 134.51
9103015 | Narrow neck bottle, FEP, with screw cap cap. 500 ml | 1227 | 152.21
9103016 | Narrow neck bottle, FEP, with screw cap cap. 1000 ml | 1227 | 219.46
9103017 | Narrow neck bottle, FEP, with screw cap cap. 2000 ml | 1227 | 330.19
9103035 | Narrow-neck bottle Economy PPCO 30 ml | 84 | 1.29
9103036 | Narrow-neck bottle Economy PPCO 60 ml | 84 | 1.39
9103037 | Narrow-neck bottle Economy PPCO 125 ml | 84 | 1.55
9103038 | Narrow-neck bottle Economy PPCO 250 ml | 84 | 2.04
9103077 | Square bottles,PC,with screw cap,cap. 2000 ml | 1348 | 35.82
9103136 | PET wide mouth jar PWG 100, 100 ml transparent, pack of 10 | 48 | 20.39
9103137 | PET wide mouth jar PWG 250, 250 ml transparent, pack of 10 | 48 | 30.58
9103138 | PET wide mouth jar PWG 500, 500 ml transparent, pack of 10 | 48 | 35.24
9103140 | PET wide mouth jar PWG 2000, 2000 ml transparent, octagonal, pack of 10 | 48 | 107.54
9103141 | Narrow neck bottle 30 ml PTFE PFA | 1227 | 57.77
9103142 | Narrow neck bottle 60 ml PTFE PFA | 1227 | 69.04
9103143 | Narrow neck bottle 125 ml PTFE PFA | 1227 | 108.47
9103144 | Narrow neck bottle 250ml PTFE PFA | 1227 | 154.98
9103146 | Narrow neck bottle 500ml PTFE PFA | 1227 | 193.1
9103147 | Narrow neck bottle 1000ml PTFE PFA | 1227 | 281.52
9103148 | PET wide mouth jar PWG 2500, 2500 ml transparent, pack of 10 | 48 | 116.35
9103149 | PET wide mouth jar PWG 3000, 3000 ml transparent, pack of 10 | 48 | 123.09
9103200 | Wide-neck bottle RK 250 GT 250 ml, thread Ø 55 mm, clear glass, with closure | 70 | 8.55
9103201 | Wide-neck bottle RK 500 GT 500 ml, thread Ø 55 mm, clear glass, with closure | 70 | 11.69
9103202 | Wide-neck bottle RK 1000 GT 1000 ml, thread Ø 55 mm, clear glass, with closure | 70 | 17.67
9103221 | Wide neck bottles,PE-HD,with screw cap cap. 30 ml, pack of 12 | 76 | 19.16
9103222 | Wide neck bottles,PE-HD,with screw cap cap. 60 ml, pack of 12 | 76 | 22.86
9103223 | Wide neck bottles,PE-HD,with screw cap cap. 125 ml, pack of 12 | 76 | 31.82
9103224 | Wide neck bottles,PE-HD,with screw cap cap. 250 ml, pack of 12 | 76 | 34.46
9103225 | Wide neck bottles,PE-HD,with screw cap cap. 500 ml, pack of 12 | 76 | 56.23
9103226 | Wide neck bottles,PE-HD,with screw cap cap. 1000 ml, pack of 6 | 76 | 36.54
9103227 | Wide-mouth bottles 1500 HDPE pack of 6 | 76 | 49.62
9103228 | Wide neck bottles 30 ml, PE-HD with screw-cap PP, pack of 72 | 76 | 66.85
9103229 | Wide-neck bottles 60 ml, PE-HD with screw-cap PP, pack of 72 | 76 | 71.52
9103230 | Wide-neck bottle 125 ml, PE-HD with screw-cap PP, pack of 72 | 76 | 76.19
9103231 | Wide-neck bottles 250 ml, PE-HD with screw-cap PP, pack of 72 | 76 | 110.39
9103232 | Wide-neck bottles 500 ml, PE-HD with screw-cap PP, pack of 48 | 76 | 121.28
9103233 | Wide-neck bottles 1000 ml, PE-HD with screw-cap PP, pack of 24 | 76 | 93.29
9103236 | Wide neck bottle 125 ml, HDPE amber, pack of 72 | 76 | 138.38
9103237 | Wide neck bottles 250 ml, HDPE amber, pack of 72 | 76 | 174.63
9103238 | Wide neck bottles 500 ml, HDPE amber, pack of 48 | 76 | 174.63
9103239 | Wide neck bottles 1000 ml, HDPE amber, pack of 24 | 76 | 154.92
9103248 | Wide neck bottles,PP,with screw cap,cap. 30 ml pack of 12 | 76 | 18.54
9103249 | Wide neck bottles,PP,with screw cap,cap. 60 ml pack of 12 | 76 | 21.63
9103250 | Wide neck bottles,PP,with screw cap,cap. 125 ml pack of 12 | 76 | 28.25
9103251 | Wide neck bottle 250ml,PP,with screw cap pack of 12 | 76 | 37.31
9103252 | Wide neck bottles,PP,with screw cap,cap. 500 ml pack of 12 | 76 | 62.45
9103253 | Wide neck bottles,PP,with screw cap,cap. 1000 ml pack of 6 | 76 | 38.61
9103254 | Wide-neck bottles Economy PPCO 30 ml pack of 72 | 77 | 83.96
9103256 | Wide-neck bottle Economy PPCO 125 ml pack of 72 | 77 | 99.51
9103259 | Wide-neck bottle Economy PPCO 1000 ml pack of 24 | 77 | 121.28
9103260 | Narrow neck bottles, 4ml PP with closure, pack of 12 | 84 | 17.61
9103261 | Narrow neck bottles,PP,with screw cap,cap. 8 ml pack of 12 | 84 | 15.14
9103262 | Narrow neck bottles,PP,with screw cap,cap. 15 ml pack of 12 | 84 | 16.06
9103263 | Narrow neck bottles,PP,with screw cap,cap. 30 ml pack of 12 | 84 | 16.69
9103264 | Narrow neck bottles,PP,with screw cap,cap. 60 ml pack of 12 | 84 | 18.54
9103265 | Narrow neck bottles,PP,with screw cap,cap. 125 ml pack of 12 | 84 | 21.31
9103266 | Narrow neck bottles,PP,with screw cap,cap. 250 ml pack of 12 | 84 | 29.02
9103267 | Narrow neck bottles,PP,with screw cap,cap. 500 ml pack of 12 | 84 | 47.43
9103268 | Narrow neck bottles,PP,with screw cap,cap. 1000 ml pack of 6 | 84 | 34.46
9103269 | Narrow neck flask HDPE pack of 12 | 84 | 13.91
9103270 | Narrow neck flask HDPE 8ml, pack of 12 | 84 | 13.91
9103271 | Narrow neck bottles,PE-HD,with screw cap, cap. 15 ml, pack of 12 | 84 | 14.83
9103272 | Narrow neck bottles,PE-HD,with screw cap, cap. 30 ml, pack of 12 | 84 | 16.69
9103273 | Narrow neck bottles,PE-HD,with screw cap, cap. 60 ml, pack of 12 | 84 | 20.08
9103274 | Narrow neck bottles,PE-HD,with screw cap, cap. 125 ml, pack of 12 | 84 | 23.48
9103275 | Narrow neck bottles,PE-HD,with screw cap, cap. 250 ml, pack of 12 | 84 | 34.92
9103276 | Narrow neck bottles,PE-HD,with screw cap, cap. 500 ml, pack of 12 | 84 | 42.24
9103277 | Narrow neck bottle 500ml HDPE, pack of 12 | 84 | 66.6
9103278 | Narrow neck bottles,PE-HD,with screw cap, cap. 1000 ml, pack of 6 | 84 | 34.46
9103279 | Square bottles,PE-HD,with screw cap,cap. 125 ml pack of 12 | 90 | 33.37
9103280 | Square bottles,PE-HD,with screw cap,cap. 250 ml pack of 12 | 90 | 41.2
9103281 | Square bottles,PE-HD,with screw cap,cap. 500 ml pack of 12 | 90 | 64.53
9103282 | Square bottles,PE-HD,with screw cap,cap. 1000 ml pack of 6 | 90 | 73.07
9103283 | Square bottles,PE-HD,with screw cap,cap. 2000 ml pack of 4 | 90 | 81.54
9103284 | Square bottle PC 30ml grad. pack of 12 | 1348 | 51.82
9103285 | Square bottles,PC,with screw cap,cap. 60 ml pack of 12 | 1348 | 68.41
9103286 | Square bottles,PC,with screw cap,cap. 125 ml pack of 6 | 1348 | 35.37
9103287 | Square bottles,PC,with screw cap,cap. 250 ml pack of 6 | 1348 | 46.65
9103288 | Square bottles,PC,with screw cap,cap. 500 ml pack of 4 | 1348 | 49.84
9103289 | Square bottles,PC,with screw cap,cap. 1000 ml pack of 4 | 1348 | 73.25
9105700 | LLG-GHS 01, exploding bomb "Warning", languages: DE, UK, FR, 26x37mm, dispenser box of 250 lables | 253 | 16.86
9105701 | LLG-GHS 01, exploding bomb "Danger", languages: DE, UK, FR, 26x37mm, dispenser box of 250 labels | 253 | 16.86
9105702 | LLG-GHS 02, flame "Warning", languages: DE, UK, FR, 26x37mm, dispenser box of 250 labels | 253 | 16.86
9105703 | LLG-GHS 02, flame "Danger", languages: DE, UK, FR, 26x37mm, dispenser box of 250 labels | 253 | 16.86
9105704 | LLG-GHS 03, flame over circle "Warning", languages: DE, UK, FR, 26x37mm, dispenser box of 250 labels | 253 | 16.86
9105705 | LLG-GHS 03, flame over circle "Danger", languages: DE, UK, FR, 26x37mm, dispenser box of 250 labels | 253 | 16.86
9105706 | LLG-GHS 04, gas cylinder "Warning", languages: DE, UK, FR, 26x37mm, dispenser box of 250 labels | 253 | 16.86
9105707 | LLG-GHS 05, corrosive "Warning", languages: DE, UK, FR, 26x37mm, dispenser box of 250 labels | 253 | 16.86
9105708 | LLG-GHS 05, corrosive "Danger", languages: DE, UK, FR, 26x37mm, dispenser box of 250 labels | 253 | 16.86
9105709 | LLG-GHS 06, skull and crossbones "Danger", languages: DE, UK, FR, 26x37mm, dispenser box of 250 labels | 253 | 16.86
9105710 | LLG-GHS 07, exclamation mark "Warning", languages: DE, UK, FR, 26x37mm, dispenser box of 250 labels | 253 | 16.86
9105711 | LLG-GHS 08, health hazard "Warning", languages: DE, UK, FR, 26x37mm, dispenser box of 250 labels | 253 | 16.86
9105712 | LLG-GHS 08, health hazard "Danger", languages: DE, UK, FR, 26x37mm, dispenser box of 250 labels | 253 | 16.86
9105713 | LLG-GHS 09, environment "Warning", languages: DE, UK, FR, 26x37mm, dispenser box of 250 labels | 253 | 16.86
9105720 | LLG-GHS 01, exploding bomb "Warning", languages: DE, UK, FR, 37x52mm, dispenser box of 250 labels | 253 | 18.67
9105721 | LLG-GHS 01, exploding bomb "Danger", languages: DE, UK, FR, 37x52mm, dispenser box of 250 labels | 253 | 18.67
9105722 | LLG-GHS 02, flame "Warning", languages: DE, UK, FR, 37x52mm, dispenser box of 250 labels | 253 | 18.67
9105723 | LLG-GHS 02, flame "Danger", languages: DE, UK, FR, 37x52mm, dispenser box of 250 labels | 253 | 18.67
9105724 | LLG-GHS 03, flame over circle "Warning", languages: DE, UK, FR, 37x52mm, dispenser box of 250 labels | 253 | 18.67
9105725 | LLG-GHS 03, flame over circle "Danger", languages: DE, UK, FR, 37x52mm, dispenser box of 250 labels | 253 | 18.67
9105726 | LLG-GHS 04, gas cylinder "Warning", languages: DE, UK, FR; 37x52mm, dispenser box of 250 labels | 253 | 18.67
9105727 | LLG-GHS 05, corrosive "Warning", languages: DE, UK, FR; 37x52mm, dispenser box of 250 labels | 253 | 18.67
9105728 | LLG-GHS 05, corrosive "Danger", languages: DE, UK, FR; 37x52mm, dispenser box of 250 labels | 253 | 18.67
9105729 | LLG-GHS 06, skull and crossbones "Danger", languages: DE, UK, FR; 37x52mm, dispenser box of 250 labels | 253 | 18.67
9105730 | LLG-GHS 07, exclamation mark "Warning", languages: DE, UK, FR; 37x52mm, dispenser box of 250 labels | 253 | 18.67
9105731 | LLG-GHS 08, health hazard "Warning", languages: DE, UK, FR; 37x52mm, dispenser box of 250 labels | 253 | 18.67
9105732 | LLG-GHS 08, health hazard "Danger", languages: DE, UK, FR; 37x52mm, dispenser box of 250 labels | 253 | 18.67
9105733 | LLG-GHS 09, environment "Warning", languages: DE, UK, FR; 37x52mm, dispenser box of 250 labels | 253 | 18.67
9105740 | LLG-Labels "Biohazard" Ø 9,5mm for vials and tubes top identification, 1000 labels per roll, in dispensing box | 253 | 26.41
9106013 | Aluminium foil,20 m,300 mm,0.013 mm | 188 | 7.23
9106015 | Aluminium foil,10 m,450 mm,0.015 mm | 188 | 8.86
9106102 | Aluminium foil 45cm width | 188 | 88.47
9106103 | Aluminium foil,100 m,300 mm,0.013 mm | 188 | 33
9106104 | Aluminium foil,150m x 450mm 15 µm | 188 | 82.62
9106105 | Aluminium foil,100 m,500 mm,0.030 | 188 | 127.71
9106106 | Aluminium foil 10 m x 30 cm 15 µm thickness | 188 | 6.07
9106107 | Aluminium foil 10 m x 30 cm 30 µm thickness | 188 | 10.79
9106205 | Aluminium foil,200 m,500 mm,0.050 mm | 188 | 392.89
9106208 | Round aluminum disks,0.03 mm,diam. 80 mm pack of 1000 | 189 | 78.08
9106210 | Round aluminum disks,0.03 mm,diam. 100 mm pack of 1000 | 189 | 99.98
9106212 | Round aluminum disks,0.03 mm,diam. 120 mm pack of 1000 | 189 | 122.61
9106213 | Round aluminum disks,0.03 mm,diam. 130 mm pack of 1000 | 189 | 120.45
9106215 | Round aluminum disks,0.03 mm,diam. 150 mm pack of 1000 | 189 | 151.26
9106240 | Aluminum containers,cap. 28 ml,top diam. 64 mm pack of 100 | 189 | 17.56
9106241 | Aluminum containers ,cap. 110 ml,top diam. 80 mm pack of 100 | 189 | 24.07
9106242 | Aluminum containers,cap. 110 ml,top diam. 99 mm pack of 100 | 189 | 23.45
9106261 | Aluminum containers,cap. 125 ml,top diam. 96 mm pack of 100 | 189 | 31.16
9106263 | Aluminum containers,cap. 280 ml, top diam. 114 mm pack of 50 | 189 | 22.14
9106266 | Aluminium dish 500 ml, rectangular 191 x 127 mm top, 156 x 92mm bottom, 29mm high, pack of 60 | 189 | 34.83
9106278 | Benchkote Plus Surface Protector, sheet, 500 × 600 mm, pack of 50 | 190 | 198.22
9106279 | Benchkote surface protector roll 50mx60cm | 190 | 365.86
9106280 | Benchkote Surface Protector, sheet, 460 × 570 mm, pack of 50 | 190 | 172.78
9106284 | Benchkote Surface Protector, reel, 460 mm × 50 m, | 190 | 275.66
9106286 | Benchkote surface protection,roll,50 m x 920mm | 190 | 557.39
9106287 | Benchkote Surface Protector, pad, 460 × 570 mm (available in EU), | 190 | 172.78
9106288 | Labmat,disposable cloths for absorbing liquids 15.2 m x 508 mm | 190 | 130.43
9106360 | Mat Infinity Smooth, black flat knob profile (polyurethane) 60 x 90 cm | 1545 | 130.13
9106362 | Mat Infinity Smooth, silver flat knob profile (polyurethane) 60 x 90 cm | 1545 | 130.13
9106363 | Mat Infinity Smooth, blue flat knob profile (polyurethane) 60 x 90 cm | 1545 | 130.13
9106364 | Mat Infinity ESD Smooth, black flat knob profile (polyurethane) 60 x 90 cm | 1545 | 147.21
9106365 | Mat Infinity ESD Smooth, blue flat knob profile (polyurethane) 60 x 90 cm | 1545 | 147.21
9106367 | Mat Infinity ESD Smooth, silver flat knob profile (polyurethane) 60 x 90 cm | 1545 | 147.21
9106368 | Mat Infinity Deluxe, black flat knob profile (polyurethane) 60 x 90 cm | 1545 | 151.16
9106369 | Mat Infinity Deluxe, stainless flat knob profile (polyurethane) 60 x 90 cm | 1545 | 151.16
9106370 | Mat Infinity Deluxe, silver flat knob profile (polyurethane) 60 x 90 cm | 1545 | 151.16
9106371 | Mat Infinity Deluxe, blue flat knob profile (polyurethane) 60 x 90 cm | 1545 | 151.16
9106450 | Airtight film, 20 m x 325 mm Melitta Toppits® | 192 | 5.44
9106460 | SAROGOLD® foil 300m x 300mm in Cutterbox | 192 | 138.79
9106508 | Plastic film 80x0,05 mm tubular, transparent in rolls of 25 m | 192 | 13
9106510 | Plastic film 100x0,05 mm tubular, transparent in rolls of 25 m | 192 | 13.65
9106515 | Plastic film 150x0,05 mm tubular, transparent in rolls of 25 m | 192 | 14.65
9106520 | Plastic film 200x0,05 mm tubular, transparent in rolls of 25 m | 192 | 16.94
9106525 | Plastic film 250x0,05 mm tubular, transparent in rolls of 25 m | 192 | 18.59
9106530 | Plastic film 300x0,05 mm tubular, transparent in rolls of 25 m | 192 | 19.62
9106538 | Plastic film 80x0,10 mm tubular, transparent in rolls of 25 m | 192 | 15.7
9106540 | Plastic film 100x0,10 mm tubular, transparent in rolls of 25 m | 192 | 17.77
9106545 | Plastic film 150x0,10 mm tubular, transparent in rolls of 25 m | 192 | 20.68
9106550 | Plastic film 200x0,10 mm tubular, transparent in rolls of 25 m | 192 | 23.15
9106555 | Plastic film 250x0,10 mm tubular, transparent in rolls of 25 m | 192 | 27.88
9106560 | Plastic film 300x0,10 mm tubular, transparent in rolls of 25 m | 192 | 29.76
9110010 | Gas leak detection liquid 0.5 flask without sprayhead 9.110 011 DIN 30657 | 194 | 7.46
9110011 | Sprayhead for 9.110 010 | 194 | 5.31
9110215 | Gas Collecting Tubes without Nozzle, Cap. ml 150 | 542 | 81.05
9110220 | Gas Collecting Tubes without Nozzle, Cap. ml 350 | 542 | 84.22
9110225 | Gas Collecting Tubes without Nozzle, Cap. ml 500 | 542 | 88.17
9110230 | Gas Collecting Tubes without Nozzle, Cap. ml 1000 | 542 | 130.97
9110236 | Gas collecting tubes,DURAN®,with stopcock cap. 350 ml,with sampling port | 542 | 99.29
9110237 | Gas collecting tubes,DURAN®,with stopcock cap. 500 ml,with sampling port | 542 | 115.9
9110290 | Gas washing bottle,PP,250 ml graduated cylinder | 643 | 124.54
9110320 | Gas washing bottles,PFA,with frit,cap. 250 ml | 1229 | 532.77
9110322 | Gas washing bottles,PFA,with frit,cap. 500 ml | 1229 | 613.05
9110324 | Gas washing bottles,PFA,with frit,cap. 1000 ml | 1229 | 775.1
9110353 | Gas Washbottle 100 ml acc. Drechsel with filter disc, Por.1, NS 29/32 | 644 | 63.36
9110354 | Gas Washbottles 250 ml acc. Drechsel with filter disc, Por.1, NS 29/32 | 644 | 64.44
9110355 | Gas Washbottle 500 ml acc. Drechsel with filter disc, Por.1, NS 29/32 | 644 | 82.34
9110356 | Gas Washbottle 1000 ml Drechsel with filter disc, Por.1, NS 29/32 | 644 | 63.25
9110380 | Gas Washbottle Heads without Filter Disc, | 643 | 23.28
9110390 | Gas Washbottle Heads with Filter Disc, Por. 0 Flask ml | 643 | 76.01
9110391 | Gas Washbottle Heads with Filter Disc, Por. 1 Flask ml Flask ml | 643 | 43.69
9110410 | Gas washing bottles,DURAN,insert with filter plate Porosity 1,cap. 100 ml | 644 | 265.12
9110420 | Gas washing bottles,DURAN,insert with filter plate Porosity 1,cap. 250 ml | 644 | 287.52
9110472 | Insert with glass frit for gas wash bottle | 643 | 73.12
9110473 | Gas washing bottle bottom NS 29, 100 ml, borosilicate glass | 643 | 31.64
9110474 | Gas washing bottle bottom NS 29, 250ml, borosilicate glass | 643 | 36.71
9110500 | Glass cutting knife with exchangeable blade of hard metal | 130 | 48.69
9110501 | Spare blade for cutting knife, hard metal | 130 | 27.25
9110510 | Glass tubing cutter with steel wheel for glass tubes upto 30 mm diam. | 130 | 18
9110511 | Spare wheel for glass tube cutter | 130 | 4.76
9112565 | Milk/skimmed milk butyrometer 0-4%:0,05 "Kehe" | 1275 | 36.41
9112567 | Cream butyrometer "Koehler" 0-40%: 0,5 | 1275 | 35.31
9112568 | Cream butyrometer "Koehler" 0-70%:0,5 | 1275 | 0
9112569 | Milk powder butyrometer 0-35%:0,5 "Teichert" | 1275 | 46.6
9112572 | Cheese butyrometer "van Gulik/DIN" 0-40%:0.5 with stopper and beaker | 1275 | 53.12
9112573 | Rubber stopper GERBAL-M for volumetric method butyrometers | 1276 | 9.04
9112574 | Key for GERBAL-M | 1276 | 14.73
9112575 | Rubber stoppers, large 30/17x22mm with hole | 1276 | 3.56
9112576 | Rubber stoppers, small 15/10x13mm | 1276 | 2.73
9112577 | Beakers, glass, for butyrometers "cream" | 1276 | 11.8
9112578 | Beakers, glass, for butyrometers "cheese" | 1276 | 15.34
9112588 | Milk butyrometer 0-6%:0,1 without stopper | 1275 | 29.48
9112589 | Milk pipettes, 11 ml | 1275 | 27.37
9112595 | Centrifuge Universal with heating, with rotor 12 places, 230 V. 50/60 Hz | 1277 | 8531.22
9112603 | Milk pipettes 10,75ml | 1275 | 27.37
9112607 | Sulphuric acid pipettes 10ml | 1275 | 36.41
9112609 | Cream pipettes 5ml | 1275 | 37.05
9112612 | Extraction tube "Majonnier" with flat ball, cork stopper | 1276 | 55.95
9112613 | Extraction tube "Majonnier" with round ball, cork stopper | 1276 | 72.54
9114310 | Glass wool, extra fine pack of 1000 g | 1475 | 41.98
9114331 | Quartz wool, 4-12 µm pack of 500 g | 1476 | 459.55
9115036 | Incinerating dishes,porcelain,flat,cap. 5 ml diam.37 mm,height 10 mm | 114 | 12.05
9115041 | Incinerating dishes,porcelain,flat,cap. 8 ml diam.42 mm,height 11 mm | 114 | 12.41
9115045 | Incinerating dishes,porcelain,flat,cap. 15 ml diam.48 mm,height 12 mm | 114 | 16.71
9115140 | Incinerating dishes,porcelain,deep,cap. 20 ml diam. 40 mm,height 20 mm | 114 | 12.05
9115150 | Incinerating dishes,porcelain,deep,cap. 30 ml diam. 50 mm,height 25 mm | 114 | 15.17
9115160 | Incinerating dishes,porcelain,deep,cap. 45 ml diam. 60 mm,height 30 mm | 114 | 18.84
9115245 | Incinerating dishes,porcelain,cap. 10 ml 48x25x10 mm | 114 | 15.17
9115265 | Incinerating dishes,porcelain,cap. 20 ml 70x45x12 mm | 114 | 25.67
9115295 | Incinerating dishes,porcelain,cap. 55 ml 95x55x15 mm | 114 | 35.02
9115301 | LLG-Evaporating dish 208/0 10ml, 50x10 mm low form, with drain | 105 | 8.94
9115302 | LLG-Evaporating dish 208/1 20ml, 60x14 mm low form, with drain | 105 | 9.21
9115303 | LLG-Evaporating dish 208/3 55ml, 80x20 mm low form, with drain | 105 | 8.29
9115304 | LLG-Evaporating dish 208/5 250ml, 130x30 mm, low form, with drain | 105 | 15.11
9115305 | LLG-Evaporating dish 208/2 28ml, 75x15 mm low form, with drain | 105 | 8.01
9115306 | LLG-Evaporating dish 208/6 450ml, 160x40 mm low form, with drain | 105 | 25.93
9115307 | LLG-Evaporating dish 208/7 1100ml, 200x55 mm low form, with drain | 105 | 63.46
9115308 | LLG-Evaporating dish 208/8 1750ml, 250x55 mm low form, with drain | 105 | 92.81
9115310 | LLG-Evaporating dish 206/0 10 ml, 40x16 mm, medium form, with drain | 105 | 9.81
9115311 | LLG-Evaporating dish 206/1 20 ml, 50x20 mm, medium form, with drain | 105 | 7.23
9115312 | LLG-Evaporating dish 206/2 60 ml, 80x32 mm, medium form, with drain | 105 | 9.14
9115313 | LLG-Evaporating dish 206/3A 150 ml, 100x40 mm, medium form, with drain | 105 | 12.33
9115314 | LLG-Evaporating dish 206/4/0 285 ml, 125x50 mm, medium form, with drain | 105 | 18.56
9115315 | LLG-Evaporating dish 206/6A 700 ml, 170x74 mm, medium form, with drain | 105 | 33.83
9115316 | LLG-Evaporating dish 206/7A 1000 ml, 200x80 mm, medium form, with drain | 105 | 44.64
9115350 | LLG-Weighing boat 37x17 mm 252/0 | 381 | 3.11
9115351 | LLG-Weighing boat 64x29 mm 252/2 | 381 | 3.58
9115404 | Pipetting ball,soft PVC,cap. 5 ml | 942 | 5.22
9115411 | Pipetting ball,soft PVC,cap. 10 ml | 942 | 6.41
9115430 | Pipetting ball,soft PVC,cap. 28 ml | 942 | 6.77
9115450 | Pipetting ball,soft PVC,cap. 42 ml | 942 | 8.98
9115480 | Pipetting ball,soft PVC,cap. 90 ml | 942 | 10.53
9115485 | Pipetting ball,soft PVC,cap. 145 ml | 942 | 16.27
9115487 | Pipetting ball,soft PVC,cap. 225 ml | 942 | 20.75
9115510 | Orsat bladder,natural rubber,transparent | 1028 | 12.87
9115515 | Bladder for rotary evaporators | 662 | 63.53
9115611 | Stopcocks, Straight Bore with Solid Glass Plug , NS 12,5 Bore mm 1,5 | 655 | 23.15
9115614 | Stopcocks, Straight Bore with Solid Glass Plug , NS 14,5 Bore mm 4 | 655 | 26.55
9115615 | Stopcocks, Straight Bore with Solid Glass Plug , NS 18,8 Bore mm 6 | 655 | 35.63
9115618 | Stopcocks, Straight Bore with Solid Glass Plug , NS 24 Bore mm 8 | 655 | 97.37
9115631 | Stopcocks, Straight Bore with PTFE Plug , NS 12,5 Bore mm 1,5 | 655 | 31.54
9115632 | Stopcocks, Straight Bore with PTFE Plug, Capillary Side Arms, NS 12,5 Bore mm 1,5 | 655 | 41.07
9115634 | Stopcocks, Straight Bore with PTFE Plug , NS 14,5 Bore mm 4 | 655 | 34.53
9115635 | Stopcocks, Straight Bore with PTFE Plug , NS 18,8 Bore mm 4 | 655 | 40.04
9115637 | Stopcocks, Straight Bore with PTFE Plug , NS 21,5 Bore mm 6 | 655 | 78.47
9115638 | Stopcocks, Straight Bore with PTFE Plug , NS 24 Bore mm 8 | 655 | 109.87
9115639 | Stopcocks, Straight Bore with PTFE Plug , NS 29,2 Bore mm 10 | 655 | 168.18
9115642 | Stopcocks, Straight Bore with Solid Glass Plug , NS 12,5 Bore mm 2,5 | 655 | 23.15
9115644 | Stopcocks, Straight Bore with Solid Glass Plug , NS 18,8 Bore mm 4 | 655 | 32.98
9115648 | Stopcocks, Straight Bore with PTFE Plug , NS 14,5 Bore mm 2,5 | 655 | 32.75
9116771 | 2-way stopcock, PVDF, bore 4 mm for tubing bore 5-7 mm | 158 | 19.23
9116772 | 2-way stopcock, PVDF, bore 6 mm for tubing bore 7-9 mm | 158 | 22.76
9116773 | 2-way stopcock, PVDF, bore 8 mm for tubing bore 9-11 mm | 158 | 26.03
9116775 | 2-way stopcock, PVDF, bore 8 mm for tubing bore 11-13 mm | 158 | 26.03
9116776 | 3-way stopcock, PVDF, bore 4 mm for tubing bore 5-7 mm | 158 | 29.87
9116777 | 3-way stopcock, PVDF, bore 6 mm for tubing bore 7-9 mm | 158 | 28.35
9116778 | 3-way stopcock, PVDF, bore 8 mm for tubing bore 9-11 mm | 158 | 30.54
9116780 | 3-way stopcock, PVDF, bore 8 mm for tubing bore 11-13 mm | 158 | 30.54
9116781 | 2-way stopcock, PE/PP, bore 4 mm for tubing bore 5-7 mm | 158 | 11.45
9116782 | 2-way stopcock, PE/PP, bore 6 mm for tubing bore 7-9 mm | 158 | 13.2
9116783 | 2-way stopcock, PE/PP, bore 8 mm for tubing bore 9-11 mm | 158 | 15.14
9116784 | 2-way stopcock, PE/PP, bore 8 mm for tubing bore 11-13 mm | 158 | 15.14
9116786 | 3-way stopcock, PE/PP, bore 4 mm for tubing bore 5-7 mm | 158 | 19.07
9116787 | 3-way stopcock, PE/PP, bore 6 mm for tubing bore 7-9 mm | 158 | 22.5
9116788 | 3-way stopcock, PE/PP, bore 8 mm for tubing bore 9-11 mm | 158 | 25.85
9116789 | 3-way stopcock, PE/PP, bore 8 mm for tubing bore 11-13 mm | 158 | 25.85
9116924 | Joint grease,without silicone,can of 30 ml | 653 | 23.71
9116925 | Rotating joint grease,without silicone,50 ml | 653 | 29.87
9116950 | BUDDE- joint grease, 80g tube | 653 | 42.54
9117002 | Laboratory valves,PUNDURA-NOVA-DURAN®,straight bore 2,5 mm | 655 | 74.94
9117003 | Laboratory valves,PUNDURA-NOVA-DURAN®,straight bore 4,0 mm | 655 | 74.94
9117004 | Laboratory valves,PUNDURA-NOVA-DURAN®,straight bore 6,0 mm | 655 | 98.77
9117012 | Laboratory valves,PUNDURA-NOVA-DURAN®,90° bore 2,5 mm | 655 | 70.66
9117013 | Laboratory valves,PUNDURA-NOVA-DURAN®,90° bore 4,0 mm | 655 | 70.66
9117014 | Laboratory valves,PUNDURA-NOVA-DURAN®,90° bore 6,0 mm | 655 | 87.71
9117100 | Lab jack Swiss Boy 100 aluminium, green, plate 50x40 mm load 20 kg | 175 | 151.12
9117105 | Lab jack Swiss Boy 105 aluminium, blue, plate 80x75 mm load 30 kg | 175 | 172.09
9117110 | Lab jack Swiss Boy 110 aluminium, red, plate 120x140 mm load 50 kg | 175 | 217.86
9117115 | Lab jack Swiss Boy 115 aluminium, plate 122x150 mm load 80 kg | 175 | 237.61
9117116 | Lab jack Swiss Boy 116 aluminium, blue, plate 180x216 mm load 90 kg | 175 | 372.56
9117118 | Lab jack Swiss Boy 118 aluminium, grey, plate 240x320 mm load 90 kg | 175 | 1094.02
9117220 | LLG-Lab jack 200x200 mm height min.60 mm, height max.270 mm | 175 | 184.96
9118921 | Ratschet 190 mm for 9.118 928,9.118 929, 9.118 964, 9.118 965, 9.118 979 and 9.118 970 | 175 | 60.1
9118923 | Lab-Jack, 18/10 stainless steel 100 x 100 mm, with adjusting wheel | 176 | 204.81
9118924 | Lab-Jack, 18/10 stainless steel 160 x 130 mm, with adjusting wheel | 176 | 211.39
9118925 | Lab-Jack, 18/10 stainless steel 200 x 200 mm, with adjusting wheel | 176 | 234.69
9118926 | Lab-Jack, 18/10 stainless steel 240 x 240 mm, with adjusting wheel | 176 | 250.54
9118928 | Lab-Jack, 18/10 stainless steel 300 x 300 mm, with adjusting wheel for ratchet | 176 | 1143.24
9118929 | Lab-Jack, 18/10 stainless steel 400 x 400 mm, with adjusting wheel for ratchet incl. ratchet | 176 | 1407.83
9118945 | Lab-Jack MAXI, 200 x 200 mm 18/10 stainless steel, with adjusting wheel, (+ 30% more hight) 75-400 mm | 177 | 288.72
9118946 | Lab-Jack MAXI, 160 x 130 mm aluminium green, with adjusting wheel, (+ 30% more hight) 75-400 mm | 176 | 220.95
9118947 | Lab-Jack MAXI, 200 x 200 mm aluminium green, with adjusting wheel, (+ 30% more hight) 75-400 mm | 176 | 246.44
9118960 | Lab-Jack, aluminium green 100 x 100 mm, with adjusting wheel | 175 | 204.5
9118961 | Lab-Jack, aluminium green 160 x 130 mm, with adjusting wheel | 175 | 166.57
9118962 | Lab-Jack, aluminium green 200 x 200 mm, with adjusting wheel | 175 | 192.77
9118963 | Lab-Jack, aluminium green 240 x 240 mm, with adjusting wheel | 175 | 218.78
9118964 | Lab-Jack, aluminium green 300 x 300 mm, with adjusting wheel, incl. ratchet | 175 | 615.38
9118965 | Lab-Jack, aluminium green 400 x 400 mm, with adjusting wheel, incl. ratchet | 175 | 869.91
9118970 | Lab-Jack, aluminium anodized blue 400 x 400 mm, with adjusting wheel for ratchet incl. ratchet | 176 | 972.25
9118975 | Lab-Jack, aluminium anodized blue 100 x 100 mm, with adjusting wheel | 176 | 219.94
9118976 | Lab-Jack, aluminium anodized blue 160 x 130 mm, with adjusting wheel | 176 | 182.24
9118977 | Lab-Jack, aluminium anodized blue 200 x 200 mm, with adjusting wheel | 176 | 208.1
9118978 | Lab-Jack, aluminium anodized blue 240 x 240 mm, with adjusting wheel | 176 | 241.72
9118979 | Lab-Jack, aluminium anodized blue 300 x 300 mm, with adjusting wheel for ratchet incl. ratchet | 176 | 688.92
9118980 | Laboraty jacks with hydraulic drive 25kg, 300x230mm | 177 | 1101.4
9118981 | Laboraty jacks with hydraulic drive 25 kg, 200x230mm, high-grade steel | 177 | 2417.07
9118982 | Laboratory jacks with hydraulic drive 15kg, 200x230mm | 177 | 1207.35
9118983 | Laboratory jacks with hydraulic drive 35kg, 300x300mm | 177 | 1234.5
9119900 | BEL-ART-Hot Hand® Universal size red, against heat and cold | 240 | 43.28
9129800 | LLG-Universal Indicator paper pH 1-11, 1 roll of 5m | 296 | 4.99
9129801 | LLG-Universal Indicator paper pH 1-11, refill pack, 3 rolls of 5m | 296 | 11.84
9129802 | LLG-Universal Indicator paper pH 1-14, 1 roll of 5m | 296 | 4.99
9129803 | LLG-Universal Indicator paper pH 1-14, refill pack, 3 rolls of 5m | 296 | 11.84
9129805 | LLG-Universal Indicator paper pH 1-14, 100 strips per pack | 296 | 4.79
9129807 | LLG-Universal Indicator paper pH 0-14, 100 strips per pack | 297 | 7.49
9129808 | LLG-Universal pH-Indicator- strips, pH 0-14, 100 strips per vial with snap lid | 297 | 17.05
9129902 | Test strips,Ammonium,range 10 - 400 mg/l 100 tests | 1236 | 108.99
9129904 | Test strips,Ascorbic acid,range: 50 - 2000 mg/l 100 tests | 1236 | 73.68
9129909 | Test strips,Chromate range: 3 - 100 mg/l, 100 tests UN 3316, 9, II, (E) | 1236 | 87.78
9129913 | Test strips,Iron,range: 3 - 500 mg/l 100 tests no dan. goods | 1236 | 61.55
9129914 | Test strips,Formaldehyde,range: 10 - 100 mg/l 100 tests UN 3316, 9, II, (E) | 1236 | 123.74
9129916 | Test strips,Total hardness,range: 5 - 25 mg/l 100 tests | 1236 | 73.85
9129918 | Test strips,Total hardness,range: 3 - 21 mg/l 100 tests | 1236 | 74.97
9129919 | Test strips,Total hardness,range: 3 - 21 mg/l 1000 tests | 1236 | 554.25
9129923 | Test strips,Copper,range: 10 x 300 mg/l 100 tests | 1236 | 76.12
9129928 | Test strips,Nickel,range: 10 - 500 mg/l 100 tests | 1236 | 63.96
9129931 | Test strips, Nitrate, range: 10 - 500 mg/l 100 tests | 1236 | 36.56
9129932 | Test strips,Nitrite,range: 2 - 80 mg/l 100 tests | 1236 | 37.72
9129933 | Test strips,Nitrite,range: 0,1 - 3 mg/l 100 tests | 1236 | 67.37
9129934 | Test strips,Peroxide,range: 0,5 - 25 mg/l 100 tests | 1236 | 28.72
9129938 | Test strips,Sulfite,range: 10 - 400 mg/l 100 tests | 1236 | 65
9129943 | Test strips,Peracetic acid,range: 5 - 50 mg/l 100 tests | 1236 | 87.13
9130001 | pH indicator strips,universal,0-14 pH,pack of 100 | 298 | 29.45
9130002 | pH indicator strips,0 - 2,5 pH,pack of 100 | 298 | 26.76
9130003 | pH indicator strips,2,0 - 9,0 pH,pack of 100 | 298 | 30.28
9130004 | pH indicator strips,2,5 - 4,5 pH,pack of 100 | 298 | 29.47
9130007 | pH indicator strips,4,0 - 7,0 pH,pack of 100 | 298 | 23.25
9130009 | Indicator strips pH 5,2-7,2 pack of 100 applications | 298 | 32.22
9130010 | pH indicator strips,6,5-10,0 pH,pack of 100 | 298 | 30.77
9130013 | pH indicator strips,11,0 - 13,0 pH,pack of 100 | 298 | 30.44
9130016 | pH indicator strips,Acilit,0 - 6 pH,pack of 100 | 298 | 22.2
9130017 | pH indicator strips,Neutralit,5-10 pH,pack of 100 | 298 | 21.81
9130018 | pH indicator strips,Alkalit,7,5-14 pH,pack of 100 | 298 | 29.73
9130050 | DC-plate Silica gel 60 F254 20 x 20 cm, pack of 25 | 1496 | 429.27
9130051 | DC plate Silica gel 60 F254 10 x 20 cm, pack of 50 | 1496 | 490.21
9130052 | DC-plate Silica gel 60 F254 5 x 20 cm, pack of 100 | 1496 | 583.65
9130053 | DC plate Silica gel 60 F254 5 x 20 cm, pack of 25 | 1496 | 211.25
9130054 | DC plate Silica gel 60 F254 5 x 10 mm, pack of 200 | 1496 | 640.52
9130055 | DC plate Silica gel 60 F254 5 x 10 cm, pack of 25 | 1496 | 202.44
9130056 | DC plate Silica gel 60 F254 2,5 x 7,5 cm, pack of 100 | 1496 | 441.46
9130057 | DC plate Silica gel 60 F254 2,5 x 7,5 cm, pack of 500 | 1496 | 736.38
9130058 | DC-alu foil Silic gel 60 F254 20 x 20 cm, pack of 25 | 1496 | 310.1
9130059 | DC alu foil Silica gel 60 F254 5 x 10 cm, pack of 50 | 1496 | 184.84
9130060 | DC-alu foil Silica gel 60 F254 5 x 7,5 cm, pack of 20 | 1496 | 80.81
9130095 | Oil test paper for detection of oil in water size 20 x 70 mm,pack fo 100 | 1237 | 39.52
9130104 | Potassium iodide starch paper MN 816 N, 10 x 75 mm, booklet of 100 strips | 1237 | 15.91
9130112 | Litmus paper, blue 100 strips | 297 | 12.51
9130116 | Litmus paper, red 100 strips | 297 | 12.97
9130118 | Litmus paper, neutral 100 strips | 297 | 12.97
9130200 | Universal-Indicator paper pH 1 - 11 reel of 5 m | 296 | 16.48
9130203 | Universal-Indicator paper pH 1 - 11 refill pack with 3 reels | 296 | 29.81
9130210 | Universal-Indicator paper pH 1 - 14 reel of 5 m | 296 | 16.48
9130213 | Indicator paper,pH 1 - 14,refill-pack of 3 rolls | 296 | 28.73
9130305 | Universal indicator papers, pH 0.5 - 5.5, roll of 5 m | 296 | 19.78
9130306 | Indicator paper,pH 0,5 - 5,5,refill-pack of 3rolls | 296 | 31.82
9130325 | Universal indicator papers,in rolls,5,5-9 pH 90209 | 296 | 17.56
9130326 | Indicator paper,pH 5,5 - 9,0,refill-pack of 3rolls | 296 | 31.82
9130344 | DUOTEST indicatorpaper ph 1-12 | 296 | 20.85
9130347 | DUOTEST indicatorpaper ph 5,0-8,0 | 296 | 20.85
9130356 | DUOTEST indicatorpaper ph 1,0-4,3 | 296 | 20.85
9130359 | DUOTEST indicator paper ph 3,5-6,8 | 296 | 20.85
9130362 | DUOTEST indicatorpaper ph 7,0-10,0 | 296 | 20.85
9130363 | DUOTEST indicatorpaper ph 9,5-14,0 | 296 | 20.85
9130367 | Indicator paper Tritest 1-11 a roll of 5m, 10mm broadly | 297 | 23.48
9130368 | Indicator paper Tristest 1-11 refill packs contain 3 rolls | 297 | 36.15
9130377 | pH-Fix indicator sticks 3,1-8,3 pack of 100 | 298 | 20.6
9130379 | pH-Fix indicator strips, pH 0.0 - 14.0 PT packed in round plastic tube with snap cap pack of 100 | 297 | 21.63
9130380 | pH-Fix indicator strips, pH 2.0 - 9.0 pack of 100 | 298 | 20.6
9130381 | pH-Fix indicator strips, pH 0.0 - 14.0 pack of 100 | 297 | 18.46
9130382 | pH-Fix indicator strips, pH 0.0 - 6.0 pack of 100 | 297 | 22.86
9130383 | pH-Fix indicator strips, pH 4.5 - 10.0 pack of 100 | 298 | 20.6
9130384 | pH-Fix indicator strips, pH 7.0 - 14.0 pack of 100 | 297 | 21.63
9130385 | pH-Fix indicator strips, pH 0.3 - 2.3 pack of 100 | 298 | 20.6
9130386 | pH-Fix indicator strips, pH 1.7 - 3.8 pack of 100 | 298 | 20.6
9130387 | pH-Fix indicator strips, pH 3.6 - 6.1 pack of 100 | 298 | 20.6
9130388 | pH-Fix indicator strips, pH 5.1 - 7.2 pack of 100 | 298 | 20.6
9130389 | pH-Fix indicator strips, pH 6.0 - 7.7 pack of 100 | 298 | 20.6
9130390 | pH-Fix indicator strips, pH 7.5 - 9.5 pack of 100 | 298 | 20.6
9130391 | pH-Fix indicator strips, pH 7.9 - 9.8 pack of 100 | 298 | 20.6
9130392 | pH-Fix indicator strips, pH 6.0 - 10.0 pack of 100 | 298 | 20.6
9130393 | Test strips AQUADUR,for water hardness range steps: 3-5-10-15-20-25°d, pack of 100 | 1236 | 37.96
9130394 | Test strips AQUADUR,for water hardness range steps:3-4-7-14-21°d,pack of 100 | 1236 | 37.96
9130395 | AQUADUR test sticks gradation: <3 >5 >10 >15 >20 >25°dH bag of 5000 bulk packed | 1236 | 613.21
9130397 | AQUADUR test sticks gradation: <3 >5 >10 >15 >20 >25°dH test sticks single sealed pack of 1000 | 1236 | 330.42
9130398 | AQUADUR test sticks gradation: <3 >4 >7 >14 >21°dH | 1236 | 330.42
9130400 | AQUADUR®-test sticks 4-14 gradation: <(><<)>3 >4 >8,4 >14° dH pack of 100 | 1236 | 42.63
9130603 | PEHANON indicator paper 3,8-5,5 pack of 200 strips | 298 | 25.19
9130626 | PEHANON indicator paper pack of 200 strips, pH 6,0-8,1 | 298 | 25.19
9130651 | Indicator paper PH 1,0-2,8 pack of 200 "PEHANON" | 298 | 25.19
9130652 | Indicator paper "Pehanon" pack of 200 strips, pH 1,8-3,8 | 298 | 26.72
9130657 | PEHANON pH 1-12 jars with 200 stripes | 298 | 27.65
9139806 | Safety Waste Cap, V2.0, GL45 3x PFA-fitting 2,3/3,2 mm OD, 1x PFA-Blind plug + connector for exhaust | 1480 | 111.05
9139809 | Safety Waste Cap, V2.0, GL45 2x PFA-fitting 2,3/3,2 mm OD, 2x PFA-Blind plug, 1x 6,4 - 9 mm ID + connector for exhaust filter | 1480 | 122.59
9139868 | Safety Waste Cap S 60 / 61 2x2.3/3.2mm OD, 1x6.4mm ID (Leak) | 1480 | 151.47
9139870 | Safety Waste Cap S 90 / 91 4x2.3/3.2mm OD, 1x6.4mm ID (Leak) | 1480 | 178.31
9139882 | Thread adapter, PTFE GL45 - GL38 | 1481 | 99.57
9139883 | Thread adapter, PTFE GL45 - GL40 | 1481 | 99.57
9139889 | 8 port collector (8x3.2mm OD) for leak connector | 1482 | 111.05
9139890 | Blind screw, PFA pack of 10 | 1483 | 53.56
9139916 | Aspirator canisters,PC,with stopcock,cap.9 ltr. | 58 | 192.93
9139917 | Aspirator canisters,PC,with stopcock,cap.20 ltr. | 58 | 257.92
9139918 | Aspirator canisters,PE-HD,with stopcock,cap.9 ltr. | 58 | 149.26
9139919 | Aspirator canisters,PE-HD,with stopcock,cap.20 ltr | 58 | 178.04
9139925 | Rapid-action stopcock,PP | 58 | 38.42
9139926 | Rapid-action stopcoc,TFE Tefzel | 58 | 103.11
9139929 | LLG-Bottle (carboy) 5 ltr. narrow mouth,Ø 160mm x H 350mm, w/o stopcock, HDPE | 56 | 14.01
9139930 | LLG-Bottle (carboy) 10 ltr., narrow-mouth,Ø 210 x H 430mm, w/o stopcock, HDPE | 56 | 17.64
9139931 | LLG-Bottle (carboy) 25 ltr. narrow-mouth,Ø 270 x H 570mm, w/o stopcock, HDPE | 56 | 39.06
9139932 | LLG-Bottle (carboy) 50 ltr. narrow mouth,Ø 350 x H 690mm, w/o stopcock, HDPE | 56 | 59.69
9139933 | LLG-Bottle (carboy) 5 ltr., narrow mouth, Ø 160 x H 350mm, w. stopcock, HDPE | 56 | 17.2
9139934 | LLG-Bottle (carboy) 10 ltr. narrow mouth,Ø 210 x H 430mm, w.stopcock, HDPE | 56 | 21.01
9139935 | LLG-Bottle (carboy) 25 ltr. Ø 270 x H 570mm, w.stopcock, HDPE | 56 | 41.33
9139936 | LLG-Bottle (carboy) 50 ltr. narrow mouth,Ø 350 x H 690mm, w.stopcock, HDPE | 56 | 61.61
9139937 | LLG-Stopcock for bottles 5 - 50 ltr | 56 | 4.19
9139938 | LLG-Bottle (carboy) 5 ltr. wide mouth,Ø 170 x H 350mm, w/o stopcock, HDPE | 56 | 11.77
9139939 | LLG-Bottle (carboy) 10 ltr. wide mouth,Ø 210 x H 420mm, w/o stopcock, HDPE | 56 | 16.02
9139970 | Wide-neck canisters,PE,cap. 25 ltrs | 59 | 31.01
9139996 | Safety backup for 3 room saving canisters | 59 | 41.12
9139997 | Drain cock for canisters | 57 | 36.81
9139999 | Safety stay for space saving carboys | 59 | 35.03
9140000 | Stopcock LaboPlast® PA, 3/4" inernal/external, conductible | 60 | 43.02
9140001 | Space-saving canisters,PP,cap. 5 ltrs. without outlet, without stopcock | 59 | 46.54
9140002 | Space-saving canisters,PP,cap. 6 ltrs. with outlet,without stopcock | 59 | 49.34
9140003 | Stopcock compact | 60 | 24.25
9140004 | Jerrycan Set Compact consisting of: canister 5 Ltr. 9.140 002 + stopcock 9.140 003 | 59 | 62.45
9140011 | Jerrycan Set consisting of: canister 5 Ltr. 9.140 002 + stopcock 9.139 997 | 59 | 77.27
9140021 | Industrial jerrycan without closure 2 l, natural, without UN approval closure 9.140 040 | 61 | 4.76
9140022 | Industrial jerrycan without closure 2,5 l, natural, with UN approval closure 9.140 040 | 61 | 5.56
9140023 | Industrial jerrycan without closure 3 l, natural, with UN approval closure 9.140 040 | 61 | 7.13
9140025 | Industrial jerrycan without closure 5 l, natural, with UN approval closure 9.140 046 | 61 | 3.17
9140026 | Industrial jerrycan without closure 6 l, natural, without UN approval closure 9.140 040 | 61 | 9.27
9140027 | Industrial jerrycan without closure 8, l natural, without UN approval closure 9.140 040 | 61 | 13.08
9140030 | Industrial jerrycan without closure 10 l, natural, with UN approval closure 9.140 042 | 61 | 5.69
9140031 | Industrial jerrycan without closure 25 l, blue, UN approval closure see 9.140 043 | 61 | 29.6
9140032 | Industrial jerrycan without closure 20 l, blue, with UN approval closure 9.140 043 | 61 | 28.37
9140033 | Industrial jerrycan without closure 30 l, blue, with UN approval closure 9.140 043 | 61 | 44.33
9140037 | Industrial jerrycans without closure 20 l, natural, UN approval closure see 9.140 043 | 61 | 27.04
9140038 | Industrial jerrycan without closure 30 l, natural, with UN approval closure 9.140 043 | 61 | 41.33
9140098 | Carboys WK 20l, PE with welded stopcock | 60 | 116.61
9140099 | Carboys WK 25l, PE with weleded stopcock | 60 | 140.71
9140100 | Carboys WK 5l, PE with weleded stopcock | 60 | 78.13
9140101 | Carboys WK 10l, PE with weleded stopcock | 60 | 86.42
9140102 | Carboys WK 30l, PE with weleded stopcock | 60 | 144.7
9140103 | Carboys WK 60l, PE with weleded stopcock | 60 | 225.1
9140109 | Screw-caps GL 45, PP with 2 olives, 6-9 mm pack of 2 | 69 | 89.83
9140110 | PP screw cap GLS 80 suitable for laboratory bottle wide neck | 67 | 5.8
9140113 | Casseroles,porcelain,cap. 100 ml 63 mm | 107 | 41.09
9140114 | Casseroles,porcelain,cap. 140 ml 80 mm | 107 | 53.08
9140115 | Casseroles,porcelain,cap. 220 ml 100 mm | 107 | 63.36
9140116 | Casseroles,porcelain,cap. 400 ml 125 mm | 107 | 98.21
9140118 | Casseroles,porcelain,cap. 1300 ml 160 mm | 107 | 294.31
9140310 | Pear shape flask 50ml NS 29/32, Boro 3.3 | 620 | 13.8
9140311 | Pear shape flask 250ml NS 29/32, Boro 3.3 | 620 | 21.01
9140320 | Two-neck round flask 50 ml CN NS 14/23, SN NS 14/23 angled Boro 3.3 | 620 | 35.43
9140321 | Two-neck round flask 100 ml CN NS 14/23, SN NS 14/23 angled Boro 3.3 | 620 | 36.1
9140327 | Two-neck round flask 100 ml CN NS 24/29, SN NS 19,26 angled Boro 3.3 | 620 | 36.87
9140328 | Two-neck round flask 250 ml CN NS 24/29, SN NS 19,26 angled Boro 3.3 | 620 | 32.44
9140337 | Two-neck round flask 100 ml CN NS 29/32, SN NS 29/32 angled borosilicate glass 3.3 | 620 | 34.17
9140385 | Kjeldahl flask 100ml NS 19/26, borosilicate glass 3.3 | 619 | 14.85
9140386 | Kjeldahl flask 250ml NS 29/32, borosilicate glass 3.3 | 619 | 20.83
9140387 | Kjeldahl flask 500ml NS 29/32, borosilicate glass 3.3 | 619 | 31.1
9140388 | Kjeldahl flask 750ml NS 29/32, borosilicate glass 3.3 | 619 | 32.62
9140389 | Kjeldahl flask 1000ml NS 29/32, borosilicate glass 3.3 | 619 | 47.98
9140401 | Erlenmeyer flask 1000 ml, amber glass NS 29/32, borosilicate glass 3.3 | 624 | 70.27
9140411 | Dropping funnel 100 ml, cylindrical PTFE stopcock, NS 19/26, w/o. relief tube, graduated | 634 | 57.68
9140412 | Dropping funnel 250 ml, cylindrical PTFE stopcock, NS 29/32, w/o. relief tube, graduated | 634 | 72.52
9140413 | Dropping funnel 500 ml, cylindrical PTFE stopcock, NS 29/32, w/o. relief tube, graduated | 634 | 83.59
9140414 | Dropping funnel 1000 ml, cylindrical PTFE stopcock, NS 29/32, w/o. relief tube, graduated | 634 | 118.83
9140415 | Dropping funnel 50 ml, cylindrical PTFE stopcock, w. relief tube, graduated, Boro 3.3, DIN 12451 and DIN 12567 | 634 | 54.46
9140416 | Dropping funnel 1000 ml, cylindrical PTFE stopcock, w. relief tube, graduated, Boro 3.3, DIN 12451 and DIN 12567 | 634 | 118.83
9140783 | Comply autoclave tape, 19 mm x 55 m for drying sterilization (hot-air) | 165 | 29.32
9140784 | Indicator adhesive tabpe with steam indicator self-adhesive, for steam sterilisation, 19mm wide, 50m per roll | 1207 | 9.5
9140786 | Comply lead free sterelisation tape (vapor) 18 mm x 55 m | 165 | 12.62
9140789 | Indicator tape with steam indicator self-adhesive, for hot air sterilisation, 25mm wide, 50m per roll | 1207 | 11.87
9140790 | Indicator tape with steam indicator strong adhesive, to be used with fleece, blue, 19mm wide, 50m per roll | 1207 | 10.04
9140791 | Indicator tape with steam indicator strong adhesive, to be used with fleece, blue, 25mm wide, 50m per roll | 1207 | 12.05
9140813 | Adhesive packing tape,strong,brown,66 m x 50 mm | 165 | 5.28
9140814 | tesapack® 4124, 25mm x 66 mtr. packaging adhesive tape, transparent | 165 | 6.56
9140817 | tesapacker,for sealing boxes,width 50 mm | 165 | 33.57
9141014 | Erlenmeyer flasks,DURAN®,narrow neck,cap. 25 ml | 19 | 10.71
9141017 | Erlenmeyer flasks,DURAN®,narrow neck,cap. 50 ml | 19 | 10.94
9141024 | Erlenmeyer flasks,DURAN®,narrow neck,cap. 100 ml | 19 | 10.71
9141028 | Erlenmeyer flasks,DURAN®,narrow neck,cap. 125 ml | 19 | 10.3
9141032 | Erlenmeyer flasks,DURAN®,narrow neck,cap. 200 ml | 19 | 10.94
9141036 | Erlenmeyer flasks,DURAN®,narrow neck,cap. 250 ml | 19 | 10.66
9141039 | Erlenmeyer flasks,DURAN®,narrow neck,cap. 300 ml | 19 | 12.28
9141044 | Erlenmeyer flasks,DURAN®,narrow neck,cap. 500 ml | 19 | 14.47
9141053 | Erlenmeyer flask 800ml narrow-neck DURAN | 19 | 18.02
9141054 | Erlenmeyer flasks,DURAN®,narrow neck,cap. 1000 ml | 19 | 24.51
9141063 | Erlenmeyer flasks,DURAN®,narrow neck,cap. 2000 ml | 19 | 39.05
9141068 | Erlenmeyer flasks,DURAN®,narrow neck,cap. 3000 ml | 19 | 71.37
9141073 | Erlenmeyer flasks,DURAN®,narrow neck,cap. 5000 ml | 19 | 107.02
9141079 | Erlenmeyer flask 25ml narrow neck boro 3.3, pack of 10 | 19 | 55.82
9141080 | Erlenmeyer flask 50ml narrow neck boro 3.3, pack of 10 | 19 | 34.63
9141081 | Erlenmeyer flask 100ml narrow neck boro 3.3, pack of 10 | 19 | 26.78
9141082 | Erlenmeyer flasks 250ml narrow neck boro 3.3, pack of 10 | 19 | 35.45
9141083 | Erlenmeyer flasks 500ml narrow neck boro 3.3, pack of 10 | 19 | 37.72
9141084 | Erlenmeyer flasks 1000ml narrow neck boro 3.3, pack of 10 | 19 | 55.44
9141085 | Erlenmeyer flask 200ml narrow neck boro 3.3, pack of 10 | 19 | 36.67
9141086 | Erlenmeyer flasks 300ml narrow neck boro 3.3, pack of 10 | 19 | 32.69
9141091 | Round flask 50 ml, amber glass NS 29/32, Boro 3.3, DIN 12394 | 619 | 22.27
9141092 | Round flask 500 ml, amber glass NS 29/32, Boro 3.3, DIN 12394 | 619 | 41.33
9141093 | Round flask 1000 ml, amber glass NS 29/32, Boro 3.3, DIN 12394 | 619 | 67.09
9141100 | Erlenmeyer flask 100 ml Borosilicate glass 3.3, white graduated, with screw-cap GL32 | 20 | 20.34
9141101 | Erlenmeyer flask 250 ml Borosilicate glass 3.3, weiss graduated, with screw-cap GL32 | 20 | 22.89
9141102 | Erlenmeyer flask 1000 ml Borosilicate glass 3.3, white graudated, with screw-cap GL32 | 20 | 44.06
9141105 | Erlenmeyer flask 50 ml NS 14/23, Boro 3.3, white graduated, w/o stopper | 624 | 9.11
9141106 | Erlenmeyer flask 50 ml NS 19/26, Boro 3.3, white graduated, w/o stopper | 624 | 9.17
9141107 | Erlenmeyer flask 50 ml NS 29/32, Boro 3.3, white graduated, w/o stopper | 624 | 10.56
9141108 | Erlenmeyer flask 100 ml NS 14/23, Boro 3.3, white graduated, w/o stopper | 624 | 9.99
9141109 | Erlenmeyer flask 100 ml NS 29/32, Boro 3.3, white graduated, w/o stopper | 624 | 11.41
9141110 | Erlenmeyer flask 250 ml NS 29/32, Boro 3.3, white graduated, w/o stopper | 624 | 15.24
9141111 | Erlenmeyer flask 300 ml NS 29/32, Boro 3.3, white graduated, w/o stopper | 624 | 15.34
9141112 | Erlenmeyer flask 500 ml NS 29/32, Boro 3.3, white graduated, w/o stopper | 624 | 19.98
9141113 | Erlenmeyer flask 1000 ml NS 29/32, Boro 3.3, white graduated, w/o stopper | 624 | 31.59
9141114 | Erlenmeyer flasks,DURAN®,wide neck,cap. 25 ml | 20 | 10.71
9141117 | Erlenmeyer flasks,DURAN®,wide neck,cap. 50 ml | 20 | 10.84
9141124 | Erlenmeyer flasks,DURAN®,wide neck,cap. 100 ml | 20 | 10.99
9141132 | Erlenmeyer flasks,DURAN®,wide neck,cap. 200 ml | 20 | 10.92
9141136 | Erlenmeyer flasks,DURAN®,wide neck,cap. 250 ml | 20 | 11.54
9141139 | Erlenmeyer flasks,DURAN®,wide neck,cap. 300 ml | 20 | 13.31
9141144 | Erlenmeyer flasks,DURAN®,wide neck,cap. 500 ml | 20 | 15.14
9141154 | Erlenmeyer flasks,DURAN®,wide neck,cap. 1000 ml | 20 | 25.52
9141163 | Erlenmeyer flasks,DURAN®,wide neck,cap. 2000 ml | 20 | 38.07
9141169 | Fernbach flask 2800ml delong neck, pack of 2 | 1371 | 546.11
9141170 | Fernbach flask 2800ml with screw-cap, pack of 2 | 1371 | 608.2
9141171 | Flasks, baffled 250 ml 4 baffles, borosilicate glass, pack of 5 | 1371 | 158.09
9141172 | Flasks, baffled 500 ml 4 baffles, borosilicate glass, pack of 5 | 1371 | 170.9
9141173 | Flasks, baffled 1000 ml 4 baffles, borosilicate glass, pack of 2 | 1371 | 171.41
9141174 | Flasks, baffled 2000 ml 4 baffles, borosilicate glass | 1371 | 126.03
9141180 | Erlenmeyer flasks 50ml wide neck boro 3.3, pack of 10 | 19 | 38.98
9141181 | Erlenmeyer flasks 100ml wide neck boro 3.3, pack of 10 | 19 | 27.11
9141182 | Erlenmeyer flasks 250ml wide neck boro 3.3, pack of 10 | 19 | 32.23
9141183 | Erlenmeyer flasks 300ml wide neck boro 3.3, pack of 10 | 19 | 34.3
9141184 | Erlenmeyer flasks 500ml wie neck boro 3.3, pack of 10 | 19 | 36.04
9141185 | Erlenmeyer flasks 1000ml wide neck boro 3.3, pack of 10 | 19 | 58.78
9141186 | Erlenmeyer flasks, 25 ml, wide neck, boro 3.3, pack of 10 | 19 | 51.16
9141187 | Erlenmeyer flasks 200ml wide neck boro 3.3, pack of 10 | 19 | 34.7
9141224 | Erlenmeyer flasks,DURAN®,with screw cap, cap. 100 ml | 20 | 54.63
9141236 | Erlenmeyer flasks,DURAN®,with screw cap, cap. 250 ml | 20 | 52.6
9141244 | Erlenmeyer flasks,DURAN®,with screw cap, cap. 500 ml | 20 | 55.41
9141254 | Erlenmeyer flasks,DURAN®,with screw cap, cap. 1000 ml | 20 | 83.44
9141260 | Baffle flasks 250 ml GL 45, 4 bottom baffles, with membrane closure | 1371 | 35.31
9141261 | Baffle flask 500 ml GL 45, 4 bottom baffles, with membrane closure | 1371 | 39.71
9141263 | Baffle flasks 1000 ml GL 45, 4 bottom baffles, with membrane closure and | 1371 | 50.83
9141270 | Super Duty Erlenmeyer flask 25 ml Duran®, narrow neck, toolted border, 42x75 mm | 19 | 23.54
9141271 | Super Duty Erlenmeyer flask 50 ml Duran®, narrow neck, toolted border, 51x90 mm | 19 | 24.84
9141272 | Super Duty Erlenmeyer flask 100 ml Duran®, narrow neck, toolted border, 64x105 mm | 19 | 18.26
9141273 | Super Duty Erlenmeyer flask 250 ml Duran®, narrow neck, tooltes border, 85x145 mm | 19 | 15.94
9141274 | Super Duty Erlenmeyer flask 500 ml Duran®, narrow neck, toolted border, 105x180 mm | 19 | 18.95
9141275 | Super Duty Erlenmeyer flask 1000 ml Duran®, narrow neck, toolted border, 131x220 mm | 19 | 29.94
9141276 | Super Duty Erlenmeyer flask 2000 ml Duran®, narrow neck, tooled border, 166x280 mm | 19 | 46.84
9141277 | Super Duty Erlenmeyer flask 5000 ml Duran®, narrow neck, tooled border, 220x365 mm | 19 | 202.02
9141280 | Super Duty Erlenmeyer flask 100 ml Duran®, wide neck, tooled border, 64x105 mm | 20 | 15.5
9141281 | Super Duty Erlenmeyer flask 250 ml Duran®, wide neck, tooled border, 85x140 mm | 20 | 17.05
9141282 | Super Duty Erlenmeyer flask 500 ml Duran®, wide neck, tooled border, 105x175 mm | 20 | 20.29
9141283 | Super Duty Erlenmeyer flask 1000 ml Duran®, wide neck, tooled border, 131x220 mm | 20 | 32.03
9141304 | Erlenmeyer flask 500 ml PETG, sterile, plane bottom, with venting screw-cap, pack of 12 | 1346 | 205.97
9141305 | Erlenmeyer flask 1000 ml PETG, sterile, plane bottom, with venting screw-cap, pack of 6 | 1346 | 127.02
9141306 | Erlenmeyer flask 2000 ml PETG, sterile, plane bottom, with venting screw-cap, pack of 4 | 1346 | 125.33
9141307 | Erlenmeyer flask 2800 ml PETG, sterile, plane bottom, with venting screw-cap, pack of 4 | 1346 | 219.95
9141308 | Baffled flask 125 ml PETG, sterile, with venting screw-cap, pack of 24 | 1346 | 289.88
9141309 | Baffled flask 250 ml PETG, sterile, with venting screw-cap, pack of 12 | 1346 | 171.64
9141310 | Baffled flask 500 ml PETG, sterile, with venting screw-cap, pack of 12 | 1346 | 207.24
9141311 | Baffled flask 1000 ml PETG, sterile, w/ venting screw-cap, pack of 6 | 1346 | 128.43
9141312 | Baffled flask 2000 ml PETG, sterile, with venting screw-cap, pack of 4 | 1346 | 126.32
9141313 | Baffled flask 2800 ml PETG, sterile, with venting screw-cap, pack of 4 | 1346 | 219.95
9141417 | Round bottom flasks,DURAN®,narrow neck, cap. 50 ml | 21 | 13.62
9141424 | Round bottom flasks,DURAN®,narrow neck, cap. 100 ml | 21 | 14.11
9141436 | Round bottom flasks,DURAN®,narrow neck, cap. 250 ml | 21 | 16.5
9141444 | Round bottom flasks,DURAN®,narrow neck, cap. 500 ml | 21 | 22.35
9141454 | Round bottom flasks,DURAN®,narrow neck, cap. 1000 ml | 21 | 34.62
9141464 | Round bottom flasks,DURAN®,narrow neck, cap. 2000 ml | 21 | 63.33
9141468 | Round bottom flask DURAN 3000ml with bladed rim | 21 | 97.81
9141471 | Round bottom flasks,DURAN®,narrow neck, cap. 4000 ml | 21 | 139.35
9141473 | Round bottom flask, DURAN, narrow neck cap. 5000 ml | 21 | 155.81
9141477 | Round bottom flask, DURAN, narrow neck cap. 6000 ml, not acc.to ISO | 21 | 167.81
9141486 | Round bottom flask 10l DURAN, narrow neck | 21 | 288.84
9141491 | Round bottom flask, DURAN, 20000 ml, not acc.to ISO | 21 | 452.8
9141617 | Flat bottom flask, DURAN, narrow neck, cap. 50 ml | 22 | 18.26
9141624 | Flat bottom flasks 100 ml, DURAN narrow neck, with beaded rim | 22 | 14.11
9141636 | Flat bottom flasks,DURAN®,narrow neck, cap. 250 ml | 22 | 16.5
9141644 | Flat bottom flasks,DURAN®,narrow neck, cap. 500 ml | 22 | 22.35
9141654 | Flat bottom flasks,DURAN®,narrow neck, cap. 1000 ml | 22 | 32.98
9141664 | Flat bottom flasks,DURAN®,narrow neck, cap. 2000 ml | 22 | 50.49
9141668 | Flat bottom flasks, 3000 ml, DURAN narrow neck, with beaded rim | 22 | 97.81
9141671 | Flat bottom flasks,DURAN®,narrow neck, cap. 4000 ml | 22 | 139.35
9141673 | Flat bottom flasks,DURAN®,narrow neck, cap. 5000 ml | 22 | 156.67
9141676 | Flat bottom flasks,DURAN®,narrow neck, cap. 6000 ml | 22 | 167.81
9141686 | Flat bottom flasks,DURAN®,narrow neck, cap. 10000 ml | 22 | 281.76
9141724 | Flat bottom flasks 100 ml, DURAN wide neck with beaded rim | 22 | 15.81
9141736 | Flat bottom flasks,DURAN®,wide neck,cap. 250 ml | 22 | 15.96
9141744 | Flat bottom flasks,DURAN®,wide neck,cap. 500 ml | 22 | 21.83
9141754 | Flat bottom flasks,DURAN®,wide neck,cap. 1000 ml | 22 | 32.26
9141763 | Flat bottom flasks,DURAN®,wide neck,cap. 2000 ml with reinforced rim | 22 | 54.68
9141764 | Flat bottom flasks,DURAN®,wide neck,cap. 2000 ml | 22 | 51.07
9141817 | Kjeldahl flasks,DURAN®,cap. 50 ml | 22 | 27.7
9141824 | Kjeldahl flasks,DURAN®,cap. 100 ml | 22 | 28.89
9141836 | Kjeldahl flasks,DURAN®,cap. 250 ml | 22 | 34.64
9141844 | Kjeldahl flasks,DURAN®,cap. 500 ml | 22 | 38.4
9141851 | Kjeldahl flasks,DURAN®,cap. 750 ml | 22 | 44.98
9141854 | Kjeldahl flasks,DURAN®,cap. 1000 ml | 22 | 54.59
9141861 | Kjeldahl flask 100 ml socket NS 19/26 | 619 | 57.48
9142024 | Flat flange reaction vessel, DURAN, DN 60 without lid, cap.100 ml | 630 | 72.13
9142036 | Flat flange reaction vessel, DURAN, DN 60 without lid, cap.250 ml | 630 | 155.09
9142044 | Flat flange reaction vessel,DURAN, DN 100, without lid,cap. 740 ml | 630 | 93.44
9142054 | Flat flange reaction vessel,DURAN, DN 100, without lid,cap. 1000 ml | 630 | 211.99
9142063 | Flat flange reaction vessel,DURAN, DN 100, without lid,cap. 2000 ml | 630 | 247.12
9142071 | Flat flange reaction vessel,DURAN, DN 100, without lid,cap.4000 ml | 630 | 370.14
9142076 | Flat flange reaction vessel,DURAN, DN 100, without lid,cap. 6000 ml | 630 | 408.07
9142120 | Flat flange lids NW 100 NS 29, 2x NS 29 angled side necks | 631 | 374.62
9142122 | Flat flange lids NW 100 NS 29, 2xNS 29 angled, 1xNS 14 parallel | 631 | 440.34
9142123 | Flat flange lids NW 100 NS 29, 2x NS 29 angled, 2x NS 29 parallel | 631 | 531.03
9142128 | Flat flange lids NW 120 NS 29, 2xNS 29 angled side necks | 631 | 400.91
9142130 | Flat flange lids NW 120 NS 29, 2xNS 29 angled, 1xNS 14 parallel | 631 | 460.06
9142131 | Flat flange lids NW 120 NS 29, 2xNS 29 angled, 2xNS 29 parallel | 631 | 519.2
9142136 | Flat flange lids NW 150 NS 29, 2xNS 29 angled side necks | 631 | 420.62
9142138 | Flat flange lids NW 150 NS 29, 2xNS 29 angled, 1xNS 14 parallel | 631 | 479.77
9142139 | Flat flange lids NW 150 NS 29, 2xNS 29 angled, 2xNS 29 parallel | 631 | 538.93
9142141 | Flat flange lids NW 150 NS 45, 2xNS 29 parallel side necks | 631 | 433.77
9142142 | Flat flange lids NW 150 NS 45, 2x NS 29 angled, 1x NS 14 parallel | 631 | 492.92
9142246 | Flat flange lids,DN 100,center neck NS 29/32 side neck 3 x NS 29/32 angled | 630 | 361.74
9142251 | Flat flange lids, DN 120 4 necks, mn NS 29/32, sn 2x NS 29/32 | 630 | 369.47
9142257 | Flat flange lids,DN 150,center neck NS 29/32 side necks 3 x NS 29/32 vertical | 630 | 384.91
9142259 | Flat flange lids,DN 150,center neck NS 29/32 side necks 2 x NS 29/32 angled,1 x 14/23 vertical | 630 | 384.91
9142476 | Flat flange lids,DN 100,center neck NS 29/32 side necks 2 x NS 29/32 angled,1 x 14/23 vertical | 630 | 330.81
9142697 | Clamps for Stand Rods , LF 60 | 630 | 572.23
9142698 | Clamps for Stand Rods , LF 150 | 630 | 1064.76
9142699 | Clamps for Stand Rods , LF 100 | 630 | 572.23
9142726 | Reaction Vessels, Cylindrical, with Thermostatic Jacket , LF 60 Cap. 0,1 | 630 | 479.05
9142727 | Reaction Vessels, Cylindrical, with Thermostatic Jacket , LF 60 Cap. 0,25 | 630 | 489.92
9142728 | Reaction Vessels, Cylindrical, with Thermostatic Jacket , LF 60 Cap. 0,5 | 630 | 501.11
9142741 | Reaction Vessels, Cylindrical, with Thermostatic Jacket, LF 100 Cap. 0,5 Socket NS 14/23 | 630 | 631.16
9142742 | Reaction Vessels, Cylindrical, with Thermostatic Jacket, LF 100 Cap. 1 Socket NS 14/23 | 630 | 651.09
9142744 | Reaction Vessels, Cylindrical, with Thermostatic Jacket, LF 100 Cap. 2 Socket NS 29/32 | 630 | 694.85
9142747 | Reaction Vessels, Cylindrical, with Thermostatic Jacket, LF 100 Cap. 4 Socket NS 29/32 | 630 | 1194.9
9142754 | Reaction Vessels, Cylindrical, with Thermostatic Jacket, LF 150 Cap. 2 | 630 | 1159.19
9142757 | Reaction Vessels, Cylindrical, with Thermostatic Jacket, LF 150 Cap. 4 | 630 | 1264.2
9142759 | Reaction Vessels, Cylindrical, with Thermostatic Jacket, LF 150 Cap. 6 | 630 | 1519.1
9142766 | Reaction Vessels, Cylindrical, with Thermostatic Jacket and Withdrawal Valve , LF 60 Cap. 0,1 | 631 | 877.35
9142767 | Reaction Vessels, Cylindrical, with Thermostatic Jacket and Withdrawal Valve , LF 60 Cap. 0,25 | 631 | 883.77
9142768 | Reaction Vessels, Cylindrical, with Thermostatic Jacket and Withdrawal Valve , LF 60 Cap. 0,5 | 631 | 896.76
9142781 | Reaction Vessels, Cylindrical, with Thermostatic Jacket and Withdrawal Valve , LF 100 Cap. 0,5 | 631 | 1135.32
9142782 | Reaction Vessels, Cylindrical, with Thermostatic Jacket and Withdrawal Valve , LF 100 Cap. 1 | 631 | 1160.72
9142784 | Reaction Vessels, Cylindrical, with Thermostatic Jacket and Withdrawal Valve , LF 100 Cap. 2 | 631 | 1183.02
9142787 | Reaction Vessels, Cylindrical, with Thermostatic Jacket and Withdrawal Valve , LF 100 Cap. 4 | 631 | 1557.56
9142946 | Clamps , LF 100 | 631 | 122.94
9142951 | Quick-release clamps,st.steel,DN 120 | 631 | 114
9142957 | Clamps , LF 150 | 631 | 143.99
9142964 | Clamps , LF 200 | 631 | 153.31
9143015 | Flask rings,cork,height 30 mm,diam.150/210 mm | 23 | 12.46
9143035 | Flask rings,silicone elastomer,for 50 - 500 ml | 23 | 35.06
9143036 | Flask rings,silicone elastomer,for 500 - 2000 ml | 23 | 39.41
9143037 | Flask rings,silicone elastomer,for 2000 - 6000 ml | 23 | 74.42
9143040 | Round bottom flask holder 160 mm, PP for flasks 10 ml - 10000 ml | 23 | 13.78
9143090 | Transport baskets,st.steel wire,400x300x200 mm | 50 | 189.3
9143106 | Cork borers tube diam. 5 -11 mm nickel-plated brass, with handles clearing rod set of 6 | 32 | 51.05
9143109 | Cork borers tube diam. 5 - 15 mm nickel-plated brass, with handles clearing rod set of 9 | 32 | 83.03
9143112 | Cork borers tube diam. 5 -19 mm nickel-plated brass, with handles clearing rod set of 12 | 32 | 128.27
9143118 | Cork borers tube diam. 5 -26 mm nickel-plated brass, with handles clearing rod set of 18 | 32 | 195.39
9144024 | Crystallizing dishes,DURAN,with spout, cap. 20 ml,diam. 40 mm,height 25 mm | 105 | 14.57
9144032 | Crystallizing dishes,DURAN,with spout, cap. 40 ml,diam. 50 mm,height 30 mm | 105 | 14.68
9144034 | Crystallizing dishes,DURAN,with spout, cap. 60 ml,diam. 60 mm,height 35 mm | 105 | 15.21
9144038 | Crystallizing dishes,DURAN,with spout, cap. 100 ml,diam. 70 mm,height 40 mm | 105 | 16.96
9144041 | Crystallizing dishes,DURAN,with spout, cap. 150 ml,diam. 80 mm,height 45 mm | 105 | 18.69
9144044 | Crystallizing dishes,DURAN,with spout, cap. 300 ml,diam. 95 mm,height 55 mm | 105 | 19.88
9144049 | Crystallizing dishes,DURAN,with spout, cap. 500 ml, diam.115 mm,height 65 mm | 105 | 29.87
9144054 | Crystallizing dishes,DURAN,with spout, cap. 900 ml,diam. 140 mm, height 75 mm | 105 | 36.45
9144059 | Crystallizing dishes,DURAN,with spout, cap. 2000 ml,diam. 190 mm,height 90 mm | 105 | 93.44
9144063 | Crystallizing dishes,DURAN,with spout, cap. 3500 ml,diam. 230 mm,height 100 mm | 105 | 136.06
9144102 | Macro cuvette 100-OS, 2mm thickness optical special glass, 700 µl with glass cover plates | 1154 | 138.16
9144110 | Macro-cuvette 100-OS, 10mm thickness optical special glass, 3500 µl with cover of PTFE | 1154 | 96.94
9144120 | Macro-cuvette 100-OS, 20mm thickness optical special glass, 7000 µl with cover of PTFE | 1154 | 129.79
9144140 | Macro-cuvette 100-OS, 40mm thickness optical special glass, 14000 µl with cover of PTFE | 1154 | 178.39
9144150 | Macro-cuvette 100-OS, 50mm thickness optical special glass, 17500 µl with cover of PTFE | 1154 | 164.56
9144156 | Ultra micro cells 105.210-QS with PE-stopper, 10µl filling volume path length 10mm, 15mm centre height | 1153 | 831.27
9144157 | Ultra micro cells 105.210-QS with PE-stopper, 10µl filling volume path length 10mm, 8,5mm centre height | 1153 | 831.27
9144201 | Macro-cuvette 100-QS, 1mm thickness quartz glass SUPRASIL®, 350 µl with glass cover plates | 1154 | 178.39
9144202 | Macro-cuvette 100-QS, 2mm thickness quartzglass SUPRASIL®, 700 µl with glass cover plates | 1154 | 178.39
9144205 | Macro cuvette 100-QS, 5mm thickness quartz glass SUPRASIL®, 1750 µl with cover of PTFE | 1154 | 179.78
9144210 | Macro-cuvette 100-QS, 10mm thickness quartz glass SUPRASIL®, 3500 µl with cover of PTFE | 1154 | 135.54
9144220 | Macro-cuvette 100-QS, 20mm thickness quartz glass SUPRASIL®, 7000 µl with cover of PTFE | 1154 | 201.9
9144240 | Cell 100-Q.S. 40mm thickness quartz glass SUPRASIL®, 14000 µl with cover of PTFE | 1154 | 269.68
9144250 | Macro-cuvette 100-QS, 50mm thickness quartz glass SUPRASIL®, 17500 µl with cover of PTFE | 1154 | 279.56
9144300 | Macro-cuvette 6030-OG, 10mm thickness optical glass, 3500 µl with cover of PTFE | 1152 | 71.91
9144301 | Macro-cuvette 6030-UV, 10mm thickness quartz glass HERASIL®, 3500 µl without lid | 1152 | 128.85
9144302 | Macro-cuvette 6030-OG, 20mm thickness optical glass, 7000 µl without lid | 1152 | 114.52
9144340 | Macro cuvette 6030-OG, 40mm thickness | 1152 | 138.94
9144350 | Macro-cuvette 6030-OG, 50mm thickness optical glass, 17500 µl without lid | 1152 | 149.63
9144360 | Cuvette 6040-OG, 10mm thickness optical glass | 1152 | 104.28
9144361 | Cuvette 6040-UV, 10mm thickness quartz glass SUPRASIL® | 1152 | 146.58
9144372 | Standard-cuvette 114 B, 10mm thickness black, quartz glass, SUPRASIL® | 1153 | 485.08
9144385 | Micro cuvette 115 B-QS, 10mm thickness quartz glass SUPRASIL® | 1153 | 485.08
9144390 | Ultra-micro-cuvette 3 x 3 mm 8.5 mm CH, quartz glass SUPRASIL® with PE-stopper 011.103 | 1155 | 675.28
9144391 | Fluoresence cuvettes 3x3mm centre height 15mm | 1155 | 675.28
9144460 | Half-micro-cuvette 104-QS, 10mm thickness quartz glass SUPRASIL®, 1400 µl with cover of PTFE | 1153 | 189.46
9144465 | Half-micro-cuvette 104-QS, 50mm thickness quartz glass SUPRASIL®, 7000 µl with cover of PTFE | 1153 | 372.74
9144490 | Half-micro-cuvette 104B-QS, 10mm thickness quartz glass SUPRASIL®, 1400 µl with cover of PTFE | 1153 | 308.92
9144601 | Macro-cuvette 110-QS, 1mm thickness quartz glass SUPRASIL®, 350 µl with PTFE-stopper | 1154 | 273.82
9144602 | Macro-cuvette 110-QS, 2mm thickness quartz glass SUPRASIL®, 700 µl with PTFE-stopper | 1154 | 269.68
9144605 | Macro-cuvette 110-QS, 5mm thickness quartz glass SUPRASIL®, 1750 µl with PTFE-stopper | 1154 | 240.63
9144610 | Macro-cuvette 110-QS, 10mm thickness quartz glass SUPRASIL®, 3500 µl with cover of PTFE | 1154 | 233.7
9144620 | Macro-cuvette 110-QS, 20mm thickness quartz glass SUPRASIL®, 7000 µl with PTFE-stopper | 1154 | 278.29
9144640 | Macro-cuvette 110-QS, 40mm thickness quartz glass SUPRASIL®, 14000 µl with 2 PTFE-stopper | 1154 | 379.13
9144660 | Flow-through cuvettes 0.1mm silica, SUPRASIL®, 6.2µl | 1156 | 1022.72
9144662 | Flow-through cuvette 0.5mm thickness silica, SUPRASIL®, 31 µl | 1156 | 1022.72
9144663 | Flow-through cuvette, 2.0 mm SUPRASIL® silica, 124 µl | 1156 | 758.4
9144664 | Flow-through cuvettes 1.0mm silica, SUPRASIL®, 62µl | 1156 | 758.4
9144666 | Flow-through cuvette 10 mm, 8.5 mm CH quartz glass SUPRASIL® with 2 screw connections M 6 x 1 and FEP tubes, 390 µl | 1156 | 643.37
9144667 | Flow-through cuvette 10 mm, 15 mm CH quartz glass SUPRASIL® with 2 screw connections M 6 x 1 and FEP tubes, 390 µl | 1156 | 643.37
9144730 | Half-micro-cuvette 114-QS, 10mm thickness quartz glass SUPRASIL®, 1400 µl, PTFE stopper | 1153 | 262.96
9144750 | Micro cuvettes with lid 10mm path length, 2mm internal width special optical glass | 1152 | 131.75
9144751 | Micro-cuvette 104.002-QS, 10mm thickness quartz glass SUPRASIL®, 700 µl with cover of PTFE | 1153 | 233.7
9144756 | Micro-cuvette 104.002B-QS, 10mm thickness quartz glass SUPRASIL®, 700 µl with cover of PTFE | 1153 | 356.15
9144758 | Micro-cuvette 115 QS, 10mm thickness quartz glass SUPRASIL®, 400 µl with cover of PTFE | 1153 | 257.85
9144761 | Cuvette 101-QS, 10x10 mm thickness quartz glass | 1155 | 239.24
9144771 | Macro-cuvette 111-QS, 10x10mm thickness quartz glass SUPRASIL® 3500 µl with PTFE-stopper | 1155 | 294.88
9144801 | Micro-cuvette 104.002F-QS, 10x2mm thickness quartz glass SUPRASIL®, 700 µl with cover of PTFE | 1155 | 450.61
9145020 | Cuvet stand, PP, grey PLASTIBRAND, 16 places, 210x70x38 mm | 1160 | 19.16
9148100 | Laboratory trolley Clax, with folding box 46l | 271 | 254.15
9148101 | LLG-Transport trolley SW 8 x 5-2 chrome-nickel-steel, 2 shelves 900x600x950 mm | 270 | 348.44
9148104 | LLG-Transport trolley SW 8 x 5-3 chrome-nickel steel, 3 shelves 900x600x950 mm | 270 | 416.15
9148300 | Tank trolley 4 castors, 750x500x720 mm for tanks 85 or 100 liters | 271 | 255.08
9148301 | Tank 85 liters PE, red, 765x540x350 mm | 271 | 125.7
9148302 | Tank 100 liters PE, white, tapered, 900x540x400 mm | 271 | 144.35
9148303 | Steel bottle cart KKR-832/01 for 1 bottle 33 ltr., full rubber wheel Ø 200mm, powder coated black-silver | 294 | 358.37
9148304 | Steel bottle cart KKR-820/01 for 1 bottle 10-40 ltr., full rubber wheel Ø 200mm, powder coated black-silver | 294 | 276.27
9149842 | Grindometer FM2/25, 2 N., 0-25 µm | 593 | 661.69
9149843 | Grindometer FM 2/50, 0-50 µm | 593 | 661.69
9149844 | Grindometer FM2/100, 2 N., 0-100 µm | 593 | 661.69
9149860 | Viscosity cup,DIN 53211,Aluminium,without jet | 432 | 257.82
9149862 | Viscosity cup,DIN 53211,Aluminium,with 4 mm jet | 432 | 232.63
9149872 | Orifices for viscosity cups,DIN 53211, 2 mm | 432 | 53.99
9149873 | Orifices for viscosity cups,DIN 53211, 3 mm | 432 | 53.99
9149874 | Orifices for viscosity cups,DIN 53211, 4 mm | 432 | 53.99
9149875 | Orifices for viscosity cups,DIN 53211, 5 mm | 432 | 53.99
9149876 | Orifices for viscosity cups,DIN 53211, 6 mm | 432 | 49.08
9149877 | Orifices for viscosity cups,DIN 53211, 6 mm | 432 | 50.7
9149878 | Orifices for viscosity cups,DIN 53211, 8 mm | 432 | 53.99
9149881 | Ring stand,stainless steel,for viscosity cup | 432 | 129.22
9149884 | Triangle stand S 40 B, with level indicator, stainless steel | 432 | 285.85
9149894 | Dipping flow cups TA aluminum with 4 mm nozzles | 432 | 211.88
9149898 | Dipping flow cup with 4 mm brass flow nozzle "Original FRIKMAR" | 432 | 101.34
9149902 | LAB rings, lead, C-shape, PVC-coated,inner diam.42 mm | 23 | 45.06
9149905 | LAB rings,lead,PVC-coated,inner diam.51 mm C-shape | 23 | 51.37
9149906 | LAB rings, lead, C-shape, PVC-coated,inner diam.54 mm | 23 | 58.84
9149907 | LAB rings,lead,PVC-coated,inner diam.66 mm C-shape | 23 | 60.72
9150012 | Chemical spoon 120 mm 18/10 steel, double spoon 30x22 mm und 23x17 mm | 115 | 8.11
9150015 | Chemical spoon 150 mm 18/10 steel, double spoon 30x22 mm und 23x17 mm | 115 | 8.37
9150018 | Chemical spoon 180 mm 18/10 steel, double spoon 40x29 mm und 30x22 mm | 115 | 8.86
9150021 | Chemical spoon 210 mm 18/10 steel, double spoon 40x29 mm und 30x22 mm | 115 | 9.89
9150025 | Chemical spoon 250 mm 18/10 steel, double spoon 48x29 mm und 40x29 mm | 115 | 11.33
9150030 | Chemical spoon 300 mm 18/10 steel, double spoon 48x29 mm und 40x29 mm | 115 | 12
9150050 | Spoon (open),st.steel,conical shaft,length 200 mm | 117 | 8.94
9150060 | Spoon,st.steel,narrow shape,length 150 mm | 115 | 2.94
9150070 | Multi-purpose spoons,sts.steel,length 150 mm | 117 | 8.98
9150071 | Multi-purpose spoons,sts.steel,length 180 mm | 117 | 9.7
9150072 | Multi-purpose spoons,sts.steel,length 210 mm | 117 | 9.86
9150073 | LLG-Multi purpose spoon 250mm right handed user, stainless steel spoon 15x35mm | 116 | 9.27
9150074 | LLG-Multi purpose spoon 300mm right handed user, stainless steel spoon 15x35mm | 116 | 10.15
9150080 | LLG-Multi purpose spoon 150mm left handed user, stainless steel spoon 15x35mm | 116 | 7.98
9150081 | LLG-Multi purpose spoon 180mm left handet user, stainless steel spoon 15x35mm | 116 | 8.37
9150082 | LLG-Multi purpose spoon 210mm left handed user, stainless steel spoon 15x35mm | 116 | 8.57
9150213 | Spoon standard 135 mm, 18/8 steel | 115 | 4.05
9150218 | Spoon standard 180 mm 18/8 steel | 115 | 6.72
9150221 | Spoon standard 210 mm 18/8 steel | 115 | 7.06
9150226 | Spoon standard 280 mm, 18/8 steel | 115 | 26.98
9150312 | Chemical spoon 120 mm 18/10 steel | 117 | 4.05
9150315 | Chemical spoon 150 mm 18/10 steel | 117 | 4.58
9150318 | Chemical spoon 180 mm 18/10 steel | 117 | 5.44
9150321 | Chemical spoon 210 mm 18/10 steel | 117 | 6.33
9150325 | Chemical spoon 250 mm 18/10 steel | 117 | 10.12
9150330 | Chemical spoon 300 mm 18/10 steel | 117 | 12.77
9150565 | Microspoon spatula 150 mm type 1 spoon shape, 18/10 steel | 117 | 5.05
9150570 | Microspoon spatula 200 mm type 1 spoon shape, 18/10 steel | 117 | 6.46
9150610 | Deflagrating spoon,steel,diam. 16 mm,length 450 mm | 116 | 4.53
9150620 | Laboratory spoon 170 mm 18/10 steel | 117 | 3.86
9150643 | BEL-ART-Sampling spoons, cap. 1.23 ml PP, length 180 mm | 120 | 3.4
9150644 | BEL-ART-Sampling spoons, cap. 2.46 ml PP, length 180 mm | 120 | 3.96
9150645 | BEL-ART-Sampling spoons, cap. 4.93 ml PP, length 180 mm | 120 | 3.4
9150646 | BEL-ART-Sampling spoons, cap. 14.79 ml PP, length 180 mm | 120 | 3.4
9150665 | Ladle 70 mm dia., 18/10 steel 90 ml, flat handle | 116 | 23.84
9150685 | Ladle 90 mm dia., 18/10 steel 200 ml, flat handle | 116 | 28.86
9150700 | Ladle 100 mm dia., 18/10 steel 220 ml, flat handle | 116 | 32.84
9150703 | Ladle 140 mm dia., 18/10 steel 600 ml, flat handle | 116 | 51.95
9150704 | Ladle 160 mm dia., 18/10 steel 1000 ml, flat handle | 116 | 98.26
9150705 | Ladle 180 mm dia., 18/10 steel 1400 ml, flat handle | 116 | 128.08
9150717 | Wire ganzes, stainless steel 115x115mm, mesh 0,6x2mm | 145 | 6.26
9150718 | Wire ganzes, stainless steel 135x135mm, mesh 0,6x2mm | 145 | 7.19
9150719 | Wire ganzes, stainless steel 155x155mm, mesh 0,6x2mm | 145 | 8.08
9150720 | Wire ganzes, stainless steel 175x175mm, mesh 0,6x2mm | 145 | 9.4
9150721 | Wire ganzes, stainless steel 195x195mm, 0,6x2mm | 145 | 10.27
9150722 | Instrument box 18/10 steel 170x110x20mm | 108 | 29.02
9150723 | Insturment boy 18/10 steel 200x120x20mm | 108 | 27.49
9150724 | Instrument box 18/10 steel 220x140x28mm | 108 | 30.06
9150726 | Instrument box 18/10 steel 240x180x30mm | 108 | 33.65
9150727 | Instrument box 18/10 steel 260x180x30mm | 108 | 37.79
9150728 | Instrument box 18/10 steel 280x180x30mm | 108 | 43.21
9150729 | Instrumet boxes 18/10 310x210x40mm | 108 | 54.82
9150730 | Instrument box 18/10 steel 350x250x40 mm | 108 | 75.88
9150732 | Instrument box 18/10 steel 420x280x50mm | 108 | 107.21
9150733 | Instrument box 18/10 steel 520x340x50 mm | 108 | 160.98
9150800 | LLG-Spatula - double end - curved - 150 mm stainless steel | 116 | 7.88
9150801 | LLG-Spatula - double end - curved - 180 mm stainless steel spoon: 15 x 35 mm | 116 | 9.34
9150802 | LLG-Spatula, double end, 210 mm stainless steel, curved, 15x35mm | 116 | 10.17
9150810 | LLG-Macro spoon spatula 150 mm 18/10 steel | 116 | 4.79
9150811 | LLG-Macro spoon spatula 180 mm 18/10 steel | 116 | 5.41
9150812 | LLG-Macro spoon spatula 210 mm 18/10 steel | 116 | 6.28
9150815 | Double ended spatula 150 mm type chattaway, 18/10 steel | 119 | 3.47
9150816 | Double ended spatula 180 mm type chattaway, 18/10 steel | 119 | 3.6
9150817 | Double ended spatula 210 mm type chattaway, 18/10 steel | 119 | 4.06
9150820 | Micro spoon spatula, 150 mm flat and spoon end, 18/10 steel | 118 | 3.94
9151040 | Magnifying lens, achromatic 10x, 15 mm Ø | 1095 | 91.65
9151050 | Magnifying lens, achromatic 20x, 17 mm Ø | 1095 | 114.49
9151051 | Magnifying lens 8x, 21mmØ | 1095 | 61.42
9151052 | Magnifying lens 10x, 21mmØ | 1095 | 62.34
9151053 | Magnifying lens 12x, 15mmØ | 1095 | 63.3
9151055 | Precision folding magnifiers,23 mm, achromatic,magnif.:3x + 6x | 1095 | 105.06
9151107 | Measuring magnifiers,achromatic,23 mm diam., magnification: 7x | 1095 | 119.03
9151108 | Measuring magnifiers,achromatic,23 mm diam., magnification: 10x | 1095 | 120.82
9151155 | Precision folding magnifiers,diam. 23 mm, aplanatic,magnification: 10x | 1095 | 61.42
9151181 | Illuminated magnifying "mobilux LED" 7,0x magn., 35 mm Ø illumination: lamp | 1094 | 75.58
9151182 | Illuminated magnifying "mobilux LED" 10,0x magn., 35 mm Ø illumination: lamp | 1094 | 79.72
9151423 | Thread counters,brass,height 23 mm, field 10x10 mm,magnification: 12x | 1095 | 31.1
9151427 | Thread counters,brass,height 27 mm, field 15x15 mm,magnification: 10x | 1095 | 30.83
9151433 | Thread counters,brass,height 33 mm, field 20x20 mm,magnification: 8x | 1095 | 31.98
9151442 | Thread counters,brass,height 42 mm, field 25x25 mm,magnification: 6x | 1095 | 41.5
9151453 | Thread counters,brass,height 53 mm, field 30x30 mm,magnification: 5x | 1095 | 54.66
9151680 | Magnifying glasses,plastic,Bi-convex, diam. 65 mm,magnification: 3x | 1094 | 42.52
9151682 | Magnifying glasses,plastic,Bi-convex, diam. 80 mm,magnification: 2.5x | 1094 | 49.32
9151688 | Magnifying glasses,plastic,Bi-convex, 80 x 40 mm,magnification: 2,5x | 1094 | 62.54
9151817 | Bifocal magnifier "LUX-50" 2,5-5x, Ø 50mm, with light with batteries | 1094 | 4.19
9151851 | Set of 10slides lizards, birds and snakes | 1119 | 22.22
9151852 | Set of 10 slides animal reproduction | 1119 | 22.22
9151854 | Set of 10 slides bacteria and simple organisms | 1119 | 22.22
9151856 | Set of 10 slides plants reproduction | 1119 | 22.22
9151857 | Set of 10 slides structure of vegetables | 1119 | 22.22
9151858 | Set of 10 slides cell reproduction and development | 1119 | 22.22
9151859 | Set of 10 slides the world of a drop of water | 1119 | 22.22
9151860 | Set of 10 slides human tissues 1st series | 1119 | 22.22
9151861 | Set of 10 slides human tissues 2nd series | 1119 | 22.22
9151862 | Set of 10 slides patological human tissues 1st series | 1119 | 22.22
9151863 | Set of 10 slides patological human tissues 2nd part | 1119 | 22.22
9151864 | Set of 10 slides animal and man parassites | 1119 | 22.22
9151866 | Set of 10 slides life in the ground | 1119 | 22.22
9151868 | Set of 10 slides animals and plants environment | 1119 | 22.22
9151869 | Set of 10 slides set for teaching sciences | 1119 | 22.22
9151870 | Set of 10 slides set for teaching biology 1st series | 1119 | 22.22
9151871 | Set of 10 slides set for teaching biology 2nd series | 1119 | 22.22
9152109 | Magnesia troughs,size 100 x 9 mm,pack of 100 | 114 | 66.08
9152125 | Magnesia rods,pack of 100 | 114 | 50.51
9156027 | Cutter,with clip,with 13 break-off knife edges M 9 | 129 | 4.99
9156030 | Spare blades CB 9 pack of 10 | 129 | 10.94
9156110 | Razor blades,pack of 5 | 129 | 3.04
9156233 | LED flashlight Lumatic Spot 115 x 34 mm | 132 | 20.47
9160004 | Smal chemist set 5 pieces | 125 | 50.53
9160010 | Large chemist set 9 pieces | 125 | 104.81
9160020 | Dissecting needle holders,Kolle | 1402 | 24.01
9160022 | Dissecting needle holders,Aluminium/plastic | 1402 | 25.13
9160025 | Dissecting needle holders,Aluminium handle | 1402 | 17.12
9160030 | Dissecting needles,CrNi-steel,length 50 mm pointed,straight | 1402 | 3.47
9160035 | Dissecting needles,CrNi-steel,length 50 mm pointed,curved | 1402 | 3.47
9160036 | Semi lancet, 50 mm pack of 10 | 1402 | 34.69
9160037 | Spatula, 50 mm pack of 10 | 1402 | 31.96
9160040 | Dissecting needles,CrNi-steel,length 50 mm lancet-shape | 1402 | 3.79
9160041 | LLG-Inoculation loop, PS, sterile one end needle / one end loop 1 µl 10 pack of 10 | 1368 | 13.93
9160042 | LLG-Inoculation loop, PS, sterile one end needle / one end loop 10 µl 10 pack of 10 | 1368 | 13
9160043 | LLG-Inoculation loop, PS, sterile one end loop 1 µl / one end loop 10 µl 10 pack of 10 | 1368 | 14.55
9160050 | Loops,Pt/Ir,0,5 mm thick,diam. 3 mm | 1370 | 72.15
9160052 | Loops,Pt/Ir,0,5 mm thick,diam. 2 mm | 1370 | 72.15
9160053 | Loops,Pt/Ir,0,5 mm thick,diam. 3 mm fused into a glass rod | 1370 | 79.75
9160054 | Loops, platinium-iridium 90/10 Loop 2mmØ fused into glass rod | 1370 | 79.75
9160055 | Loops,CrNi-steel,length 50 mm,diam. 4,0 mm | 1369 | 3.34
9160056 | Inoculationsloops 2,0mm, Wironit 1/4452-0 | 1369 | 3.34
9160057 | Loops,CrNi-steel,length 50 mm,diam. 1,5 mm | 1369 | 3.34
9160058 | Loops,CrNi-steel,length 50 mm,diam. 2,5 mm | 1369 | 3.34
9160061 | Loops,CrNi-steel,length 60 mm,diam. 1,5 mm | 1369 | 3.34
9160062 | Loops,CrNi-steel,length 60 mm,diam. 2,5 mm | 1369 | 3.34
9160063 | Loops,CrNi-steel,length 60 mm,diam. 4,0 mm | 1369 | 3.34
9160070 | Dissecting needles,length 140 mm,plastic handle pointed,straight | 1402 | 9.57
9160072 | Dissecting needles,length 140 mm,plastic handle pointed,curved | 1402 | 10.06
9160075 | Dissecting needles,length 140 mm,plastic handle lancet-shape | 1402 | 11.35
9160090 | Dissecting needles,length 140 mm,metal handle pointed,straight | 1402 | 20.94
9160092 | Dissecting needles,length 140 mm,metal handle pointed,curved | 1402 | 24.82
9160095 | Dissecting needles,length 140 mm,metal handle lancet-shape | 1402 | 30
9160120 | Forceps, sharp/bent 105 mm 18/10 steel | 133 | 6.82
9160121 | Forceps, sharp/bent 115 mm 18/10 steel | 133 | 6.93
9160123 | Forceps, sharp/bent 130 mm 18/10 steel | 133 | 7.26
9160124 | Tweezers Set, high precision anti-magnetic and anti acid stainless steel, hard/foam wallet, cons. of 5 tweezers incl. case | 137 | 167.33
9160130 | Precision forceps, extra sharp 105 mm 18/10 steel, straight | 134 | 11.18
9160131 | Membrane tweezers 115 mm type 33A.SA, flat, round tip, anti-magnetic, anti-acid, stainless steel | 134 | 26.28
9160135 | Precision forceps, extra sharp 105 mm 18/10 steel, bended | 134 | 12.51
9160200 | Set for students, 7-pieces in plastic case | 1403 | 66.72
9160205 | Cover glass forceps, 105 mm 18/10 steel, straight | 135 | 10.12
9160210 | Cover glass forceps, 105 mm 18/10 steel, curved | 135 | 8.52
9160270 | LLG-Descprotect sheets 460x570mm 140 g/m², pack of 50 | 190 | 47.17
9160271 | LLG-Descprotect roll 400mm x 50m 140 g/m² | 190 | 96.29
9160380 | LLG-Forceps for cover slips, self-locking 105mm, straight, stainless steel 4301 | 134 | 5.81
9160381 | LLG-Forceps for cover slips, self-locking 105mm, curved, stainless steel 4301 | 134 | 5.97
9160386 | LLG-Forceps for cover slips, curved type Kühne, 115mm, stainless steel 4301 | 135 | 6.72
9160387 | LLG-Forceps for cover slips, curved type Kühne, 130mm, stainless steel 4301 | 135 | 6.72
9160388 | LLG-Forceps for coverslips, curved type Kühne, 145mm, stainless steel 4301 | 135 | 6.98
9160391 | LLG-Forceps for cover slips, straight type Kühne, 115mm, stainless steel 4301 | 135 | 6.36
9160392 | LLG-Forceps for cover slips, straight type Kühne, 130mm, stainless steel 4301 | 135 | 6.93
9160393 | LLG-Forceps for cover slips, straight type Kühne, 145mm, stainless steel 4301 | 135 | 7.08
9160394 | LLG-Forceps assortment, 4-parts chromium-nickel steel 1.4301, in synthetic leather bag | 137 | 29.38
9160602 | Surgical cutter 140 mm Joseph, straight, acuate/acuate | 127 | 83.74
9160603 | Surgical cutter 140 mm Joseph, curved, acuate/acuate | 127 | 85.77
9160651 | Universal scissors, 140 mm | 126 | 2.5
9160652 | Universal scissors, 160 mm, acuate | 126 | 2.91
9160653 | Universal scissors, 210 mm | 126 | 3.45
9160654 | Universal scissors, 255 mm | 126 | 4.76
9160656 | LLG-Allround Cutter 18mm | 128 | 6.54
9160657 | LLG-Allround Cutter 9mm | 128 | 4.22
9160658 | LLG-Replacment blade for Allround Cutter 18mm pack of 10 | 128 | 3.81
9160659 | LLG-Replacement blade for Allround Cutter 9mm pack of 10 | 128 | 3.17
9160702 | Pt/Ir-wire,diam. 0,2 mm,p.cm | 1370 | 4.19
9160703 | Pt/Ir-wire,diam. 0,3 mm,p.cm | 1370 | 8.01
9160704 | Pt/Ir-wire,diam. 0,4 mm,p.cm | 1370 | 12.8
9160705 | Pt/Ir-wire,diam. 0,5 mm,p.cm | 1370 | 13.39
9160706 | Pt/Ir-wire,diam. 0,6 mm,p.cm | 1370 | 18.2
9160708 | Pt/Ir-wire,diam. 0,8 mm,p.cm | 1370 | 29.66
9160710 | Pt/Ir-wire,diam. 1,0 mm,p.cm | 1370 | 39.19
9160899 | Mounting medium Histofluid® 500ml | 1405 | 57.06
9161000 | LLG-Slide dispenser for 72 slides | 1117 | 29.84
9161015 | Cover glasses, size 15 x 15 mm pure white, thickn. 0.13-0.16 mm pack of 200 | 1118 | 4.79
9161020 | Cover glasses, size 20 x 20 mm pure white, thickn. 0.13-0.16 mm pack of 200 | 1118 | 5.81
9161021 | Cover slips, size 21 x 26 mm pure white, thickn. 0.13-0.16 mm pack of 100 | 1118 | 4.06
9161022 | Cover glasses, size 22 x 22 mm pure white, thickn. 0.13-0.16 mm pack of 200 | 1118 | 6.39
9161024 | Cover glasses, size 24 x 24 mm pure white, thickn. 0.13-0.16 mm pack of 200 | 1118 | 7.88
9161032 | Cover glasses, size 24 x 32 mm pure white, thickn. 0.13-0.16 mm pack of 100 | 1118 | 5.18
9161040 | Cover glasses, size 24 x 40 mm pure white, thickn. 0.13-0.16 mm pack of 100 | 1118 | 6.41
9161050 | Cover glasses, size 24 x 50 mm pure white, thickn. 0.13-0.16 mm pack of 100 | 1118 | 7.26
9161060 | Cover glasses, 24x60 mm, pure white, thickn. 0.13-0.16 mm, pack of 100 | 1118 | 8.37
9161061 | Cover slips, 15 mm Ø, strength 1 round, 0.13-0.16 mm, pack of 100 | 1118 | 10.86
9161062 | Cover slips, round, pure white 0,13-0,16 mm thick, diam. 18 mm pack of 100 | 1118 | 9.27
9161063 | Cover slips, 10 mm Ø, strength 1 round, 0.13-0.16 mm, pack of 100 | 1118 | 11.31
9161064 | Cover slips, round, pure white 0,13-0,16 mm thick, diam. 12 mm pack of 100 | 1118 | 10.86
9161065 | Cover slips, round, pure white 0,13-0,16 mm thick, diam. 13 mm pack of 100 | 1118 | 10.86
9161066 | Cover slips, round, pure white 0,13-0,16 mm thick, diam. 14 mm pack of 100 | 1118 | 10.86
9161080 | Counting chamber acc. to Thoma, CE double ruling | 1114 | 48.29
9161098 | Counting chamber acc. to Fuchs-Rosenthal, CE double ruling | 1114 | 48.29
9161110 | Microscope slides,76x26 mm,extra white, cut edges, pack of 50 | 1116 | 3.27
9161120 | Microscope slides,76x26mm,extra white, ground edges 45°, pack of 50 | 1116 | 5.28
9161145 | Microscope slides,76x26 mm,extra white, cut edges, with frosted end, pack of 50 | 1116 | 4.58
9161155 | Superfrost-OT Plus microscope slides, 25x75 mm ground edges 90°, white pack of 72 | 1116 | 28.01
9161161 | Superfrost-OT microscope slides, 76x26 mm, 1.0 mm, cut edges, white, pack of 50 | 1116 | 4.84
9161162 | Superfrost-OT microscope slides, 76x26 mm, 1.0 mm, cut edges, blue pack of 50 | 1116 | 4.97
9161163 | Superfrost-OT microscope slides, 76x26 mm, 1.0 mm, cut edges, pink, pack of 50 | 1116 | 4.94
9161164 | Superfrost-OT microscope slides, 76x26 mm, 1.0 mm, cut edges, yellow, pack of 50 | 1116 | 4.89
9161165 | Superfrost-OT microscope slides, 76x26 mm 1.0 mm, cut edges, green, pack of 50 | 1116 | 4.97
9161171 | Superfrost-OT microscope slides, 76x26 mm, 1.0 mm, ground edges 45°, white, pack of 50 | 1116 | 6.98
9161172 | Microscope slides,76x26mm,thickn.1,0 mm,ground edges,blue,pack of 50 | 1116 | 7.03
9161173 | Microscope slides,76x26mm,thickn.1,0 mm,ground edges,pink,pack of 50 | 1116 | 6.98
9161174 | Superfrost-OT microscope slides, 76x26 mm, 1.0 mm, ground edges 45°, yellow, pack of 50 | 1116 | 7
9161175 | Superfrost-OT microscope slides, 76x26 mm, ground edges 45°, green,pack of 50 | 1116 | 7.03
9161181 | Diagnostic slides 25x75x1 Epoxy pack of 100, blue, 1 cavity, 8mm | 1117 | 98.41
9161182 | Diagnostic lides 25x75x1 Epoxy pack of 100, black, 3 cavities, 14mm | 1117 | 98.41
9161183 | Diagnostic slides 25x75x1 Epoxy pack of 100, black, 8 cavities, 6mm | 1117 | 85.41
9161184 | Diagnostica slides 25x75x1 Epoxy,black pack of 100, 10 cavities, 6 mm | 1117 | 89.04
9161185 | Diagnosstic slides 25x75x1, Epoxy pack of 100, white, 12 cavities, 5mm | 1117 | 98.41
9161187 | Diagnostic slides 25x75x1 mm PTFE, black, 3 cavities, 14mm pack of 100 | 1117 | 183.27
9161188 | Diagnostic slides 25x75x1 mm PTFE, black, 8 cavities, 6mm pack of 100 | 1117 | 183.27
9161189 | Diagnostic slides 25x75x1 mm PTFE, black, 10 cavities, 6mm pack of 100 | 1117 | 183.27
9161190 | Diagnostic slides 25x75x1 mm PTFE, white, 12 cavities, 5mm pack of 100 | 1117 | 188.52
9161208 | Microscope slide holder,plastic,250x50x30 mm | 1117 | 38.06
9161210 | Microscope slide storage boxes,for 100 slides 76 x 26 mm | 1120 | 23.71
9161211 | Microscope slide storage boxe 94 K for 100 slides, plastic | 1120 | 25.69
9161215 | Microscope slide storage boxes,for 50 slides | 1120 | 21.68
9161230 | Microscope slide folders, without cover for 20 slides 76x26mm | 1120 | 14.16
9161235 | Microscope slide folders,for 20 slides with closure | 1120 | 20.24
9161250 | Microscope slide folder, Munich type, for 24 slides 76x26mm | 1120 | 12.59
9161260 | Microscope slide tray without cover for 20 slides 76x26mm | 1120 | 9.7
9161270 | Mailing folders for 2 slides | 1119 | 1.16
9161272 | Mailing folders for 6 slides | 1119 | 11.09
9161284 | Slide Box, blue for 100 slides 76x26 mm cork insert | 1121 | 9.4
9161285 | Slide box, green for 100 slides 76x26 mm cork insert | 1121 | 9.4
9161286 | Slide Box, red for 100 slides 76x26 mm cork insert | 1121 | 9.4
9161287 | Slide box, black for 100 slides 76x26 mm cork insert | 1121 | 9.4
9161288 | Slide box, yellow for 100 slides 76x26 mm cork insert | 1121 | 9.4
9161289 | Slide box, red for 50 slides 76x26 mm cork insert | 1121 | 9.34
9161291 | LLG-Slide mailer, high density PP for 1 slide, pack of 10 | 1119 | 10.4
9161292 | LLG-Slide mailer, high density PP for 2 slides, pack of 10 | 1119 | 12.62
9161293 | LLG-Slide mailer, high density PP for 3 slides, pack of 10 | 1119 | 17.28
9161294 | LLG-Slide mailer, high density PP for 5 slides, pack of 10 | 1119 | 17.51
9161295 | 20-Place cardboard slide tray black trim 208 x 341 x 9 mm | 1120 | 10.61
9161296 | 30-Place cardboard slide tray black trim 281 x 328 x 10 mm | 1120 | 18.41
9161297 | 20-Place cardboard slide tray blue trim 208 x 341 x 9 mm | 1120 | 10.61
9161298 | 20-Place cardboard slide tray green trim 208 x 341 x 9 mm | 1120 | 10.61
9161300 | Slide box, blue for 50 slides 76x26 mm cork insert | 1121 | 9.34
9161302 | 20-Place cardboard slide tray red trim 208 x 341 x 9 mm | 1120 | 10.58
9161340 | Staining jar, PMP, clear 180x80x70mm | 1123 | 27.11
9161341 | Staining rack, PP clear, 86x20x700 mm | 1123 | 9.94
9161350 | Staining jar, PMP, clear type Hellendahl 58x53.5x86 mm | 1123 | 15.14
9161352 | Staining jar, PMP, clear, tyope Schieferdecker 66x70x51 mm | 1123 | 18.93
9161380 | Microscope slide container,PS for 25 microscope slides, index card in lid, 120x96x35mm | 1120 | 12.26
9161381 | Microscope slide container,PS for 50 microscope slides, index card in lid, 230x97x35mm | 1120 | 18.33
9161382 | Microscope slide container,PS for 100 microscope slides, index card in lid, 230x187x35mm | 1120 | 26.47
9161395 | Microscope slide box, PP round, with screw cap 45 x 90 mm | 1119 | 4.87
9161400 | Set Disposable Staining Slide Tray for 8 slides, 305x127x29,5mm for staining, rinsing and drying | 1123 | 62.21
9163250 | LLG-Staining jars "Schiefferdecker" for 20 slides of 76 x 26 mm | 1122 | 15.08
9163251 | LLG-Staining jars "Hellendahl" for 16 slides of 76 x 26 mm with extension | 1122 | 17.07
9163252 | LLG-Staining jar "Macro" for 20 slides of 76x26mm | 1122 | 36.67
9163253 | LLG-Staining rack, stainless steel for 20 slides, for LLG-staining jar "Macro" | 1122 | 54.35
9163273 | Staining cylinder, round 40x85 mm, with cover, soda glass | 1124 | 20.57
9163275 | Staining cylinder, rectangular 40x20x85 mm, with cover, soda glass | 1124 | 21.53
9163277 | Staining troughs,glass,Hellendahl,for 16 slides | 1124 | 45.88
9163278 | Staining troughs,glass,Hellendahl,for 16 slides | 1124 | 33.29
9163280 | Staining rack,glass,for 10 slides,without handle | 1122 | 25.62
9163281 | Glass staining dish 105x85x80 mm | 1122 | 33.06
9163283 | Staining jar acc.to Coplin glass, 45x105 mm | 1124 | 34.81
9163284 | Wire handle for staining rack | 1122 | 6.56
9163285 | Staining blocks,molded glass,with cavity and cover plate,40x40 mm,clear | 1121 | 11.92
9164050 | Agate - mortar with pestle,outer diam. 50 mm | 566 | 76.88
9164075 | Agate - mortar with pestle,outer diam. 75 mm | 566 | 119.27
9164100 | Agate - mortar with pestle,outer diam. 100 mm | 566 | 258.98
9164125 | Mortars,agate,with pestle,outer diam. 125 mm | 566 | 477.73
9164206 | Mortars,porcelain,without pestle,ins.diam.65 mm | 565 | 31.03
9164209 | Mortars,porcelain,without pestle,ins.diam.90 mm | 565 | 39.05
9164212 | Mortars,porcelain,without pestle,ins.diam.130 mm | 565 | 66.47
9164215 | Mortars,porcelain,without pestle,ins.diam.150 mm | 565 | 100.58
9164218 | Mortars,porcelain,without pestle,ins.diam.180 mm | 565 | 227.64
9164225 | Mortars,porcelain,without pestle,ins.diam.250 mm | 565 | 486.11
9164306 | Pestles,porcelain,24 x 115 mm long | 565 | 20.03
9164309 | Pestles,porcelain,30 x 135 mm long | 565 | 24.8
9164312 | Pestles,porcelain,36 x 150 mm long | 565 | 35.53
9164315 | Pestles,porcelain,42 x 175 mm long | 565 | 42.67
9164318 | Pestles,porcelain,55 x 210 mm long | 565 | 56.34
9164410 | LLG-Mortar 25ml, porcelaine inside rough, 51x32mm | 565 | 12.82
9164411 | LLG-Mortar 75ml, porcelaine inside rough, 76x45mm | 565 | 17.09
9164412 | LLG-Mortar 220ml, porcelaine inside rough, 105x64mm | 565 | 21.47
9164413 | LLG-Mortar 400ml, porcelaine inside rough 125x71mm DIN 12906 | 565 | 33.69
9164420 | LLG-Pestle 115mm, rough Ø 23mm, 213A/1 DIN | 565 | 4.79
9164421 | LLG-Pestle 150mm, rough Ø 36mm, 213A/3 DIN | 565 | 7.33
9164422 | LLG-Pestle 175mm, rough Ø 42mm, 213A/4 DIN | 565 | 15.34
9165101 | Tongue spatulas 150 mm, wooden bag of 100 | 124 | 3.81
9170002 | PARAFILM® M sealing film length 38 m, width 100 mm | 193 | 25.92
9170003 | PARAFILM® M, sealing film length 75 m, width 50 mm | 193 | 27.43
9170004 | PARAFILM® M sealing film length 15 m, width 500 mm (PM998) | 193 | 60.04
9170005 | PARAFILM® M sealing film length 75 m, width 100 mm | 193 | 49.23
9170015 | PARAPLAST® for embedding tissue, 1 kg | 1404 | 24.02
9170020 | PARAPLAST® Plus for embedding tissue, 1 kg | 1404 | 27.08
9170141 | DUROPLAN® Petri dishes, 60 x 20 mm, DURAN | 1365 | 24.82
9170143 | DUROPLAN® Petri dishes, 80 x 20 mm, DURAN | 1365 | 25.52
9170146 | DUROPLAN® Petri dishes, 100 x 15 mm, DURAN | 1365 | 26.95
9170148 | DUROPLAN® Petri dishes, 100 x 20 mm, DURAN | 1365 | 26.65
9170151 | DUROPLAN® Petri dishes, 120 x 20 mm, DURAN | 1365 | 28.63
9170153 | DUROPLAN® Petri dishes, 150 x 30 mm, DURAN | 1365 | 37.88
9170401 | Petri dishes 40 x 12 mm soda lime glass Steriplan® | 1364 | 2.94
9170417 | Petri dishes 15x60mm soda lime glass Steriplan® | 1364 | 2.96
9170432 | Petri dishes 15x80mm soda lime glass Steriplan® | 1364 | 3.04
9170442 | Petri dishes 15x100mm soda lime glass Steriplan® | 1364 | 3.37
9170443 | Petri dishes 20x100mm soda lime glass Steriplan® | 1364 | 3.37
9170448 | Petri dishes 20x120mm soda lime glass Steriplan® | 1364 | 5.22
9170451 | Petri dishes 25x150mm soda lime glass Steriplan® | 1364 | 8.24
9170456 | Petri dishes 30x180mm soda lime glass Steriplan® | 1364 | 16.43
9170460 | Petri dishes 30x200mm soda lime glass Steriplan® | 1364 | 22.56
9170570 | LLG-Petri dish 12x40mm, glass | 1364 | 1.42
9170571 | LLG-Petri dish 15x60mm, glass | 1364 | 1.39
9170572 | LLG-Petri dish 15x80mm, glass | 1364 | 1.39
9170573 | LLG-Petri dish 10x100mm, glass | 1364 | 1.55
9170574 | LLG-Petri dish 15x100mm, glass | 1364 | 1.55
9170575 | LLG-Petri dish 15x90mm, glass | 1364 | 1.55
9170576 | LLG-Petri dish 20x100mm, glass | 1364 | 1.75
9170577 | LLG-Petri dish 20x120mm, glass | 1364 | 2.42
9170578 | LLG-Petri dish 25x150mm, glass | 1364 | 5.07
9170579 | LLG-Petri dish 30x180mm, glass | 1364 | 9.14
9170580 | LLG-Petri dish 30x200mm, glass | 1364 | 9.81
9170581 | LLG-Petri dish 50x200mm, glass | 1364 | 19.23
9170621 | Nessler tubes 50ml, tall form 20x300 mm, w/o spout, graduated at 50ml | 1235 | 26.36
9170622 | Nessler tube 100ml, tall form 24x375 mm, w/o spout, graduated at 100ml | 1235 | 26.36
9170623 | Nessler tube 50ml, low form 25x175 mm, w/o spout, graduated at 50ml | 1235 | 26.36
9170624 | Nessler tube 100ml, low form 32x200 mm, w/o spout, graduated at 100ml | 1235 | 26.36
9170701 | Illuminated magnifier lens with articulated arm, 2 flourescent lamps 9W | 1096 | 269.98
9171010 | Forceps, blunt 10,5 cm, blunt, straight, 18/10 steel | 133 | 5.41
9171011 | Forceps, blunt 11,5 cm, blunt, straight, 18/10 steel | 133 | 5.77
9171013 | Forceps, blunt 13,0 cm, blunt, straight, 18/10 steel | 133 | 6.16
9171014 | Forceps, blunt 14,5 cm blunt, straight, 18/10 steel | 133 | 6.67
9171016 | Forceps, blunt 16,0 cm blunt, straight, 18/10 steel | 133 | 7.46
9171020 | Forceps, blunt 20,0 cm blunt, straight, 18/10 steel | 133 | 11.38
9171025 | Forceps, blunt 25,0 cm blunt, straight, 18/10 steel | 133 | 12.13
9171030 | Forceps, blunt 30,0 cm blunt, straight, 18/10 steel | 133 | 14.75
9171110 | Forceps 105 mm, 18/10 steel sharp/straight, without guide-pin | 133 | 6.05
9171111 | Forceps 115 mm, 18/10 steel sharp/straight, without guide-pin | 133 | 6.39
9171113 | Forceps 130 mm, 18/10 steel sharp/straight, without guide-pin | 133 | 6.67
9171114 | Forceps 145 mm, 18/10 steel sharp/straight, without guide-pin | 133 | 7.26
9171115 | Forceps 160 mm, 18/10 steel sharp/straight, without guide-pin | 133 | 8.7
9171116 | Forceps 200 mm, 18/10 steel sharp/straight, without guide-pin | 133 | 12
9171121 | LLG-Forceps, dissecting 115 mm, sharp/straight stainless steel | 132 | 5.48
9171122 | LLG-Forceps, dissecting 130 mm, sharp/straight stainless steel | 132 | 5.48
9171123 | LLG-Forceps, dissecting 150 mm, sharp/straight stainless steel | 132 | 6.59
9171124 | LLG-Forceps 115 mm, sharp/curved stainless steel | 132 | 6.59
9171211 | Tweezers 115 mm, pointed curved, quality finish, 18/10 steel | 133 | 8.29
9171213 | Tweezers 130 mm, pointed curved, quality finish, 18/10 steel | 133 | 8.34
9171214 | Tweezers 145 mm, pointed curved, quality finish, 18/10 steel | 133 | 8.44
9171215 | Tweezers 160 mm, pointed curved, quality finish, 18/10 steel | 133 | 9.76
9171217 | Tweezers 200 mm, pointed curved, quality finish, 18/10 steel | 133 | 12
9171221 | Forceps 115 mm, rounded bent 18/10 steel | 133 | 7.26
9171223 | Forceps 130 mm, rounded bent 18/10 steel | 133 | 7.52
9171224 | Forceps 145 mm, rounded bent 18/10 steel | 133 | 8.57
9171225 | Forceps 160 mm, rounded bent 18/10 steel | 133 | 11.25
9171226 | Forceps 200 mm, rounded bent 18/10 steel | 133 | 15.4
9171311 | Forceps,with hook 115 mm 18/8 steel | 133 | 6.16
9171313 | Forceps,with hook 130 mm 18/8 steel | 133 | 6.39
9171314 | Forceps,with hook 145 mm 18/8 steel | 133 | 6.93
9171316 | Forceps,with hook 160 mm 18/8 steel | 133 | 7.31
9171411 | Forceps 115 mm, PMP pointed tips | 137 | 2.27
9171414 | Forceps 145 mm, PMP pointed tips | 137 | 2.76
9171418 | Forceps,POM,round tips,length 180 mm | 137 | 5.05
9171425 | Forceps,POM,round tips,length 250 mm | 137 | 8.01
9171555 | Forceps Chemware® 115mm, blunt nickel-plated steel, PTFE coated | 1233 | 27.14
9172025 | Hair brushes,oval,black goat hair,diam. 6 mm | 1183 | 10.09
9172026 | Hair brushes,oval,black goat hair,diam. 7 mm | 1183 | 10.71
9172027 | Hair brushes,oval,black goat hair,diam. 8 mm | 1183 | 11.94
9172042 | Hair brushes,wide,bear hair,flat handle width 12,5 mm,hair length 16 mm | 1183 | 9.57
9172043 | Hair brushes,wide,bear hair,flat handle width 19,0 mm,hair length 18 mm | 1183 | 11.33
9172044 | Hair brushes,wide,bear hair,flat handle width 25,4 mm,hair length 22 mm | 1183 | 13.88
9172050 | Red marten-hair brush size 0, hair length 8 mm | 1183 | 5.56
9172051 | Red marten-hair brush size 1, hair length 9 mm | 1183 | 5.97
9172052 | Red marten-hair brush size 2, hair length 11 mm | 1183 | 7.21
9172053 | Red marten-hair brush size 3, hair length 13 mm | 1183 | 10.09
9172054 | Red marten-hair brush size 4, hair length 15 mm | 1183 | 12.77
9172055 | Red marten-hair brush size 5, hair length 18 mm | 1183 | 16.89
9172056 | Red marten-hair brush size 6, hair length 19 mm | 1183 | 23.28
9172064 | Brush bag, imitation leather for 8 brushes | 1183 | 19.56
9172319 | Specimen box 150x150x50mm | 1122 | 146.97
9180070 | Pinchcocks,Mohr,nickel-plated brass,70 mm | 163 | 8.6
9180080 | Pinchcocks,Mohr,nickel-plated brass,80 mm | 163 | 9.24
9180112 | Pinchcocks,Hoffmann,hinged jaw,12 mm nickel-plated brass | 163 | 7.88
9180117 | Pinchcocks,Hoffmann,hinged jaw,17 mm nickel-plated brass | 163 | 8.5
9180120 | Pinchcocks,Hoffmann,hinged jaw,20 mm nickel-plated brass | 163 | 8.75
9180125 | Pinchcocks,Hoffmann,hinged jaw,25 mm nickel-plated brass | 163 | 9.09
9180130 | Pinchcocks,Hoffmann,hinged jaw,30 mm nickel-plated brass | 163 | 9.53
9180142 | Pinchcocks,Hoffmann,hinged jaw,50 mm nickel-plated brass | 163 | 14.52
9180199 | Tubing clamps,Pean,st.steel,length 140 mm | 163 | 15.6
9180200 | Tubing clamps,Pean,st.steel,length 160 mm | 163 | 17.41
9180201 | Tubing clamps,Pean,st.steel,length 180 mm | 163 | 19.72
9190001 | Test tubes,FIOLAX,with rim,8 x 70 mm,pack of 100 | 26 | 36.8
9190003 | Test tubes FIOLAX 10x75mm pack of 100, with rim | 26 | 37.96
9190006 | Test tubes,FIOLAX,with rim,10 x 100 mm,pack of 100 | 26 | 37.96
9190008 | Test tubes,FIOLAX,with rim,12 x 75 mm,pack of 100 | 26 | 40.3
9190011 | Test tubes,FIOLAX,with rim,12 x 100 mm,pack of 100 | 26 | 42.11
9190013 | Test tubes,FIOLAX,with rim,14 x 130 mm,pack of 100 | 26 | 52.19
9190016 | Test tubes,FIOLAX,with rim,16 x 130 mm,pack of 100 | 26 | 60.53
9190021 | Test tubes,FIOLAX,with rim,16 x 160 mm,pack of 100 | 26 | 59.23
9190023 | Test tubes,FIOLAX,with rim,18 x 180 mm,pack of 100 | 26 | 72.34
9190026 | Test tubes FIOLAX 20x150mm pack of 100, with rim | 26 | 82.41
9190028 | Test tubes,FIOLAX,with rim,20 x 180 mm,pack of 100 | 26 | 83.33
9190033 | Test tubes FIOLAX 20x150mm pack of 50, with rim | 26 | 61.82
9190036 | Tets tubes FIOLAX 25x200mm pack of 50, with rim | 26 | 70.07
9190038 | Test tubes,FIOLAX,with rim,30 x 200 mm,pack of 50 | 26 | 136.5
9190103 | Test tubes, glass with rim Duran pack of 100, 10x75mm | 27 | 84.87
9190106 | Test tubes DURAN 10x100 mm pack of 100, with rim | 27 | 88.97
9190108 | Test tubes 12x75mm DURAN pack of 100 with rim | 27 | 81.52
9190111 | Test tubes,DURAN,with rim,12 x 100 mm pack of 100 | 27 | 87
9190112 | Test tubes DURAN 13x100mm, beaded rim, pack of 100 | 27 | 116.18
9190113 | Test tubes,DURAN,with rim,14 x 130 mm,pack of 100 | 27 | 111.7
9190116 | Test tubes,DURAN,with rim,16 x 130 mm,pack of 100 | 27 | 130.97
9190121 | Test tubes,DURAN,with rim,16 x 160 mm,pack of 100 | 27 | 126.78
9190123 | Test tubes,DURAN,with rim,18 x 180 mm,pack of 100 | 27 | 153.88
9190126 | Test tubes,DURAN,with rim,20 x 150 mm,pack of 100 | 27 | 161.22
9190128 | Test tubes,DURAN,with rim,20 x 180 mm,pack of 100 | 27 | 154.37
9190133 | Test tubes DURAN 25x150mm pack of 50, with rim | 27 | 122.74
9190136 | Test tubes,DURAN,with rim,25 x 200 mm,pack of 50 | 27 | 127.32
9190138 | Test tubes,DURAN,with rim,30 x 200 mm,pack of 50 | 27 | 181.69
9190151 | Test tubes,DURAN,w/o. rim,8 x 70 mm,pack of 100 | 27 | 65.44
9190153 | Test tubes 10x75mm, DURAN-glass pack of 100, edge straight | 27 | 74.26
9190156 | Test tubes DURAN 10x100mm pack of 100, rimless | 27 | 77.85
9190158 | Test tubes,DURAN,w/o. rim,12 x 75 mm,pack of 100 | 27 | 77.22
9190161 | Test tubes,DURAN,w/o. rim,12 x 100 mm,pack of 100 | 27 | 87
9190162 | Test tubes DURAN 13x100mm streight rim, pack of 100 | 27 | 101.65
9190163 | Test tubes DURAN 14x130mm pack of 100, rimless | 27 | 111.7
9190166 | Test tubes,DURAN,w/o. rim,16 x 130 mm,pack of 100 | 27 | 124.88
9190171 | Test tubes,DURAN,w/o. rim,16 x 160 mm,pack of 100 | 27 | 126.78
9190173 | Test tubes,DURAN,w/o. rim,18 x 180 mm,pack of 100 | 27 | 150.57
9190176 | Test tubes,DURAN,w/o. rim,20 x 150 mm,pack of 100 | 27 | 161.22
9190178 | Test tubes DURAN 180x20mm without rim pack of 100 | 27 | 162.62
9190183 | Test tubes DURAN 25x150mm pack of 50, rimless | 27 | 115.23
9190186 | Test tubes,DURAN,w/o. rim,25 x200 mm,pack of 50 | 27 | 127.32
9190188 | Test tubes,DURAN,w/o. rim,300 x 200 mm,pack of 50 | 27 | 181.69
9190200 | Test tubes,soda glass,without rim,8 x 40 mm pack of 100 | 25 | 13.78
9190202 | Test tubes,soda glass,without rim,10-11 x 70 mm pack of 100 | 25 | 14.5
9190205 | Test tubes,soda glass,without rim,10 x 100 mm pack of 100 | 25 | 28.53
9190215 | Test tubes,soda glass,without rim,12 x 100 mm pack of 100 | 27 | 15.53
9190230 | Test tubes,soda glass,without rim,16 x 100 mm pack of 100 | 27 | 12.28
9190235 | Test tubes,soda glass,without rim,16 x 160 mm pack of 100 | 27 | 19.19
9190240 | Test tubes,soda glass,without rim,18 x 180 mm pack of 100 | 27 | 32.81
9190410 | Test Tubes, Round Bottom with NS, Socket NS 14/23 | 27 | 5.61
9190416 | Test Tubes, Round Bottom with NS, Socket NS 14/23 | 27 | 8.98
9190418 | Test Tubes, Round Bottom with NS, Socket NS 14/23 | 27 | 11.2
9190508 | Graduated test tube 10 ml with PP-stopper, Borosilicate 3.3, white graduation, 15x165 mm | 28 | 19.62
9190516 | Graduated test tube 20 ml with PP-stopper, Borosilicate 3.3, white graduation, 17x200 mm | 28 | 25.75
9190521 | Graduated test tube 25 ml with PP-stopper, Borosilicate 3.3, white graduation, 17x220 mm | 28 | 28.45
9190524 | Graduated test tube 30 ml with PP-stopper, Borosilicate 3.3, white graduation, 19x220 mm | 28 | 29.76
9190600 | Test tubes with Aluminium screw cap,cap. 20 ml | 28 | 364.27
9190605 | Test tubes with plastic screw cap,cap. 20 ml | 28 | 330.07
9190901 | Test tube cleaner, grey rubber (NR) rod shape | 29 | 1.49
9190902 | Test tube cleaner, grey rubber (NR) spade shape | 29 | 1.34
9190903 | Test tube cleaners,4-blade type | 29 | 5.54
9190940 | Playing card rejects printed and laminated on both sides pack of 1 kg | 382 | 14.73
9190964 | Standard-cuvette 105.202-QS ultra-micro, PE-stopper, capacity 70 ml thickness 10 mm, CH 8.5 mm | 1153 | 490.19
9190965 | Ultra micro cuvettes, with PE-stopper 10 mm internal width, 8.5 mm centre height | 1153 | 490.19
9190966 | Standard-cuvette 105.200-QS Ultra-Micro, PE-stopper, capacity 180 ml thickness 10 mm, CH 8.5 mm | 1153 | 490.19
9190967 | Standard-cuvette 105.202-QS Ultra-Micro, PE-stopper, capacity 70 ml thickness 10 mm, CH 15 mm | 1153 | 490.19
9190968 | Ultra micro cuvettes, with PE-stopper 10 mm internal width, 15 mm centre height | 1153 | 490.19
9190969 | Standard-cuvette 105.200-QS Ultra-Micro, PE-stopper, thickness 10 mm, CH 15 mm | 1153 | 490.19
9190980 | Liquid calibration standard Set 667-UV003 for calibration of spectral photometers | 1151 | 4409.24
9190983 | Calibration standard liquid filter 667-UV6, toluol in n-hexane | 1151 | 780.62
9190984 | Calibration standard liquid filter 667-UV600, potassium dichromate 600 mg/l | 1152 | 705.29
9190985 | HELLMANEX® III liquid 1 ltr. UN 3266, 8, III, (E) | 1160 | 101.08
9191036 | Meliseptol rapid 250ml spray bottle n-PROPANOL UN 1274, 3, VGIII, (D/E) | 1163 | 8.88
9191037 | Meliseptol rapid 250ml dosing bottle UN 1274, 3, III, (D/E) | 1163 | 8.88
9191038 | Meliseptol rapid 1 l bottle n-propanol UN 1274, 8, pack.gr.III | 1163 | 18.8
9191040 | MELISEPTOL rapid, 5l-can flammable liquid, n.o.s. UN 1274, cl.3, ADR, pack.gr.III | 1163 | 62.99
9191149 | Lindesa® K Professional protetive a.cleaning cream with camomille and beeswax, tube of 100 ml | 244 | 6.23
9191159 | Lindesa® Professional Skin protection cream with beeswax, in plastic tube, 50ml | 244 | 3.04
9191161 | Lindesa® Professional Skin protection cream with beeswax, in plastic tube, 100ml | 244 | 5.84
9191162 | Lindesa® Pure Professional Skin protection cream tube of 100 ml, unperfumed, with beeswax | 244 | 7.33
9191268 | Spray head, red for 1l-spray bottle | 1163 | 6.33
9191272 | Meliseptol® HBV - tissues dispenser box, pack of 100 | 1162 | 11.58
9191277 | HELIPUR H plus N, 1000ml-bottle disinfectant, liquid, corrosive, n.o.s. UN 1903, cl.8, ADR, pack.gr.III | 1166 | 30.1
9191278 | HELIPUR H plus N, 5l-can desinfectant, liquid, corrosive, n.o.s. UN 1903, cl.8, ADR, pack.gr.III | 1166 | 132.37
9192387 | neodisher® LaboClean F, 3 kg bucket sodium, hydroxide, solid, mixture UN 1759, cl.8, ADR, pack.gr.II | 1168 | 47.51
9192401 | neodisher® LaboClean A 8, 25 kg bucket sodium hydroxide, solid, mixture UN 1759, cl.8, pack.gr.II (E) | 1167 | 244.47
9192403 | neodisher® LaboClean A 8, 10 kg bucket sodium, hydroxide, solid, mixture UN 1759, cl.8, pack.gr. II (E) | 1167 | 123.56
9192404 | neodisher® LaboClean A 8, 1 kg bbottle corrosive solid material, n.o.g 1759, 8, pack.gr.II | 1167 | 17.64
9192405 | neodisher® MA, 10 kg bucket disodium trioxosilacte, mixture UN 3253, cl.8, ADR, pack.gr.III | 1167 | 146.33
9192406 | neodisher® MA, 1 kg bottle disodium trioxosilicate, mixture UN 3253, cl.8, ADR, pack.gr.III | 1167 | 22.5
9192415 | neodisher® LaboClean GK, 10 kg bucket Special cleansing agents UN 3077, 9, III, (E), | 1167 | 142.45
9192418 | neodisher® LaboClean LA, 3 kg bucket Sodium hydroxide, solid, mixture UN 1759, cl.8, ADR, pack.gr.II | 1167 | 47.31
9192420 | neodisher® N, 12 kg canister phosphoric acid, liquid UN 1805, 8, III, (E) | 1169 | 144.79
9192421 | neodisher® N, 5 l canister phosphoric acid, liquid UN 1805, cl.8, ADR, pack.gr.III | 1169 | 92.79
9192422 | neodisher® N, 1 l bottle phosphoric acid, liquid UN 1805, cl.8, ADR, pack.gr.III | 1169 | 27.3
9192425 | neodisher® Z, 5 l canister no dan. goods | 1170 | 75.49
9192426 | neodisher® Z, 1 l bottle (no dan. goods) | 1170 | 23.81
9192427 | neodisher® Z, 10 l canister (no dan. goods) | 1170 | 131.43
9192428 | neodisher® Z, 20 l canister (no dan. goods) | 1170 | 263.57
9192431 | neodisher® FA, 10 l canister caustic, alkali, liquid, n.o.s UN 1719, 8, pack.gr.III, alkafied, solution | 1168 | 145.87
9192434 | neodisher® FA, 25 kg canister caustic, alkali, liquid, n.o.s. UN 1719, cl.8, ADR, pack.gr.II | 1168 | 253.27
9192435 | neodisher® FA, 5 canister caustic, alkali, liquid, n.o.s. UN 1719, cl.8, ADR, pack.gr.II, alkafied, solution | 1168 | 76.3
9192436 | neodisher® LaboClean FT 12 kg canister caustic, alkali, liquid n.o.s. UN 1719, 8, II, (E) | 1169 | 147.6
9192437 | neodisher® LaboClean FT 25 kg canister caustic, alkali, liquid n.o.s. UN 1719, 8, II, (E) ADR | 1169 | 260.53
9192441 | neodisher® LM 3, 10 l canister potassium hydroxide solution UN 1814, cl. 8, ADR, pack.gr.II | 1170 | 163.78
9192445 | neodisher® LaboClean UW, 10 kg bucket disodium trixosilicate, mixture UN 3253, cl.8, ADR, pack.gr.III | 1168 | 138.58
9192446 | neodisher® LaboClean FLA, 5 l canister potassium hydroxide solution UN 1814, cl.8, ADR, pack .gr.II | 1169 | 67.11
9192447 | neodisher® LaboClean FLA, 10 l canister potassium hydroxide solution UN 1814, cl.8, ADR, pack.gr.II | 1169 | 124.17
9192448 | neodisher® LaboClean FLA, 25 kg canister potassium hydroxide solution UN 1814, cl.8, ADR, pack.gr.II | 1169 | 205.2
9192450 | neodisher® EM, 5 l canister (no dan. goods) | 1170 | 153.3
9192566 | Pursept®-A Xpress Spray cap (for 1-Ltr.-Spray bottle) for 9.192 567 | 1164 | 13.82
9192601 | Ultrasonic cleaning agent TICKOPUR R 33 bottle of 1 ltr. (no dan. goods) | 1193 | 36.45
9192602 | Ultrasonic cleaning agent TICKOPUR R 33 bottle of 2 ltr. no dan. goods | 1193 | 46.49
9192605 | Ultrasonic cleaning agent TICKOPUR R 33 bottle of 5 ltr. no dan. goods | 1193 | 92.96
9192611 | Ultrasonic cleaning agent TICKOPUR RW 77 bottle of 1 ltr. | 1193 | 33.04
9192612 | Ultrasonic cleaning agent TICKOPUR RW 77 bottle of 2 ltr. | 1193 | 53.83
9192615 | Ultrasonic cleaning agent TICKOPUR RW 77 bottle of 5 ltr. (no dan. goods) | 1193 | 108.88
9192711 | Cleaner, STAMMOPUR 24, 2 l bottle liquid, corrosive, n.o.s. UN 1903, cl.8, ADR, pack.gr.III | 1193 | 124.77
9192712 | STAMMOPUR 24, 5l-can, disinfectant liquid, corrosive, n.o.s. UN 1903, cl. 8, ADR, pack.gr.III | 1193 | 260.41
9193112 | Test tube racks,plastic,upto 18 mm diam,12 tubes | 41 | 16.92
9193124 | Test tube racks,upto 18 mm diam,24 tubes | 41 | 18.2
9193141 | Test tube rack High Density PP, 50 places, for tube dia. 12-13mm | 36 | 13.39
9193142 | Test tube rack High Density PP, 50 places, for tube dia. 15-16mm | 36 | 13.33
9193143 | Test tube rack High Density PP, 50 places, for tube dia. 17-18mm | 36 | 13.19
9193144 | Test tube rack High Density PP, 45 places, for tube dia 18-20mm | 36 | 13.1
9193145 | Test tube rack High Density PP, 26 places, for tube dia. 28-30mm | 36 | 13.95
9193200 | universal test tube rack for 90 tubes, diam 13mm, PP 105 x 246 x 64 mm, red | 40 | 13.08
9193201 | universal test tube rack | 40 | 12.62
9193202 | Universal test tube rack, red for 40 tubes, holes dia=25mm 125 x 295 x 85 mm | 40 | 16.56
9193242 | Test tube racks,PP,for 13 mm diam.,6x14 tubes red | 39 | 17.71
9193256 | Test tube racks,PP,for 25 mm diam.,4x8 tubes blue | 39 | 17.71
9193749 | Test tube holder, wood for neck dia. up to 20 mm with metal spring, pack of 10 | 42 | 8.75
9193750 | Test tube holder, wood for neck dia. up to 30 mm with metal spring, pack of 10 | 42 | 10.56
9193762 | Test tube stands,wire,nylon-coated,18x18 mm height 70 mm,2 x 6 openings | 41 | 53.17
9193764 | Test tube stands,wire,nylon-coated,18x18 mm height 70 mm,2 x 10 openings | 41 | 125.75
9193766 | Test tube stands,wire,nylon-coated,18x18 mm height 70 mm,2 x 12 openings | 41 | 76.88
9193768 | Test tube stands,wire,nylon-coated,18x18 mm height 70 mm,3 x 12 openings | 41 | 78.71
9193772 | Test tube stands,wire,nylon-coated,18x18 mm height 70 mm,4 x 6 openings | 41 | 58.7
9193774 | Test tube stands,wire,nylon-coated,18x18 mm height 70 mm,4 x 12 openings | 41 | 64.6
9193776 | Test tube stands,wire,nylon-coated,18x18 mm height 70 mm,10 x 10 openings | 41 | 77.87
9193788 | Test tube stands,wire,nylon-coated,18x18 mm height 100 mm,4 x 12 openings | 41 | 87.45
9193824 | Test tube stands,st.steel,18 x 18 mm, height 70 mm,2 x 12 openings | 41 | 51.4
9193836 | Test tube stands,st.steel,18 x 18 mm, height 70 mm,3 x 12 openings | 41 | 65.6
9193848 | Test tube stands,st.steel,18 x 18 mm, height 70 mm,4 x 12 openings | 41 | 59.43
9193948 | Test tube stands,st.steel,18 x 18 mm, height 100 mm,4 x 12 openings | 41 | 74.39
9193980 | Rack for freezers, horizontal, for 16 boxes | 763 | 478.54
9193981 | 100-Well hinged storage box, PP assorted colors, pack of 5 | 36 | 54.74
9193982 | 96-Well reversible rack, PP, assorted colors 96 wells for 0.5 ml on one side, and 96 wells for 1.5 to 2.0 ml on the other side | 35 | 65.28
9193983 | 81-Well cryogenic storage rack PP, natural, 130 x 130 x 47 mm | 761 | 11.25
9193984 | 81-Well cryogenic storage rack PP, assorted colors, 130 x 130 x 47 mm, pack of 5 | 761 | 47.14
9193985 | 50-Well hinged storage box, PP assorted colors, pack of 5 | 36 | 33.45
9193988 | Tube rack Rota-Rack® for large tubes, rotating 4-way rack 224 x 110 x 110 mm | 36 | 63.77
9193989 | Tube rack Rota-Rack® for microtubes, rotating 4-way rack 210 x 100 x 100 mm | 36 | 63.77
9193997 | Pop-Up Rack, foldable for 21x15ml/12x50ml tubes pink, pack of 2 | 35 | 50.79
9193998 | Tube rack Pop-Up Rack, foldable for 21x15ml/12x50ml tubes blue, pack of 2 | 35 | 47.94
9194002 | Pipette carousel Flip&Grip blue | 951 | 137.83
9194003 | Pipette carousel Flip&Grip lime | 951 | 145.94
9194005 | Sample transport DuraPorter clear, 380x196x160mm | 264 | 145.9
9194006 | Sample transport DuraPorter yellow, 380x196x160mm | 264 | 158.2
9194007 | Sample transport DuraPorter red, 380x196x160mm | 264 | 145.9
9194011 | Air regulator,plastic,with fine regulation valve | 638 | 26.01
9194021 | Test tube rack 2x6 wire | 38 | 35.06
9194022 | Test tube rack 5x10 wire | 38 | 51.44
9194023 | Test tube rack 2x6 wire | 38 | 35.06
9194024 | Test tube rack 5x10 wire | 38 | 55.11
9194025 | Centrifuge bottle rack 250 ml | 38 | 40.75
9194027 | Tube Rack Adapt-a-Rack flexible, blue, for tubes 5-50ml, pack of 2 | 35 | 19.13
9194028 | Tube Rack Adapt-a-Rack flexible, green, for tubes 5-50ml, pack of 2 | 35 | 19.13
9194029 | Tube Rack Adapt-a-Rack flexible, white, for tubes 5-50ml, pack of 2 | 35 | 20.95
9194513 | Test tube stands,plastic,for 13 mm diam, white,6 x 12 openings | 40 | 33.31
9194514 | Test tube stands,plastic,for 16 mm diam, white,6 x 12 openings | 40 | 33.31
9194515 | Test tube stands,plastic,for 20 mm diam, white,4 x 10 openings | 40 | 33.31
9194516 | Test tube stands,plastic,for 25 mm diam, white,4 x 10 opening | 40 | 37.33
9194517 | Test tube stands,plastic,for 30 mm diam, white,3 x 8 openings | 40 | 37.33
9194523 | Test tube racks, 13 mm 6x12, orange | 40 | 33.31
9194524 | Test tube racks, 16 mm 6x12, orange | 40 | 33.31
9194525 | Test tube racks, 20 mm 4x10, orange | 40 | 33.31
9194526 | Test tubes rack orange 4x10, 25mm | 40 | 37.33
9194527 | Test tube racks, 30 mm 3x8, orange | 40 | 37.33
9194533 | Test tube stands,plastic,for 13 mm diam, 6 x 12 openings, yellow | 40 | 33.31
9194534 | Test tube stands,plastic,for 16 mm diam, 6 x 12 openings,yellow | 40 | 33.31
9194535 | Test tube stands,plastic,for 20 mm diam, 4 x 10 openings,yellow | 40 | 33.31
9194536 | Test tube stands,plastic,for 25 mm diam, 4 x 10 openings,yellow | 40 | 37.33
9194537 | Test tube stands,plastic,for 30 mm diam, 3 x 8 openings,yellow | 40 | 37.33
9194543 | Test tube stands,plastic,for 13 mm diam, 6 x 12 openings,blue | 40 | 33.31
9194544 | Test tube stands,plastic,for 16 mm diam, 6 x 12 openings,blue | 40 | 33.31
9194545 | Test tube stands,plastic,for 20 mm diam, 4 x 10 openings,blue | 40 | 33.31
9194546 | Test tube stands,plastic,for 25 mm diam, 4 x 10 openings,blue | 40 | 37.33
9194547 | Test tube stands,plastic,for 30 mm diam, 3 x 8 openings,blue | 40 | 37.33
9194553 | Test tube stands,plastic,for 13 mm diam, 6 x 12 openings,green | 40 | 33.31
9194554 | Test tube stands,plastic,for 16 mm diam, 6 x 12 openings,green | 40 | 33.31
9194555 | Test tube stands,plastic,for 20 mm diam, 4 x 10 openings,green | 40 | 33.31
9194556 | Test tube stands,plastic,for 25 mm diam, 4 x 10 openings,green | 40 | 37.33
9194557 | Test tube stands,plastic,for 30 mm diam, 3 x 8 openings,green | 40 | 37.33
9194563 | Test tube stands,plastic,for 13 mm diam, 6 x 12 openings,red | 40 | 33.31
9194564 | Test tube stands,plastic,for 16 mm diam, 6 x 12 openings,red | 40 | 33.31
9194565 | Test tube stands,plastic,for 20 mm diam, 4 x 10 openings,red | 40 | 33.31
9194566 | Test tube stands,plastic,for 25 mm diam, 4 x 10 openings,red | 40 | 37.33
9194567 | Test tube stands,plastic,for 30 mm diam, 3 x 8 openings,red | 40 | 37.33
9196020 | Evaporating Flasks , Cap. ml 50 Socket NS 29/32 | 662 | 22.45
9196024 | Evaporating Flasks , Cap. ml 100 Socket NS 29/32 | 662 | 26.95
9196036 | Evaporating Flasks , Cap. ml 250 Socket NS 29/32 | 662 | 44.19
9196044 | Evaporating Flasks , Cap. ml 500 Socket NS 29/32 | 662 | 49.13
9196054 | Evaporating Flasks , Cap. ml 1000 Socket NS 29/32 | 662 | 63.07
9196063 | Evaporating Flasks , Cap. ml 2000 Socket NS 29/32 | 662 | 85.13
9196224 | Receiving flasks , Cap. ml 100 Socket S 35 | 663 | 37.96
9196236 | Receiving flasks , Cap. ml 250 Socket S 35 | 663 | 40.54
9196244 | Receiving flasks , Cap. 500 ml Socket S 35 | 663 | 45.89
9196254 | Receiving flasks , Cap. ml 1000 Socket S 35 | 663 | 55.78
9196263 | Receiving flasks , Cap. ml 2000 Socket S 35 | 663 | 82.08
9197001 | Dissolver stirrer R 1300 stirrer Ø, shaft Ø, shaft length 80, 8, 350 mm | 493 | 418.35
9197003 | Dissolver stirrer R 1302 Stirrer Ø, Shaft Ø, shaft length = 100, 10, 350 mm | 493 | 848.72
9197006 | Propeller stirrer R 1342, 4-bladed stirrer Ø, shaft Ø, shaft length, 50, 8, 350 mm | 493 | 254.68
9197007 | Dissolver stirrer R 1303 Stirrer Ø, Shaft Ø, shaft length = 42, 8, 350 mm | 493 | 629.81
9197009 | Propeller stirrer R 1345, 4-bladed stirrer Ø, shaft Ø, shaft lengths, 100, 8, 540 mm | 493 | 289.44
9197011 | Fly vane stirrer R 1352 stirrer Ø, shaft Ø, shaft length, 60/15, 8, 350 mm | 493 | 265.42
9197013 | R 1355 fly vane stirrer Stirrer Ø, Shaft Ø, shaft length 100/24, 8, 550 mm | 493 | 352.63
9197019 | Paddle stirrer R 1375 stirrer Ø, shaft Ø, shaft length, 70, 8, 550 mm | 494 | 283.11
9197020 | Paddle stirrer R 1376 stirrer Ø, shaft Ø, shaft length, 150, 10, 550 mm | 494 | 561.17
9197021 | Propeller stirrer R 1381, 3-bladed stirrer Ø, shaft Ø, shaft length, 45, 8, 350 mm | 493 | 471.44
9197022 | Propeller stirrer R 1382, 3-bladed stirrer Ø, shaft Ø, shaft length, 55, 8, 350 mm | 493 | 491.66
9197023 | Propeller stirrer R 1385, 3-bladed stirrer Ø, shaft Ø, shaft length, 140, 10, 550 mm | 493 | 471.44
9197024 | Propeller stirrer R 1388, 3-bladed Ssirrer Ø, shaft Ø, shaft length, 140, 10, 800 mm | 493 | 561.17
9197030 | Turbine stirrer R 1311 stirrer Ø, shaft Ø, shaft length, 30, 8, 350 mm | 493 | 317.24
9197031 | Turbine stirrer R 1312 stirrer Ø, shaft Ø, shaft length, 50, 8, 350 mm | 493 | 405.71
9197032 | Turbine stirrer R 1313 stirrer Ø, shaft Ø, shaft length, 70, 10, 400 mm | 493 | 495.44
9197033 | Anchor stirrer R 1330 Stirrer Ø, Shaft Ø, shaft length = 45, 8, 350 mm | 494 | 599.08
9197034 | Anchor stirrer R 1331 Stirrer Ø, Shaft Ø, shaft length = 90, 8, 350 mm | 494 | 700.74
9197036 | Anchor stirrer R 1333 Stirrer Ø, Shaft Ø, shaft length = 150, 10, 550 mm | 494 | 1139.78
9197060 | Flexible coupling FK 1 | 489 | 195.65
9197121 | Stirrer rotor, crescent-shaped PTFE 350x8mmØ | 496 | 212.09
9197122 | Stirrer shafts,PTFE with stainless steel core half-moon,length 450 mm,shaft diam. 8 mm | 496 | 205.69
9197124 | Stirrer shafts,PTFE with stainless steel core half-moon,length 450 mm,shaft diam. 10 mm | 496 | 221.62
9197125 | Stirrer shafts,PTFE with stainless steel core half-moon,length 600 mm,shaft diam. 10 mm | 496 | 237.82
9197126 | Stirrer shafts,PTFE with stainless steel core half-moon,length 800 mm,shaft diam. 16 mm | 496 | 381.46
9197127 | Stirrer rotors, crescent shaped 350 mm, shaft 10 mm Ø, PTFE | 496 | 233
9197128 | Agitating wave, 510x10 mm Ø for NS 29/32, PTFE | 496 | 236.52
9197130 | Stirrer rotor, 3-blade prop. PTFE length 350, shaft 8, paddle 75mm | 496 | 282.03
9197138 | Stirrer shafts,PTFE with stainless steel core propeller,length 450 mm,shaft diam. 6 mm | 496 | 207.54
9197140 | Stirrer shafts,PTFE with stainless steel core propeller,length 450 mm,shaft diam. 10 mm | 496 | 312.42
9197144 | U-shaped stirrer shafts 350x8mm OD 60x40mm, PTFE, stainelss steel cone | 496 | 247.67
9197145 | U-shaped stirrer shafts 600x8mm OD 100x60mm, PTFE, stainelss steel cone | 496 | 289.5
9197146 | U-shaped stirrer shafts 350x10mm OD 80x50mm, PTFE, stainelss steel cone | 496 | 269.21
9197147 | U-shaped stirrer shafts 600x10mm OD 100x60mm, PTFE, stainelss steel cone | 496 | 296.17
9197149 | Stirrer rotor 3-blade PTFE length 800, shaft 10, paddle 75mm | 496 | 308.71
9197176 | Stirrer PTFE 350x6 mm, 50 mm Ø | 496 | 181.89
9197177 | Centrifugal stirrers, 450 mm PTFE, 90 mm paddle, shaft 8 mm | 496 | 193.94
9197178 | Centrifugal stirrers, 350 mm PTFE, 90 mm paddle, shaft 10 mm | 496 | 234.51
9197179 | Centrifugal agitating wave 450x90 mm Ø, PTFE, shaft 10 mm Ø | 496 | 235.19
9197194 | Maxi propeller stirrers, 600 mm PTFE, 140 mm paddle, shaft 10 mm | 496 | 481.65
9197195 | Maxi propeller stirrers, 800 mm PTFE, 140 mm paddle, shaft 10 mm | 496 | 458.19
9197251 | KPG stirrer bearings,Duran,10x65 mm | 632 | 49.84
9197252 | KPG stirrer bearings,Duran,10x75 mm | 632 | 63.59
9197256 | KPG stirrer bearings,Duran,10x65 mm,NS 29/32 | 632 | 173.71
9197257 | KPG stirrer bearings,Duran,16x90 mm | 632 | 78.31
9197311 | KPG stirrer shafts,Duran,movable blade, length 320 mm | 632 | 143.04
9197312 | KPG stirrer shafts,Duran,movable blade, length 370 mm | 632 | 119.2
9197313 | KPG stirrer shafts,Duran,movable blade, length 410 mm | 632 | 152.35
9197314 | KPG stirrer shafts,Duran,movable blade, length 440 mm | 632 | 152.35
9197321 | KPG stirrer shafts,Duran,fixed blade, length 320 mm | 632 | 140.97
9197322 | KPG stirrer shafts,Duran,fixed blade, length 370 mm | 632 | 140.97
9197355 | Stirrer Guides with GL Male Thread, Cone NS 29/32 Thread GL 25 | 633 | 80.56
9197356 | Stirrer Guides with GL Male Thread, Cone NS 45/40 Thread GL 32 | 633 | 204.81
9197359 | Stirr closure with double lip sealing cone NS 45/40, for wave 10mm, closure borosilicate glass 3.3, sealing PTFE | 633 | 398.47
9197363 | Stirr closure with double lip sealing cone NS 29/32, for wave 16mm, closure borosilicate glass 3.3, sealing PTFE | 633 | 382.36
9197364 | Stirr closure with double lip sealing cone NS 45/40, for wave 16mm, closure borosilicate glass 3.3, sealing PTFE | 633 | 398.47
9197400 | Glass stirrer coupling K 10/13 flexible, for 10-13mm | 492 | 153.1
9197403 | Stirring rods,glass,fused ends,200 x 3 mm pack of 10 | 126 | 2.78
9197404 | Stirring rods,glass,fused ends,150 x 4 mm pack of 10 | 126 | 2.81
9197405 | Stirring rods,glass,fused ends,200 x 4 mm pack of 10 | 126 | 2.81
9197406 | Stirring rods,glass,fused ends,150 x 5 mm pack of 10 | 126 | 3.27
9197407 | Stirring rods,glass,fused ends,200 x 5 mm pack of 10 | 126 | 3.76
9197408 | Stirring rods,glass,fused ends,150 x 6 mm pack of 10 | 126 | 3.73
9197424 | LLG-Stirring rods,glass,fused ends,200 x 6 mm pack of 10 | 126 | 4.4
9197426 | LLG-Stirring rods,glass,fused ends,250 x 6 mm pack of 10 | 126 | 5.07
9197431 | LLG-Stirring rods,glass,fused ends,300 x 7 mm pack of 10 | 126 | 7.52
9197433 | LLG-Stirring rods,glass,fused ends,300 x 8 mm pack of 10 | 126 | 10.35
9197435 | LLG-Stirring rods,glass,fused ends,300 x 9 mm pack of 10 | 126 | 16.58
9197490 | LLG-Drigalski spatula 190x4 mm, stainless steel head width 40 mm, straight head for microbiology | 1367 | 22.53
9197496 | LLG-Stirring spatula "Drigalski" 150x3mm | 1367 | 14.6
9197497 | LLG-Stirring spatula "Drigalski" 190x3mm | 1367 | 15.76
9197499 | LLG-Stirring spatula "Drigalski" 150 x 5 mm | 1367 | 5.61
9197503 | Magnetic stirring bars,PTFE,round,5 x 2 mm | 476 | 5.97
9197505 | Magnetic stirring bars,PTFE,round,3,5 x 3,5 mm | 476 | 6.49
9197509 | Magnetic stirring bars,PTFE,round,8 x 3 mm | 476 | 4.81
9197510 | Magnetic stirring bars,PTFE,round,10 x 6 mm | 476 | 3.99
9197512 | Magnetic stirring bars,PTFE,round,12 x 4,5 mm | 476 | 3.19
9197585 | Beakerliner Ø 50x8mm PTFE, for beaker 400ml | 477 | 158.01
9197586 | Beakerliner Ø 60x9mm PTFE, for beaker 600ml | 477 | 161.51
9197587 | Beakerliner Ø 80x10mm PTFE, for beaker 2000ml | 477 | 276.57
9197588 | Beakerliner Ø 106x25mm PTFE, for beaker 3000/5000ml | 477 | 269.77
9197590 | Magnetic stirring bar 20x10 mm PTFE, ellipsoidal | 477 | 3.47
9197591 | Magnetic stirring bar 25x12 mm PTFE, ellipsoidal | 477 | 4.02
9197592 | Magnetic stirring bar 30x15 mm PTFE, ellipsoidal | 477 | 6.41
9197593 | Magnetic stirring bar 35x15 mm PTFE, ellipsoidal | 477 | 9.57
9197594 | Magnetic stirring bar 40x20 mm PTFE, ellipsoidal | 477 | 11.35
9197595 | Magnetic stirring bar 50x20 mm PTFE, ellipsoidal | 477 | 13.68
9197596 | Magnetic stirring bar 65x20 mm PTFE, ellipsoidal | 477 | 34.98
9197654 | Magnetic stirring bar, PTFE triangular, length 40 mm x 14 mm dia | 476 | 13.59
9197689 | EPPI pestle, PP, for 1,5 ml pack of 10, 70 mm | 1387 | 50.1
9197690 | EPPI pestle for 1,5ml stainless steel | 1387 | 108.83
9197691 | Quick-change chuck for EPPI pestles | 1387 | 101.93
9197717 | LLG-Magnetic stirring bar retriever, PTFE, 150mm, Ø 8mm | 463 | 19.88
9197725 | LLG-Magnetic stirring bar retriever, PTFE, 250mm, Ø 8mm | 463 | 21.17
9197735 | LLG-Magnetic stirring bar retriever,PTFE 350mm, Ø 8mm | 463 | 22.92
9198010 | Glass stirrer coupling K10 flexible, for 10mm | 492 | 136.09
9198050 | Stirrers with Stirrer Bearing, Complete, | 632 | 292.59
9198766 | LLG-Magnetic stirring bar "Economy" 12x3 mm, PTFE, cylindrical, pack of 10 | 462 | 8.44
9198767 | LLG-Magnetic stirring bar "Economy" 25x8 mm, PTFE, cylindrical, pack of 10 | 462 | 17.67
9198919 | LLG-Magnetic stirring bar "Economy" 15x6 mm, PTFE, cylindrical, pack of 10 | 462 | 10.4
9198920 | LLG-Magnetic stirring bar "Economy" 20x6 mm, PTFE, cylindrical, pack of 10 | 462 | 13.19
9198925 | LLG-Magnetic stirring bar "Economy" 25x6 mm, PTFE, cylindrical, pack of 10 | 462 | 16.48
9198930 | LLG-Magnetic stirring bar "Economy" 30x6 mm, PTFE, cylindrical, pack of 10 | 462 | 18.95
9198935 | LLG-Magnetic stirring bar "Economy" 35x6 mm, PTFE, cylindrical, pack of 10 | 462 | 24.69
9198940 | LLG-Magnetic stirring bar "Economy" 40x8 mm, PTFE, cylindrical, pack of 10 | 462 | 31.26
9198945 | LLG-Magnetic stirring bar "Economy" 45x8 mm, PTFE, cylindrical, pack of 10 | 462 | 29.63
9198950 | LLG-Magnetic stirring bar "Economy" 50x8 mm, PTFE, cylindrical, pack of 10 | 462 | 34.49
9198960 | LLG-Magnetic stirring bar "Economy" 60x9 mm, PTFE, cylindrical, pack of 10 | 462 | 42.08
9198970 | LLG-Magnetic stirring bar "Economy" 70x9 mm, PTFE, cylindrical, pack of 10 | 462 | 49.23
9198980 | LLG-Magnetic stirring bar "Economy" 80x9 mm, PTFE, cylindrical, pack of 10 | 462 | 56.15
9200014 | Instrument tray, glass 120x60x40 mm without cover | 108 | 36.15
9200020 | Instrument tray, glass 200x100x50 mm without cover | 108 | 46.23
9200037 | Instrument tray, glass 200x100x100 mm without cover | 108 | 72.02
9200114 | Instrument tray, glass 120x60x40 mm with stailess steel cover | 108 | 55.84
9200120 | Instrument tray, glass 200x100x50 mm with stailess steel cover | 108 | 82.54
9200137 | Instrument tray, glass 200x100x100 mm with stailess steel cover | 108 | 105.14
9200150 | Instrument tray 350x250x100 mm melamin, without lid 9.200 184 | 107 | 31.96
9200155 | Instrument tray 350x240x40 mm melamin, without lid 9.200 184 | 107 | 28.86
9200160 | Instrument tray 290x160x60 mm melamin, without lid 9.200 183 | 107 | 22.71
9200165 | Instrument tray 290x160x30 mm melamin, without lid 9.200 183 | 107 | 16.04
9200170 | Instrument tray 190x150x40 mm melamin, without lid 9.200 182 | 107 | 12.46
9200177 | Instrument tray 210x110x35 mm melamin, without lid 9.200 181 | 107 | 16.5
9200181 | Lid 210x110x15 mm PS, clear for 9.200 177 | 107 | 9.69
9200182 | Lid 200x160x15 mm PS, clear for 9.200 170 | 107 | 12.46
9200183 | Lid 300x170x15 mm PS, clear for 9.200 160 + 9.200 165 | 107 | 14.19
9200184 | Lid 360x260x15 mm PS, clear for 9.200 155 + 9.200 150 | 107 | 19.06
9200203 | Laboratory tray 180x230x42 mm, white PP, (tray base 130x180 mm) | 109 | 9.79
9200204 | Laboratory tray 250x310x65 mm, white PP, (tray base 180x240 mm) | 109 | 17.74
9200205 | Laboratory tray 310x370x75 mm, white PP, (tray base 240x300 mm) | 109 | 25.52
9200206 | Laboratory tray 420x520x120 mm, white PP, (tray base 300x400 mm) | 109 | 34.81
9200207 | Laboratory tray 534x634x140 mm, white PP, (tray base 400x500 mm) | 109 | 60.48
9200208 | Laboratory tray 648x846x160 mm, white PP, (tray base 500x700 mm) | 109 | 82.81
9200324 | Instrument tray 240x180x20 mm melamine resin, white | 107 | 13.36
9200327 | Instrument tray 270x210x20 mm melamine resin, white | 107 | 16.19
9200328 | Instrument tray 300x150x20 mm melamine resin, white | 107 | 14.11
9200335 | Instrument tray 360x240x20 mm melamine resin, white | 107 | 21.55
9200345 | Instrument tray 430x290x20 mm melamine resin, white | 107 | 30.81
9200370 | Tidy tray, PVC, 5 compartments 404 x 304 x 64 mm | 110 | 49.86
9200372 | Photographic tray PVC 200 x 150 x 45 mm | 110 | 10.79
9200373 | Photographic tray PVC 250 x 200 x 60 mm | 110 | 13.2
9200374 | Photographic tray PVC 320 x 260 x 70 mm | 110 | 21.06
9200375 | Photographic tray PVC 350 x 300 x 80 mm | 110 | 27.04
9200376 | Photographic tray PVC 430 x 330 x 90 mm | 110 | 30.93
9200377 | Photographic tray PVC 520 x 420 x 90 mm | 110 | 44.33
9200378 | Photographic tray PVC 675 x 530 x 100 mm | 110 | 77.29
9200379 | Photographic tray PVC 540 x 420 x 180 mm | 110 | 144.53
9200380 | Tidy tray, PVC, 12 compartments 403 x 303 x 63 mm | 110 | 53.94
9200392 | Pipet tray, PVC, 280 x 220 x 39 mm | 944 | 22.4
9200394 | Pipet tray, PVC, 4 compartments 420 x 300 x 40 mm | 944 | 35.97
9200416 | Instrument box 160x100x30 mm 18/10 steel, with knob lid | 108 | 50.79
9200518 | Laboratory bowl 1 L, 18/10-steel dia. 165 mm, height 75 mm, type 1, low form | 107 | 27.55
9200524 | Laboratory bowl 2 L, 18/10-steel diam. 220 mm, height 75 mm, type 1, low form | 107 | 42.22
9200526 | Laboratory bowl 3 L, 18/10-steel diam. 240 mm, height 95 mm, type 1, low form | 107 | 38.69
9200529 | Laboratory bowl 4.5 L, 18/10-steel diam. 260 mm, height 120 mm, type 1, low form | 107 | 48.42
9200536 | Laboratory bowl 8 L, 18/10-steel diam. 320 mm, height 145 mm, type 1, low form | 107 | 67.85
9200541 | Laboratory bowl 11 L, 18/10-steel diam. 380 mm, height 135 mm, type 1, low form | 107 | 100.26
9200700 | Photographic tray 190x140x50 mm 18/10-steel | 110 | 108.8
9200701 | Photographic tray 250x180x60 mm 18/10-steel | 110 | 120.18
9200702 | Photographic tray 260x190x50 mm 18/10-steel | 110 | 126.5
9200703 | Photographic tray 320x260x60 mm 18/10-steel | 110 | 143.52
9200704 | Photographic tray 350x240x70 mm 18/10-steel | 110 | 145.48
9200705 | Photographic tray 400x270x80 mm 18/10-steel | 110 | 148.95
9200706 | Photographic tray 500x330x100 mm 18/10-steel | 110 | 211.97
9201025 | Measuring scoop, cap. 150 ml PE-HD, length 250 mm | 138 | 2.88
9201030 | Measuring scoop, cap. 350 ml PE-HD, length 310 mm | 138 | 4.99
9201035 | Measuring scoop, cap. 750 ml PE-HD, length 350 mm | 138 | 8.27
9201040 | Measuring scoop, cap. 1250 ml PE-HD, length 400 mm | 138 | 11.35
9201042 | Measuring scoops, 2 ml, PP white, 60 mm length pack of 12 | 138 | 6.49
9201043 | Measuring scoops, 5 ml, PP white, 82 mm length pack of 12 | 138 | 7.42
9201045 | Measuring scoops, 10 ml, PP white, 100 mm length pack of 12 | 138 | 9.27
9201047 | Measuring scoops, 25 ml, PP white, 135 mm length pack of 12 | 138 | 12.36
9201048 | Measuring scoops, 50 ml, PP white, 160 mm length pack of 12 | 138 | 17.92
9201049 | Measuring scoops, 100 ml, PP white, 200 mm length pack of 12 | 138 | 26.57
9201050 | Measuring scoops, 1000 ml, PP white, 385 mm length pack of 6 | 138 | 41.59
9201091 | LLG-Measuring scoop 250 ml, HDPE | 138 | 2.47
9201092 | LLG-Measuring scoop 500 ml, HDPE | 138 | 2.91
9201093 | LLG-Measuring scoop 1500 ml, HDPE | 138 | 4.53
9201113 | Scoop, Aluminium, length 135 mm | 138 | 1.88
9201118 | Scoop, Aluminium, length 185 mm | 138 | 3.6
9201121 | Scoop, Aluminium, length 210 mm | 138 | 4.06
9201125 | Scoop, Aluminium, length 250 mm | 138 | 5.64
9201126 | Scoop, Aluminium, length 265 mm | 138 | 6.8
9201131 | Scoop, Aluminium, length 310 mm | 138 | 9.79
9201135 | Scoop, Aluminium, length 350 mm | 138 | 12.9
9201140 | Scoop, Aluminium, length 400 mm | 138 | 17.94
9201143 | Scoop, Aluminium, length 430 mm | 138 | 25.52
9201219 | Chemical scoop 0,12 L 190 mm, 18/8 steel | 138 | 16.96
9201222 | Chemical scoop 0,45 L 225 mm, 18/8 steel | 138 | 19.26
9201232 | Chemical scoop 1.00 L 320 mm, 18/8 steel | 138 | 23.15
9201235 | Chemical scoop 1.50 L 350 mm, 18/8 steel | 138 | 27.76
9201590 | Combustion boats,glazed porcelain,85x13x8 mm | 114 | 31.03
9201596 | Combustion boats,glazed porcelain,102x13x10 mm | 114 | 33.81
9203322 | Separating Funnels, Squibb, Cap. ml 50 Socket NS 19/26 Cap. ml 3000 | 639 | 50.7
9203323 | Separating Funnels, Squibb, Cap. ml 100 Socket NS 19/26 Cap. ml 4000 | 639 | 47.79
9203325 | Separating Funnels, Squibb, Cap. ml 250 Socket NS 19/26 Cap. ml 6000 | 639 | 56.83
9203328 | Separating Funnels, Squibb, Cap. ml 500 Socket NS 29/32 Cap. ml | 639 | 69.83
9203330 | Separating Funnels, Squibb, Cap. ml 1000 Socket NS 29/32 Cap. ml 100 | 639 | 84.26
9203332 | Separating Funnels, Squibb , Cap. ml 2000 Socket NS 29/32 | 639 | 109.9
9203372 | Separating Funnels, Squibb, Cap. ml 50 Socket NS 19/26 | 639 | 55.02
9203373 | Separating Funnels, Squibb, Cap. ml 100 Socket NS 19/26 | 639 | 51.09
9203375 | Separating Funnels, Squibb, Cap. ml 250 Socket NS 19/26 | 639 | 61.13
9203376 | Separating Funnels, Squibb, Cap. ml 500 Socket NS 29/32 | 639 | 74.82
9203377 | Separating Funnels, Squibb, Cap. ml 1000 Socket NS 29/32 | 639 | 91.13
9203378 | Separating Funnels, Squibb , Cap. ml 2000 Socket NS 29/32 | 639 | 118.49
9203462 | Separating Funnels, Conical, Cap. ml 50 Socket NS 19/26 Cap. ml 6000 | 639 | 49.86
9203463 | Separating Funnels, Conical, Cap. ml 100 Socket NS 19/26 Cap. ml 10000 | 639 | 55.54
9203465 | Separating Funnels, Conical, Cap. ml 250 Socket NS 29/32 Cap. ml 20000 | 639 | 66.9
9203466 | Separating Funnels, Conical, Cap. ml 500 Socket NS 29/32 Cap. ml | 639 | 76.25
9203467 | Separating Funnels, Conical, Cap. ml 1000 Socket NS 29/32 Cap. ml Cap. ml | 639 | 102.12
9203468 | Separating Funnels, Conical, Cap. ml 2000 Socket NS 29/32 Cap. ml 50 | 639 | 136.52
9203482 | Separating Funnels, Conical, Cap. ml 50 Socket NS 19/26 Cap. ml 100 | 639 | 53.96
9203483 | Separating Funnels, Conical, Cap. ml 100 Socket NS 19/26 Cap. ml | 639 | 62.56
9203485 | Separating Funnels, Conical, Cap. ml 250 Socket NS 29/32 Cap. ml 100 | 639 | 74
9203486 | Separating Funnels, Conical, Cap. ml 500 Socket NS 29/32 Cap. ml 250 | 639 | 78.84
9203487 | Separating Funnels, Conical, Cap. ml 1000 Socket NS 29/32 Cap. ml 500 | 639 | 104.11
9203488 | Separating Funnels, Conical, Cap. ml 2000 Socket NS 29/32 Cap. ml 1000 | 639 | 133.42
9203531 | Separating funnel, FEP, with screw cap cap. 125 ml | 640 | 147.92
9203532 | Separating funnel, FEP, with screw cap cap. 250 ml | 640 | 164.8
9203533 | Separating funnel, FEP, with screw cap cap. 500 ml | 640 | 242.06
9203534 | Separating funnel, FEP, with screw cap cap. 1000 ml | 640 | 284.34
9203535 | Separating funnel, FEP, with screw cap cap. 2000 ml | 640 | 409.41
9204206 | Scissor 108 mm, straight pointed/pointed, rust-free | 128 | 63.23
9204207 | Scissor 108 mm, curved pointed/pointed, rust-free | 128 | 68.58
9204220 | Surgical scissors 130 mm, ,rust-free, straight pointed/blunt | 128 | 51.14
9204222 | Scissors 130 mm, curved pointed/pointed, stainless steel | 127 | 4.81
9204231 | LLG-Scissors 160 mm, pointed/pointed straight, stainless steel | 127 | 10.58
9204232 | LLG-Scissors 130 mm, pointed/blunt straight, stainless steel | 127 | 8.31
9204233 | LLG-Scissors 160 mm, pointed/blunt straight, stainless steel | 127 | 9.4
9204234 | LLG-Scissors 130 mm, blunt/blunt straight, stainless steel | 127 | 8.31
9204235 | LLG-Scissors 160 mm, blunt/blunt straight, stainless steel | 127 | 9.5
9204332 | Universal cutter,st.steel,length 170 mm | 128 | 26.56
9204610 | Vernier caliper gange, digital,stainless steel 150mm | 130 | 129.81
9205000 | Tubing, silicone 1.00 x 1.00mm hardness 60±5 Shore, type RAULAB FG® SLIDETEC non talc powdered - supplied per meter - | 148 | 0.77
9205001 | Tubing, silicone 2.00 x 1.00mm hardness 60±5 Shore, type RAULAB FG® SLIDETEC non talc powdered - supplied per meter - | 148 | 0.95
9205002 | Tubing, silicone 2.00 x 2.00mm hardness 60±5 Shore, type RAULAB FG® SLIDETEC non talc powdered - supplied per meter - | 148 | 2.44
9205003 | Tubing, silicone 3.00 x 1.00mm hardness 60±5 Shore, type RAULAB FG® SLIDETEC non talc powdered - supplied per meter - | 148 | 1.26
9205004 | Tubing, silicone 3.00 x 1.50mm hardness 60±5 Shore, type RAULAB FG® SLIDETEC non talc powdered - supplied per meter - | 148 | 2.04
9205005 | Tubing, silicone 3.00 x 2.00mm hardness 60±5 Shore, type RAULAB FG® SLIDETEC non talc powdered - supplied per meter - | 148 | 3.06
9205006 | Tubing, silicone 4.00 x 1.00mm hardness 60±5 Shore, type RAULAB FG® SLIDETEC non talc powdered - supplied per meter - | 148 | 1.52
9205007 | Tubing, silicone 4.00 x 1.50mm hardness 60±5 Shore, type RAULAB FG® SLIDETEC non talc powdered - supplied per meter - | 148 | 2.53
9205008 | Tubing, silicone 4.00 x 2.00mm hardness 60±5 Shore, type RAULAB FG® SLIDETEC non talc powdered - supplied per meter - | 148 | 3.43
9205009 | Tubing, silicone 5.00 x 1.00mm hardness 60±5 Shore, type RAULAB FG® SLIDETEC non talc powdered - supplied per meter - | 148 | 1.82
9205010 | Tubing, silicone 5.00 x 1.50mm hardness 60±5 Shore, type RAULAB FG® SLIDETEC non talc powdered - supplied per meter - | 148 | 2.96
9205011 | Tubing, silicone 6.00 x 1.50mm hardness 60±5 Shore, type RAULAB FG® SLIDETEC non talc powdered - supplied per meter - | 148 | 3.5
9205012 | Tubing, silicone 6.00 x 2.00mm hardness 60±5 Shore, type RAULAB FG® SLIDETEC non talc powdered - supplied per meter - | 148 | 4.94
9205013 | Tubing, silicone 7.00 x 1.50mm hardness 60±5 Shore, type RAULAB FG® SLIDETEC non talc powdered - supplied per meter - | 148 | 3.99
9205014 | Tubing, silicone 8.00 x 1.00mm hardness 60±5 Shore, type RAULAB FG® SLIDETEC non talc powdered - supplied per meter - | 148 | 3.24
9205015 | Tubing, silicone 8.00 x 2.00mm hardness 60±5 Shore, type RAULAB FG® SLIDETEC non talc powdered - supplied per meter - | 148 | 6.23
9205017 | Tubing, silicone 9.00 x 2.00mm hardness 60±5 Shore, type RAULAB FG® SLIDETEC non talc powdered - supplied per meter - | 148 | 6.82
9205018 | Tubing, silicone 10.00 x 2.00mm hardness 60±5 Shore, type RAULAB FG® SLIDETEC non talc powdered - supplied per meter - | 148 | 7.44
9205020 | Tubing, silicone 12.00 x 2.00mm hardness 60±5 Shore, type RAULAB FG® SLIDETEC non talc powdered - supplied per meter - | 148 | 8.73
9205157 | Tubing,rubber,red,2 x 1,0 mm wall, p.m hardness 45 shore A - per meter - | 146 | 2.99
9205158 | Tubbing, rubber, red, 3,00 x 1,00 mm hardness 45 shore A - per meter - | 146 | 2.34
9205159 | Tubbing, rubber, red, 3,00 x 1,50 mm hardness 45 shore A - per meter - | 146 | 2.11
9205160 | Tubing,rubber,red,4 x 1 mm wall, p.m hardness 45 shore A - per meter - | 146 | 2.11
9205166 | Tubing,rubber,red,4 x 1,5 mm wall, p.m hardness 45 shore A - per meter - | 146 | 1.94
9205170 | Tubing,rubber,red,5 x 1,5 mm wall, p.m hardness 45 shore A - per meter - | 146 | 2.31
9205171 | Rubber tube 5x2mm red hardness 45 shore A - per meter - | 146 | 2.7
9205173 | Tubing,rubber,red,6 x 1,5 mm wall, p.m hardness 45 shore A - per meter - | 146 | 2.57
9205174 | Tubing,rubber,red,6 x 2 mm wall, p.m hardness 45 shore A - per meter - | 146 | 2.96
9205179 | Tubbing, rubber, red, 7,00 x 1,50 mm hardness 45 shore A - per meter - | 146 | 2.81
9205180 | Tubing,rubber,red,7 x 2 mm wall, p.m hardness 45 shore A - per meter - | 146 | 3.32
9205184 | Tubing,rubber,red,8 x 2 mm wall, p.m hardness 45 shore A - per meter - | 146 | 4.25
9205187 | Tubing,rubber,red,9 x 2 mm wall, p.m hardness 45 shore A - per meter - | 146 | 4.35
9205192 | Tubing,rubber,red,10 x 2 mm wall, p.m hardness 45 shore A - per meter - | 146 | 4.56
9205195 | Tubing,rubber,red,12 x 2,5 mm wall, p.m hardness 45 shore A - per meter - | 146 | 6.23
9205200 | Tubing,rubber,red,18 x 3 mm wall, p.m hardness 45 shore A - per meter - | 146 | 17.38
9205210 | Tubing, silicone 0.50 x 1.00mm hardness 60 shore A - supplied per meter - | 147 | 1.11
9205220 | Tubing, silicone 1.00 x 0.40mm hardness 60 Shore A - supplied per meter - | 147 | 0.88
9205223 | Tubing, silicone 1.00 x 2.50mm hardness 60 shore A | 147 | 3.73
9205231 | Tubing, silicone 1.50 x 0.40mm hardness 60 shore A | 147 | 1.06
9205233 | Tubing, silicone 1.50 x 1.00mm hardness 60 shore A - supplied per meter - | 147 | 1.08
9205243 | Tubing, silicone 2.00 x 0.30mm hardness 60 shore A | 147 | 0.65
9205247 | Tubing, silicone 2.50 x 1.00mm hardness 60 shore A | 147 | 1.34
9205256 | Tubing, silicone 3.00 x 0.40mm hardness 60 shore A | 147 | 0.82
9205263 | Tubing, silicone 4.00 x 0.50mm hardness 60 shore A - supplied per meter - | 147 | 1.06
9205267 | Silicone tubing 4x2mm Versilic -per meter- | 150 | 5.64
9205271 | Tubing, silicone 5.00 x 2.00mm hardness 60 shore A - supplied per meter - | 147 | 4.69
9205275 | Silicone tubing,6 x 2 mm wall | 150 | 7.03
9205280 | Tubing, silicone 7.00 x 2.00mm hardness 60 shore A - supplied per meter - | 148 | 5.61
9205282 | Tubing, silicone 8.00 x 1.50mm hardness 60 shore A - supplied per meter - | 147 | 4.48
9205285 | Silicone tubing,8 x 2 mm wall | 150 | 14.52
9205286 | Tubing, silicone 9.00 x 1.50mm hardness 60 shore A - supplied per meter - | 147 | 5.44
9205300 | Silicone tubing,0,5 x 1 mm wall | 150 | 3.69
9205301 | Silicone tubing,1 x 1 mm wall | 150 | 1.49
9205302 | Silicone tubing,2 x 1 mm wall | 150 | 1.98
9205303 | Silicone tubing,3 x 5 mm wall | 150 | 2.31
9205304 | Silicone tubing,4 x 1 mm wall | 150 | 2.55
9205305 | Silicone tubing,5 x 1 mm wall | 150 | 3.3
9205306 | Silicone tubing,7 x 2 mm wall | 150 | 7.85
9205307 | Silicone tubing,9 x 2 mm wall | 150 | 9.6
9205308 | Silicone tubing,10 x 2 mm wall | 150 | 10.25
9205309 | Silicone tubing,12 x 2,5 mm wall | 150 | 15.06
9205345 | Tubing PVC 2x1mm hardness 77 shore A - per metre - | 148 | 0.29
9205358 | Tubing,PVC,3 x 1 mm wall, p.m hardness 77 shore A - per meter - | 148 | 0.33
9205359 | Tubing, PVC, 3,00 x 1,50 hardness 77 shore A - per metre - | 148 | 0.67
9205365 | Tubing,PVC,4 x 1 mm wall, p.m hardness 77 shore A - per meter - | 148 | 0.41
9205366 | Tubing,PVC,4 x 1,5 mm wall, p.m hardness 77 shore A - per meter - | 148 | 0.82
9205369 | Tubing, PVC, 5,00 x 1,00 mm hardness 77 shore A - per metre - | 148 | 0.93
9205370 | Tubing,PVC,5 x 1,5 mm wall, p.m hardness 77 shore A - per meter - | 148 | 0.95
9205372 | Tubing, 6,0 x 1,0 mm, PVC hardness 77 shore A - per metre - | 148 | 0.8
9205373 | Tubing, PVC, 6,00x1,50 mm hardness 77 shore A - per metre - | 148 | 0.9
9205374 | Tubing,PVC,6 x 2 mm wall, p.m hardness 77 shore A - per meter - | 148 | 1.29
9205379 | PVC tubing 7,00x1,50mm hardness 77 shore A - per metre - | 148 | 1.03
9205380 | Tubing,PVC,7 x 2 mm wall, p.m hardness 77 shore A - per meter - | 148 | 1.55
9205382 | Tubing,PVC,8 x 1,5 mm wall, p.m hardness 77 shore A - per meter - | 148 | 1.16
9205384 | Tubing,PVC,8 x 2 mm wall, p.m hardness 77 shore A - per meter - | 148 | 1.55
9205386 | Tubing 9x1,5 mm, PVC hardness 77 shore A - per metre - | 148 | 1.21
9205387 | Tubing,PVC,9 x 2 mm wall, p.m hardness 77 shore A - per meter - | 148 | 2.01
9205392 | Tubing,PVC,10 x 2 mm wall, p.m hardness 77 shore A - per meter - | 148 | 1.85
9205394 | Tubing,PVC,12 x 2 mm wall, p.m hardness 77 shore A - per meter - | 148 | 2.17
9205397 | Tubing,PVC,15 x 2 mm wall, p.m hardness 77 shore A - per meter - | 148 | 3.11
9205515 | Tygon Tubing 0,80x0,80mm supplied per metre type E3603 | 151 | 1.95
9205536 | Tygon tubing 1,60x0,80mm 1Meter | 151 | 2.04
9205537 | Tygon tubing, 1,60 x 1,60 mm supplied per metre | 151 | 4.25
9205550 | Tygon tubes 2,40x0,80mm supplied in meter | 151 | 2.55
9205551 | Tygon tubing, 2,40 x 1,60 mm supplied per metre | 151 | 5.41
9205561 | Tygon-tubing 3,20x0,80mm suplied per metre | 151 | 3.11
9205562 | Tygon® tubing E-3603,3,2 x 1,6 mm wall, p.m | 151 | 6.36
9205564 | Tygon tubing 4x0,8mm supplied per metre | 151 | 3.81
9205566 | Tygon® tubing E3603,4,0 x 1,6 mm wall, p.m | 151 | 7.31
9205567 | Tygon® tubing E3603,4,8 x 1,6 mm wall, p.m | 151 | 9.01
9205568 | Tygon tubing, 4,80 x 0,80 mm supplied per metre | 151 | 4.25
9205569 | Tygon tubing, 4,80 x 2,40 mm | 151 | 14.14
9205570 | Tygon tubing, 4,80 x 3,20 mm supplied per metre | 151 | 19.65
9205575 | Tygon tubing, 6,40 x 0,80 mm | 151 | 5.31
9205576 | Tygon® tubing E3603,6,4 x 1,6 mm wall, p.m | 151 | 10.35
9205577 | Tygon® tubing E3603,6,4 x 2,4 mm wall | 151 | 17.07
9205578 | Tygon tubing, 6,40 x 3,20 mm supplied per metre | 151 | 21.53
9205583 | Tygon® tubing E3603,8,0 x 1,6 mm wall, p.m | 151 | 12.44
9205584 | Tygon® tubing E3603,8,0 x 2,4 mm wall, p.m | 151 | 18.49
9205585 | Tygon tubing, 8,00 x 3,20 mm supplied per metre | 151 | 22.25
9205586 | Tygon tubing, 8,00 x 4,00 mm supplied per metre | 151 | 31.2
9205588 | Tygon® tubing E3603,9,5 x 1,6 mm mm wall, p.m | 151 | 14.7
9205589 | Tygon tubing, E3603, 9,5 x 2,4 mm wall | 151 | 19.06
9205590 | Tygon tubing, 9,50 x 3,20 mm | 151 | 27.3
9205591 | Tygon tubing, 11,10 x 1,60 mm supplied per metre | 151 | 17.2
9205592 | Tubing, tygon, 11,10 x 2,40 mm supplied per metre | 151 | 22.22
9205593 | Tubing, tygon, 11,10 x 3,20 mm supplied per metre | 151 | 29.32
9205595 | Tygon® tubing E3603,12,7 x 1,6 mm wall, p.m | 151 | 17.74
9205596 | Tygon® tubing E3603,12,7 x 2,4 mm wall, p.m | 151 | 24.2
9205597 | Tygon tubing, 12,70 x 3,20 mm supplied per metre | 151 | 32.69
9205598 | Tygon® tubing 12,7x4,0mm type E3603, shore 55, -55...+74°C | 151 | 35.32
9205608 | PTFE tubing 0.50 x 1.00mm 0.25 wall, p.m. | 149 | 1.65
9205609 | PTFE tubing 0.50 x 1.60mm 0.50 mm wall p.m. | 149 | 1.94
9205616 | PTFE tubing 0.80 x 1.60mm 0.40 mm wall, p.m. | 149 | 1.85
9205619 | PTFE tubing 1.00 x 1.60mm 0.30 mm wall, p.m. | 149 | 1.11
9205621 | PTFE tubing 1.00 x 2.00mm 0.50 mm wall, p.m. | 149 | 2.06
9205630 | PTFE tubing 1.50 x 2.10mm 0.30 mm wall, p.m. | 149 | 2.01
9205634 | PTFE tubing 1.60 x 3.20mm 0.80 mm wall, p.m. | 149 | 3.5
9205644 | PTFE tubing 2.00 x 3.00mm 0.50 mm wall, p.m. | 149 | 3.43
9205645 | PTFE tubing 2.00 x 4.00mm 1.00 mm wall, p.m. | 149 | 6.26
9205657 | PTFE tubing 3.00 x 4.00mm 0.50 mm wall, p.m. | 149 | 3.94
9205658 | PTFE tubing 3.00 x 5.00mm 1.00 mm wall, p.m. | 149 | 8.19
9205665 | PTFE tubing 4.00 x 6.00mm 1.00 mm wall, p.m. | 149 | 7.33
9205668 | PTFE tubing 5.00 x 6.00mm 0.50 mm wall, p.m. | 149 | 6.98
9205672 | PTFE tubing 6.00 x 8.00mm 1.00 mm wall, p.m. | 149 | 10.97
9205680 | PTFE tubing 8.00 x 10.00mm 1.00 mm wall, p.m. | 149 | 15.57
9205700 | Iso-Versinic-tubing 1x1x3mm density 1.9, hardness 70 - per meter - | 150 | 28.92
9205701 | Iso-Versinic-tubing 2x1x4mm density 1.9, hardness 70 - per meter - | 150 | 31.36
9205702 | Iso-Versinic-tubing 3x1x5mm density 1.9, hardness 70 - per meter - | 150 | 36.35
9205703 | Iso-Versinic-tubing 4x1x6mm density 1.9, hardness 70 - per meter - | 150 | 25.72
9205704 | Iso-Versinic-tubing 5x1.5x8mm density 1.9, hardness 70 - per meter - | 150 | 36.87
9205705 | Iso-Versinic-tubing 6x1.5x9mm density 1.9, hardness 70 - per meter - | 150 | 40.17
9205706 | Iso-Versinic-tubing 7x1.5x10mm density 1.9, hardness 70 - per meter - | 150 | 38.53
9205707 | Iso-Versinic-tubing 8x2x12mm density 1.9, hardness 70 - per meter - | 150 | 58.05
9205708 | Iso-Versinic-tubing 10x2x14mm density 1.9, hardness 70 - per meter - | 150 | 69.23
9205709 | Iso-Versinic-tubing 12x2.5x17mm density 1.9, hardness 70 - per meter - | 150 | 101.91
9205745 | Tubing,Viton,2 x 1 mm wall, p.m Hardness 75 shore A - per meter - | 149 | 12.23
9205758 | Tubing,Viton,3 x 1 mm wall, p.m hardness 75 shore A - per meter - | 149 | 12.59
9205765 | Tubing,Viton,4 x 1 mm wall, p.m hardness 75 shore A - per meter - | 149 | 12.69
9205769 | Tubing,Viton,5 x 1 mm wall, p.m hardness 75 shore A - per meter - | 149 | 18.33
9205772 | Tubing,Viton,6 x 1 mm wall, p.m hardness 75 shore A - per meter - | 149 | 21.3
9205774 | Tubing,Viton,6 x 2 mm wall, p.m hardness 75 shore A - per meter - | 149 | 38.14
9205782 | Tubing,Viton,8 x 1,5 mm wall, p.m hardness 75 shore A - per meter - | 149 | 38.18
9205784 | Tubing,Viton,8 x 2 mm wall, p.m hardness 75 shore A - per meter - | 149 | 47.66
9205787 | Tubing,Viton,9 x 2 mm wall, p.m hardness 75 shore A - per meter - | 149 | 52.41
9205792 | Tubing,Viton,10 x 2 mm wall, p.m hardness 75 shore A - per meter - | 149 | 49.71
9205800 | Tubing gauge MESSFIX, red PP | 153 | 17.38
9205804 | Vacuum tubing,rubber,4 x 4 mm wall, p.m hardness 45 shore A - per meter - | 146 | 9.53
9205805 | Vacuum tubing,rubber,5 x 5 mm wall, p.m hardness 45 shore A - per meter - | 146 | 9.06
9205806 | Vacuum tubing,rubber,6.00 x 5.00 mm, natural rubber (NR), red, hardness 45 shore A permeter | 146 | 10.15
9205807 | Vacuum tubing, rubber, 7.00 x 5.00 mm, natural rubber (NR), red, hardness 45 shore A, per meter | 146 | 11.22
9205808 | Vacuum tubing, rubber, 8.00 x 5.00 mm, natural rubber (NR), red, hardness 45 shore A, per meter | 146 | 13.36
9205809 | Vacuum tubings, rubber, 10.00 x 5.00 mm, natural rubber (NR), red, hardness 45 shore A, per meter | 146 | 13.29
9205824 | Tubing, PFA, 0.80 x 1.60 mm supplied per metre | 149 | 20.37
9205825 | Tubing, PFA, 1.58 x 3.18 mm supplied per metre | 149 | 19.85
9205827 | Tubing, PFA, 2.00 x 4.00 mm supplied per metre | 149 | 33.11
9205830 | Tubing, PFA, 4.00 x 6.00 mm supplied per metre | 149 | 32.46
9205833 | Tubing, PFA, 6.00 x 8.00 mm supplied per metre | 149 | 67.05
9205836 | Tubing, PFA, 8.00 x 10.00 mm supplied per metre | 149 | 60.87
9205839 | Tubing, PFA, 10.00 x 12.00 mm supplied per metre | 149 | 91.45
9205898 | Tubing cutter,for tubing 1,6 - 19 mm diam | 152 | 51.69
9205899 | Spare blade for tubing cutter | 152 | 37.2
9205904 | KECK tubing clamp, PBT for tube 4.5 mm, red | 162 | 5.31
9205906 | KECK tubing clamp, PBT for tube 6.0 mm, yellow | 162 | 6.07
9205910 | KECK tubing clamp, PBT for tube 10 mm, blue | 162 | 8.27
9205914 | KECK tubing clamp, PBT for tube 14 mm, red | 162 | 8.55
9205918 | Tubing clamps for tubing 3,2-11 mm dia. pack of 12 | 162 | 24.64
9206524 | Tygon tubing 15,90 x 3,20mm | 151 | 32.39
9206545 | Tygon tubing 19,0 x 4,00mm - per meter - | 151 | 46.49
9206620 | Spectra/Por® 6, 18x11,5mm Dialysis-membrane, MWCO 2000 pack of 10 mtr. | 1330 | 550.73
9206625 | Spectra/Por® 6, 38x24,2mm Dialysis-membrane, MWCO 2000 pack of 10 mtr. | 1330 | 550.73
9206633 | Spectra/Por® 6, 45x28,6mm Dialysis-membrane, MWCO 2000 pack of 10 mtr. | 1330 | 550.73
9206636 | Spectra/Por® 6, 18x11,5mm Dialysis-membrane, MWCO 1000 pack of 10 mtr. | 1330 | 550.73
9206638 | Spectra/Por® 6, 38x24,2mm Dialysis-membrane, MWCO 1000 pack of 10 mtr. | 1330 | 550.73
9206640 | Spectra/Por® 6, 45x28,6mm Dialysis-membrane, MWCO 1000 pack of 10 mtr. | 1330 | 550.73
9206645 | Spectra/Por® 1, 10x6,4mm Dialysis-membrane, MWCO 6-8000 pack of 15 mtr. | 1329 | 375.67
9206650 | Spectra/Por® 1, 23x14,6mm Dialysis-membrane, MWCO 6-8000 pack of 30 mtr. | 1329 | 386.6
9206655 | Spectra/Por® 1, 32x20,4mm Dialysis-membrane, MWCO 6-8000 pack of 30 mtr. | 1329 | 386.6
9206660 | Spectra/Por® 1, 40x22,5mm Dialysis-membrane, MWCO 6-8000 pack of 30 mtr. | 1329 | 415.79
9206665 | Spectra/Por® 1, 50x31,8mm Dialysis-membrane, MWCO 6-8000 pack of 30 mtr. | 1329 | 483.26
9206670 | Spectra/Por® 1, 100x63,7mm Dialysis-membrane, MWCO 6-8000 pack of 15 mtr. | 1329 | 566.42
9206675 | Spectra/Por® 1, 120x76,4mm Dialysis-membrane, MWCO 6-8000 pack of 15 mtr. | 1329 | 587.58
9206676 | Spectra/Por® 2, 10x6,4mm Dialysis-membrane, MWCO 12-14000 pack of 15 mtr. | 1329 | 512.44
9206678 | Spectra/Por® 2, 25x15,9mm Dialysis-membrane, MWCO 12-14000 pack of 15 mtr. | 1329 | 512.44
9206680 | Spectra/Por® 2, 45x28,6mm Dialysis-membrane, MWCO 12-14000 pack of 15 mtr. | 1329 | 512.44
9206682 | Dialysis membranes,63,7x31,8 mm diam,pack of 15 m . . | 1329 | 723.45
9206684 | Spectra/Por® 2, 120x76,4mm Dialysis-membrane, MWCO 12-14000 pack of 15 mtr. | 1329 | 735.81
9206697 | Spectra/Por® 4, 10x6,4mm Dialysis-membrane, MWCO 12-14000 pack of 30 mtr. | 1329 | 567.14
9206700 | Spectra/Por® 4, 25x15,9mm Dialysis-membrane, MWCO 12-14000 pack of 30 mtr. | 1329 | 315.48
9206703 | Spectra/Por® 4, 32x20,4mm Dialysis-membrane, MWCO 12-14000 pack of 30 mtr. | 1329 | 341.02
9206706 | Spectra/Por® 4, 45x28,6mm Dialysis-membrane, MWCO 12-14000 pack of 30 mtr. | 1329 | 395.72
9206709 | Spectra/Por® 4, 75x47,7mm Dialysis-membrane, MWCO 12-14000 pack of 15 mtr. | 1329 | 417.61
9206720 | Spectra/Por® 3, 18x11,5mm Dialysis-membrane, MWCO 3500 pack of 15 mtr. | 1329 | 455.91
9206724 | Spectra/Por® 3, 45x29mm Dialysis-membrane, MWCO 3500 pack of 15 mtr. | 1329 | 455.91
9206725 | Spectra/Por® 3, 54x34,0mm Dialysis-membrane, MWCO 3500 pack of 15 mtr. | 1329 | 485.08
9206740 | Spectra/Por® 6, 12x7,6mm Dialysis membrane, MWCO 50000 pack of 10 mtr. | 1330 | 550.73
9206742 | Spectra/Por® 6, 28x17,8mm Dialysis membrane, MWCO 50000 pack of 10 mtr. | 1330 | 550.73
9206744 | Spectra/Por® 6, 34x21,6mm Dialysis membrane, MWCO 50000 pack of 10 mtr. | 1330 | 550.73
9206750 | Spectra/Por® 6, 12x7,6mm Dialysis-membrane, MWCO 25000 pack of 10 mtr. | 1330 | 550.73
9206752 | Spectra/Por® 6, 28x17,8mm Dialysis-membrane, MWCO 25000 pack of 10 mtr. | 1330 | 550.73
9206754 | Spectra/Por® 6, 34x21,6mm Dialysis-membrane, MWCO 25000 pack of 10 mtr. | 1330 | 550.73
9206760 | Spectra/Por® 6, 10x6,4mm Dialysis-membrane, MWCO 15000 pack of 10 mtr. | 1330 | 550.73
9206762 | Spectra/Por® 6, 25x15,9mm Dialysis-membrane, MWCO 15000 pack of 10 mtr. | 1330 | 550.73
9206764 | Spectra/Por® 6, 32x20,4mm Dialysis-membrane, MWCO 15000 pack of 10 mtr. | 1330 | 550.73
9206766 | Spectra/Por® 6, 45x28,6mm Dialysis-membrane, MWCO 15000 pack of 10 mtr. | 1330 | 550.73
9206770 | Spectra/Por® 6, 10x6,4mm Dialysis-membrane, MWCO 10000 pack of 10 mtr. | 1330 | 550.73
9206772 | Spectra/Por® 6, 25x15,9mm Dialysis-membrane, MWCO 10000 pack of 10 mtr. | 1330 | 550.73
9206774 | Spectra/Por® 6, 32x20,4mm Dialysis-membrane, MWCO 10000 pack of 10 mtr. | 1330 | 550.73
9206776 | Spectra/Por® 6, 45x28,6mm Dialysis-membrane, MWCO 10000 pack of 10 mtr. | 1330 | 550.73
9206779 | Spectra/Por® 6, 10x6,4mm Dialysis-membrane, MWCO 8000 pack of 10 mtr. | 1330 | 550.73
9206780 | Spectra/Por® 6, 23x14,6mm Dialysis-membrane, MWCO 8000 pack of 10 mtr. | 1330 | 550.73
9206782 | Spectra/Por® 6, 32x20,4mm Dialysis-membrane, MWCO 8000 pack of 10 mtr. | 1330 | 550.73
9206784 | Spectra/Por® 6, 40x25,5mm Dialysis-membrane, MWCO 8000 pack of 10 mtr. | 1330 | 550.73
9206786 | Spectra/Por® 6, 50x31,8mm Dialysis-membrane, MWCO 8000 pack of 10 mtr. | 1330 | 550.73
9206790 | Spectra/Por® 6, 18x11,5mm Dialysis-membrane, MWCO 3500 pack of 10 mtr. | 1330 | 550.73
9206792 | Spectra/Por® 6, 45x28,6mm Dialysis-membrane, MWCO 3500 pack of 10 mtr. | 1330 | 550.73
9206794 | Spectra/Por® 6, 54x34,4mm Dialysis-membrane, MWCO 3500 pack of 10 mtr. | 1330 | 550.73
9206803 | Spectra/Por 7, 18x11,5mm Dialysis-membrane, MWCO 1000 pack of 5 mtr. | 1330 | 466.84
9206804 | Spectra/Por® 7, 38x24,2mm Dialysis-membrane, MWCO 1000 pack of 5 mtr. | 1330 | 466.84
9206805 | Spectra/Por® 7, 45x28,6mm Dialysis-membrane, MWCO 1000 pack of 5 mtr. | 1330 | 466.84
9206807 | Spectra/Por® 7, 18x11,5mm dialysis-membrane, MWCO 2000 pack of 5 mtr. | 1330 | 466.84
9206808 | Spectra/Por® 7, 38x24,2mm Dialysis-membrane, MWCO 2000 pack of 5 mtr. | 1330 | 466.84
9206809 | Spectra/Por® 7, 45x28,6mm Dialysis-membrane, MWCO 2000 pack of 5 mtr. | 1330 | 466.84
9206810 | Spectra/Por® 7, 18x11,5mm Dialysis-membrane, MWCO 3500 pack of 5 mtr. | 1330 | 466.84
9206811 | Spectra/Por® 7, 45x28,6mm Dialysis-membrane, MWCO 3500 pack of 5 mtr. | 1330 | 466.84
9206812 | Spectra/Por® 7, 54x34,4mm Dialysis-membrane, MWCO 3500 pack of 5 mtr. | 1330 | 466.84
9206813 | Spectra/Por® 7, 10x6,4mm Dialysis-membrane, MWCO 8000 pack of 5 mtr. | 1330 | 466.84
9206814 | Spectra/Por® 7, 23x14,6mm Dialysis-membrane, MWCO 8000 pack of 5 mtr. | 1330 | 466.84
9206815 | Spectra/Por® 7, 32x20,4mm Dialysis-membrane, MWCO 8000 pack of 5 mtr. | 1330 | 466.84
9206816 | Spectra/Por® 7, 40x25,5mm Dialysis-membrane, MWCO 8000 pack of 5 mtr. | 1330 | 466.84
9206817 | Spectra/Por® 7, 10x6,4mm Dialysis-membrane, MWCO 10000 pack of 5 mtr. | 1330 | 466.84
9206818 | Spectra/Por® 7, 25x15,9mm Dialysis-membrane, MWCO 10000 pack of 5 mtr. | 1330 | 466.84
9206819 | Spectra/Por® 7, 32x20,4mm Dialysis-membrane, MWCO 10000 pack of 5 mtr. | 1330 | 466.84
9206820 | Spectra/Por® 7, 45x28,6mm Dialysis-membrane, MWCO 10000 pack of 5 mtr. | 1330 | 466.84
9206821 | Spectra/Por® 7, 10x6,4mm Dialysis-membrane, MWCO 15000 pack of 5 mtr. | 1330 | 466.84
9206822 | Spectra/Por® 7, 25x15,9mm Dialysis-membrane, MWCO 15000 pack of 5 mtr. | 1330 | 466.84
9206823 | Spectra/Por® 7, 32x20,4mm Dialysis-membrane, MWCO 15000 pack of 5 mtr. | 1330 | 466.84
9206824 | Spectra/Por® 7, 45x28,6mm Dialysis-membrane, MWCO 15000 pack of 5 mtr. | 1330 | 466.84
9206825 | Spectra/Por® 7, 12x7,6mm Dialysis-membrane, MWCO 25000 pack of 5 mtr. | 1330 | 466.84
9206826 | Spectra/Por® 7, 28x17,8mm Dialysis-membrane, MWCO 25000 pack of 5 mtr. | 1330 | 466.84
9206827 | Spectra/Por® 7, 34x21,6mm Dialysis-membrane, MWCO 25000 pack of 5 mtr. | 1330 | 466.84
9206828 | Spectra/Por® 7, 12x7,6mm Dialysis-membrane, MWCO 50000 pack of 5 mtr. | 1330 | 466.84
9206829 | Spectra/Por® 7, 28x17,8mm Dialysis-membrane, MWCO 50000 pack of 5 mtr. | 1330 | 466.84
9206830 | Spectra/Por® 7, 34x21,6mm Dialysis-membrane, MWCO 50000 pack of 5 mtr. | 1330 | 466.84
9206831 | Spectra/Por® 7, 50x31,8mm Dialysis-membrane, MWCO 8000 pack of 5 mtr. | 1330 | 466.84
9206941 | Tubing, norprene, 1,6 x 1,6 mm supplied per metre | 150 | 5.2
9206944 | Norprene® tubing,black,3.2x1.6 mm wall, p.m | 150 | 5.56
9206951 | Norprene® tubing,black,4.8x1.6 mm wall, p.m | 150 | 6.18
9206956 | Norprene® tubing,black,6.4x1.6 mm wall, p.m | 150 | 6.69
9206957 | Norprene® tubing,black,6.4x2.4 mm wall, p.m | 150 | 9.43
9206961 | Norprene® tubing,black,8.0x1.6 mm wall, p.m | 150 | 8.55
9206962 | Norprene® tubing,black,8.0x2.4 mm wall, p.m | 150 | 11.92
9206967 | Norprene® tubing,black,9.6x1.6 mm wall, p.m | 150 | 9.01
9206968 | Norprene tubing, 9,5 x 2,4 mm supplied per metre | 150 | 16.53
9206969 | Norprene-tubing 9,5x3,2mm per meter | 150 | 18.61
9206973 | Norprene tubing, 11,1 x 1,6 mm supplied per metre | 150 | 18.46
9206976 | Norprene® tubing,black,12.7x1.6 mm wall, p.m | 150 | 13.68
9206977 | Norprene® tubing,black,12.7x2.4 mm wall, p.m | 150 | 20.34
9207113 | Couplings with GL 14 6,5mm PTFE | 157 | 43.44
9207114 | GL-couplings PTFE GL 18, 10,5mm Ø | 157 | 37.3
9207115 | GL-couplings PTFE GL 25, 14,5mm Ø | 157 | 69.99
9207116 | GL-couplings PTFE GL 32, 21,0 mm | 157 | 140.11
9207117 | GL-coupling PTFE GL 45, 32,5 mm | 157 | 182.59
9207118 | GL-fitting GL 14, 6,5 mm, PTFE | 157 | 44.35
9207119 | GL fittings, GL 18 10,5 mm PTFE | 157 | 65.67
9207120 | GL fittings, GL 25 14,5 mm PTFE | 157 | 79.77
9207121 | GL-fitting GL 32, 21,0 mm, PTFE | 157 | 142.77
9207122 | GL-fitting GL 45, 32,5 mm, PTFE | 157 | 180.87
9207133 | GL fittings, T-form, GL 14 PTFE, 6,5 mm | 157 | 63.07
9207134 | GL fittings, T-form, GL 18 PTFE, 10,5 mm | 157 | 66.44
9207135 | GL fittings, T-form, GL 25 PTFE, 14,5 mm | 157 | 125.83
9207136 | GL-fitting, T-form, GL 32, 21,0 mm, PTFE | 157 | 174.79
9207137 | GL-fitting, T-form, GL 45, 32,5 mm, PTFE | 157 | 193.07
9207153 | 2-way stopcocks PTFE GL 14, 4mm bore | 157 | 94.37
9207154 | Stopcocks PTFE 6mm bore GL 18,2-way construction | 157 | 101.49
9207155 | 2-way stopcocks, GL 25 PTFE, bore 8 mm | 157 | 173.8
9207156 | Stopcocks, 3-way, 4mm bore GL 14, PTFE | 157 | 134.73
9207157 | Stopcocks, 3-way, 6mm bore GL 18, PTFE | 157 | 183.56
9207158 | Stopcocks, 3-way, 6mm bore GL 25, PTFE | 157 | 250.48
9207182 | Tubing connector, PP, "T" shape, 3-4 mm | 160 | 0.56
9207183 | Tubing connector, PP "T" shape, 4-5 mm | 160 | 0.75
9207184 | Tubing connector, PP "T" shape, 6-7 mm | 160 | 0.75
9207185 | Tubing connector, PP "T" shape, 8-9 mm | 160 | 0.93
9207189 | Tubing connector, PP "T" shape, 10-11 mm | 160 | 1.13
9207190 | Tubing connector, PP "T" shape, 12-13 mm | 160 | 1.34
9207200 | Tubing connector, PP "Y" shape, 3-4 mm | 160 | 0.77
9207203 | Tubing connector, PP "Y" shape, 4-5 mm | 160 | 1.08
9207205 | Tubing connector, PP "Y" shape, 6-7 mm | 160 | 1.13
9207207 | Tubing connector, PP "Y" shape, 8-9 mm | 160 | 1.31
9207208 | Tubing connector, PP "Y" shape, 10-11 mm | 160 | 1.65
9207210 | Tubing connector, PP "Y" shape, 12-13 mm | 160 | 1.85
9207221 | Tubing connector, PP straight, 4-5 mm | 161 | 0.75
9207222 | Tubing connector, PP straight, 5-7 mm | 161 | 0.77
9207223 | TTubing connector, PP astraight, 7-9 mm | 161 | 1.08
9207224 | Tubing connector, PP straight, 9-11 mm | 161 | 1.29
9207225 | Tubing connector, PP straight, 11-13 mm | 161 | 1.44
9207226 | Tubing connector, PP straight, 13-15 mm | 161 | 1.72
9207231 | 120° tube connector Y 4-6 mm, PP | 161 | 1.65
9207232 | 120° tube connector Y 6-8 mm, PP | 161 | 1.85
9207233 | 120° tube connector Y 8-10 mm, PP | 161 | 2.14
9207234 | 120° tube connector Y 10-12 mm, PP | 161 | 2.19
9207235 | 120° tube connector Y 12-14 mm, PP | 161 | 2.57
9207236 | 120° tube connector Y 14-16 mm, PP | 161 | 2.99
9207241 | Cross connector, 3,5mm, PP | 160 | 1.65
9207242 | Cross connector, 6,0mm, PP | 160 | 1.72
9207243 | Cross connector, 8,0mm, PP | 160 | 1.81
9207244 | Cross connector, 10,0mm, PP | 160 | 2.14
9207245 | Cross connector, 12,0mm, PP | 160 | 2.29
9207246 | Cross connector, 13,5mm, PP | 160 | 2.34
9207247 | Cross connector, 15,0mm, PP | 160 | 2.57
9207251 | Tubing connector PP "L" for tube ID 3-4 mm | 160 | 0.46
9207252 | Tubing connector PP "L" for tube ID 5 mm | 160 | 0.46
9207253 | Tubing connector PP "L" for tube ID 6-7 mm | 160 | 0.56
9207254 | Tubing connector PP "L" for tube ID 8-9 mm | 160 | 0.56
9207255 | Tubing connector PP "L" for tube ID 10-11 mm | 160 | 0.75
9207256 | Tubing connector PP "L" for tube ID 12-13 mm | 160 | 0.82
9207257 | Tubing connector PP "L" for tube ID 14-15 mm | 160 | 1.13
9207261 | Plug tubing connector PE 3-5 mm, 2 pull-apart selections | 161 | 1.34
9207262 | Plug tubing connector PE 5-7 mm, 2 pull-apart selections | 161 | 1.55
9207263 | Plug tubing connector PE 7-9 mm, 2 pull-apart selections | 161 | 1.81
9207264 | Plug tubing connector PE 9-11 mm, 2 pull-apart selections | 161 | 1.81
9207265 | Plug tubing connector PE 11-14 mm, 2 pull-apart selections | 161 | 2.19
9207266 | Connectors, 14-15 mm, LDPE | 161 | 2.4
9207291 | Miniature tubing connectors,straight,1.6 mm | 159 | 2.04
9207292 | Miniature tubing connectors,straight,2.5 mm | 159 | 2.04
9207293 | Miniature tubing connectors,straight,3.2 mm | 159 | 2.04
9207297 | Miniature tubing connectors,adapter,1.6-2.5 mm | 159 | 2.04
9207298 | Miniature tubing connectors,adapter,1.6-3.2 mm | 159 | 2.04
9207356 | Adapters / Reducing adapters,PP-HD,66 mm 8-10 mm / 11-14 mm | 160 | 3.6
9207435 | Worm-drive tubing clamps,chrome steel,5 mm 7-11 mm | 164 | 2.04
9207436 | Worm-drive tubing clamps,chrome steel,5 mm 11-19 mm | 164 | 2.08
9207437 | Worm-drive tubing clamps,chrome steel,7.5 mm 8-12 mm | 164 | 1.91
9207439 | Worm-drive tubing clamps,chrome steel,7.5 mm 10-16 mm | 164 | 1.94
9207440 | Worm-drive tubing clamps,chrome steel,9 mm 12-20 mm | 164 | 2.08
9207445 | Worm-drive tubing clamps,chrome steel,9 mm 16-25 mm | 164 | 2.17
9207452 | Worm-drive tubing clamps,chrome steel,9 mm 20-32 mm | 164 | 2.29
9207460 | Worm-drive tubing clamps,chrome steel,9 mm 25-40 mm | 164 | 2.42
9207465 | Worm-drive tubing clamps,chrome steel,9 mm 30-45 mm | 164 | 2.5
9207510 | Chrome-nickel steel clamp 5.5 - 10mm with screw | 164 | 2.86
9207512 | Chrome-nickel steel clamp 7.5 - 12mm with screw | 164 | 2.55
9207514 | Chrome-nickel steel clamp 9.5 - 14mm with screw | 164 | 2.55
9207517 | Chrome-nickel steel clamp 12.5 - 17mm with screw | 164 | 2.55
9207521 | Chrome-nickel steel clamp 16.5 - 21mm with screw | 164 | 2.94
9207525 | Chrome-nickel steel clamp 20.5 - 25mm with screw | 164 | 3.11
9207529 | Chrome-nickel steel clamp 24.5 - 29mm with screw | 164 | 3.22
9207611 | Tubing connector TPX, 3-5 mm type Y-1, Y-shape | 159 | 7.03
9207709 | Herbie tubing clamp, size BB 9,2 - 10,8 mm, black | 164 | 0.36
9207712 | Herbie tubing clamp, size D 12,0 - 14,5 mm, black | 164 | 2.11
9207713 | Herbie tubing clamp, size E 13,1 - 15,7 mm, black | 164 | 5.67
9207715 | Herbie tubing clamp, size F 15,0 - 17,8 mm, black | 164 | 2.55
9207717 | Herbie tubing clamp, size G 16,9 - 19,9 mm, black | 164 | 3.4
9207718 | Herbie tubing clamp, size H 18,1 - 21,4 mm, black | 164 | 5.97
9207720 | Herbie tubing clamp, size J 20,3 - 23,7 mm, black | 164 | 5.2
9207722 | Herbie tubing clamp, size K 22,2 - 24,9 mm, black | 164 | 3.43
9207725 | Herbie tubing clamp, size L 24,5 - 28,4 mm, black | 164 | 5.25
9207823 | Miniature tubing connectors,L-shape,3.2 mm | 159 | 3.34
9207831 | Miniature tubing connectors,Y-shape,1.6 mm | 159 | 2.68
9207833 | Miniature tubing connectors,Y-shape,3.2 mm | 159 | 2.86
9207844 | Miniature tubing connectors,adapter,3.2-5 mm | 159 | 2.78
9207846 | Miniature tubing connectors,adapter,4-5 mm | 159 | 2.14
9207875 | Miniature tubing connectors,straight,with thread 5 mm | 159 | 1.72
9207922 | BEL-ART-Thermometer holder PP | 387 | 14.52
9208076 | Melting point capillaries,one end sealed pack of 100, 75 mm, 1.15 mm | 446 | 9.37
9208080 | Melting point capillaries,both ends open 80 mm,0.8 mm,pack of 100 | 446 | 8.08
9208081 | Melting point capillaries,one end sealed 80 mm,0.8 mm,pack of 100 | 446 | 11.41
9208100 | Melting point capillaries,both ends open 100 mm,0.8 mm,pack of 100 | 446 | 8.08
9208101 | Melting point capillaries,one end sealed 100 mm,0.8 mm,pack of 100 | 446 | 12.13
9208131 | Melting point appointing tubes 80mm O.D.: 1.45 mm, closed on one side, pack of 100 | 443 | 21.86
9208201 | Tygon® Pump tubings LMT-55, 0,127mm standard, orange-black, pack of 12 | 1047 | 57.38
9208202 | Tygon® Pump tubings LMT-55, 0,190mm standard, orange-red pack of 12 | 1047 | 57.38
9208203 | Tygon® Pump Tubings LMT-55, 0,254mm standard, orange-blue, pack of 12 | 1047 | 57.38
9208204 | Tygon® Pump Tubings LMT-55, 0,381mm standard, orange-green, pack of 12 | 1047 | 57.38
9208205 | Tygon® Pump tubings LMT-55, 0,508mm standard, orange-yellow, pack of 12 | 1047 | 57.38
9208206 | Tygon® Pump Tubings LMT-55, 0,635mm standard, orange-white, 2 colour codes, pack of 12 | 1047 | 57.38
9208207 | Tygon® Pump tubings LMT-55, 0,762mm standard, black-black, pack of 12 | 1047 | 57.38
9208208 | Tygon® Pump tubings LMT-55, 0,889mm standard, orange-orange, pack of 12 | 1047 | 57.38
9208209 | Tygon® Pump tubings LMT-55, 1,016mm standard, white-white, pack of 12 | 1047 | 57.38
9208210 | Tygon® Pump tubings LMT-55, 1,143mm standard, red-red, pack of 12 | 1047 | 57.38
9208211 | Tygon® Pump Tubings LMT-55, 1,295mm standard, grey-grey, pack of 12 | 1047 | 57.38
9208212 | Tygon® Pump Tubings LMT-55, 1,422mm standard, yellow-yellow, pack of 12 | 1047 | 57.38
9208213 | Tygon® Pump Tubings LMT-55, 1.651mm standard, blue-blue, pack of 12 | 1047 | 57.38
9208214 | Tygon® Pump Tubings LMT-55, 1,854mm standard, green-green, pack of 12 | 1047 | 57.38
9208215 | Tygon® Pump Tubings LMT-55, 2,057mm standard, purple-purple, pack of 12 | 1047 | 57.38
9208216 | Tygon® Pump Tubings LMT-55, 2,286mm standard, purple-black, pack of 12 | 1047 | 57.38
9208217 | Tygon® Pump Tubings LMT-55, 2,540mm standard, purple-orange, pack of 12 | 1047 | 57.38
9208218 | Tygon® Pump Tubings LMT-55, 2,794mm standard, purple-white, pack of 12 | 1047 | 57.38
9208219 | Tygon® Pump Tubings LMT-55, 1,524mm standard, yellow-blue, pack of 12 | 1047 | 57.38
9208221 | Tygon® Pump tubings LMT-55, 0,445mm standard, green-yellow, pack of 12 | 1047 | 57.38
9208222 | Tygon® Pump Tubings LMT-55, 3,170mm standard, black-white, pack of 12 | 1047 | 57.38
9208380 | Tygon® tubing 3.2x6.4x1.6mm type 3350, shore 50, -81...+200°C pack of 15 mtr | 151 | 189.77
9208381 | Tygon® tubing 4.8x8.0x1.6mm type 3350, shore 50, -81...+200°C pack of 15 mtr | 151 | 242.82
9208382 | Tygon® tubing 6.4x9.6x1.6mm type 3350, shore 50, -81...+200°C pack of 15 mtr | 151 | 265.02
9208383 | Tygon® tubing 6.4x11.1x2.4mm type 3350, shore 50, -81...+200°C pack of 15 mtr | 151 | 374.36
9208384 | Tygon® tubing 8.0x12.7x2.4mm type 3350, shore 50, -81...+200°C pack of 15 mtr | 151 | 431.13
9208385 | Tygon® tubing 9.5x12.7x1.6mm type 3350, shore 50, -81...+200°C pack of 15 mtr | 151 | 335.87
9208386 | Tygon® tubing 12.7x15.9x1.6mm type 3350, shore 50, -81...+200°C pack of 15 mtr | 151 | 459.3
9208387 | Tygon® tubing 12.7x17.5x2.4mm type 3350, shore 50, -81...+200°C pack of 15 mtr | 151 | 603.67
9208439 | Tygon®-tubing 1,6x4,8x1,6mm type ELFL, shore 56, -54...+74°C pack of 7,5 mtr | 152 | 134.56
9208440 | Tygon®-tubing 3,2x6,4x1,6mm type ELFL, Shore 56, -54...+74°C pack of 7,5 mtr | 152 | 140.76
9208441 | Tygon®-tubing 4,8x8,0x1,6mm type ELFL, shore 56, -54...+74°Cmm pack of 7,5 mtr | 152 | 143.24
9208442 | Tygon®-tubing 6,4x9,6x1,6mm type ELFL, shore 56, -54...+74°C pack of 7,5 mtr | 152 | 144.67
9208443 | Tygon®-tubing 8,0x11,2x1,6mm type ELFL, shore 56, -54...+74°C pack of 7,5 mtr | 152 | 171.19
9208444 | Tygon®-tubing 9,5x15,9x3,2mm type ELFL, shore 56, -54...+74°C pack of 7,5 mtr | 152 | 320.16
9208445 | Tygon®-tubing 12,7x19,1x3,2mm type ELFL, shore 56, -54...+74°C pack of 7,5 mtr | 152 | 368.3
9208611 | Tygon® pump tubing LMT-55 i.d. 1.30 mm, grey/grey, standard, 3 rider, pack of 12 | 1047 | 80.74
9209004 | Screw thread adapter couplings,GL 14 | 647 | 37.93
9209005 | Screw thread adapter couplings,GL 18 | 647 | 36.71
9209015 | Screw caps, GL 14 PBT, closed, red, with PTFE protected seal, pack of 10 | 68 | 35.63
9209019 | Screw caps, GL 18 PBT, closed, red, with PTFE protected seal, pack of 10 | 68 | 41.25
9209026 | Screw caps, GL 25 PBT, closed, red, with PTFE protected seal, pack of 10 | 68 | 51.82
9209033 | Screw caps,PMT,red,with PTFE-coated seal, GL 32 pack of 10 | 68 | 78.18
9209044 | Screw caps,PMT,red,with PTFE-coated seal, GL 45 pack of 10 | 68 | 118.33
9209065 | Screw caps,PP,blue,GL 25 | 67 | 3.04
9209067 | Screw caps,PP,blue,GL 32 | 67 | 2.96
9209069 | Screw caps,PP,blue,GL 45 | 67 | 3.53
9209070 | Screw cap HT GL 14 | 69 | 4.17
9209071 | Screw cap HT GL 18 | 69 | 3.69
9209072 | Screw cap HT GL 25 | 69 | 7.03
9209073 | Screw cap HT Gl 32 | 69 | 7.42
9209074 | Screw caps HT GL 45 | 69 | 13.06
9209078 | Filling rings PP green, GL45 pack of 10 | 68 | 10.81
9209079 | Filling rings PP grey, GL45 paxck of 10 | 68 | 10.81
9209080 | Filling rings PP yellow, GL45 pack of 10 | 68 | 10.81
9209082 | Pouring rings, PP, GL 32 blue, pack of 10 | 68 | 9.27
9209084 | Pouring rings, PP, GL 45 blue, pack of 10 | 68 | 10.81
9209087 | Pouring rings, GL 32, EFTE red, pack of 10 | 68 | 26.52
9209089 | Pouring ring, GL 45, EFTE red, pack of 10 | 68 | 28.06
9209114 | Screw caps with aperture GL 14 aperture bore 9.5 mm, PBT, red | 647 | 3.14
9209118 | Screw caps with aperture GL 18 aperture bore 11 mm, PBT, red | 647 | 3.43
9209125 | Screw caps with aperture GL 25 aperture bore 15 mm, PBT, red | 647 | 4.22
9209132 | Screw caps with aperture GL 32 aperture bore 20 mm, PBT, red | 647 | 4.94
9209135 | Screw caps with aperture GL 45 aperture bore 34 mm, PBT, red | 647 | 14.11
9209137 | DURAN YOUTILITY Screw caps GL 45, Polypropylene, with ergonomic shape, cyan for DURAN® laboratory glass bottles, pack of 10 | 62 | 40.34
9209138 | DURAN YOUTILITY Pouring rings GL 45, Polypropylene, cyan for DURAN® laboratory glass bottles | 62 | 17.94
9209139 | GL 45 Bottle Tag, Silicone Multipack 2 each: blue,purple,green,red,orange, yellow,black,white for GL 45 DURAN® bottle, | 62 | 43.28
9209146 | Silicone seals,with vulcanized-on PTFE insert,GL14 for tube diam. 5.5-6.5 mm | 648 | 6.16
9209186 | Silicone seals,with vulcanized-on PTFE insert,GL18 for tube diam. 5.5-6.5 mm | 648 | 8.11
9209188 | Silicone seals,with vulcanized-on PTFE insert,GL18 for tube diam. 7.5-9 mm | 648 | 7.06
9209190 | Silicone seals,with vulcanized-on PTFE insert,GL18 for tube diam. 9-11 mm | 648 | 7.46
9209258 | Silicone seals,with vulcanized-on PTFE insert,GL25 for tube diam. 7.5-9 mm | 648 | 11.41
9209260 | Silicone seals,with vulcanized-on PTFE insert,GL25 for tube diam. 9-11 mm | 648 | 11.41
9209262 | Silicone seals,with vulcanized-on PTFE insert,GL25 for tube diam. 11-13 mm | 648 | 11.41
9209320 | Silicone seals,with vulcanized-on PTFE insert,GL32 for tube diam. 9-11 mm | 648 | 17.58
9209322 | Silicone seals,with vulcanized-on PTFE insert,GL32 for tube diam. 11-13 mm | 648 | 17.35
9209324 | Silicone seals,with vulcanized-on PTFE insert,GL32 for tube diam. 13-15 mm | 648 | 17.25
9209326 | Silicone seals,with vulcanized-on PTFE insert,GL32 for tube diam. 15-17 mm | 648 | 16.06
9209327 | Silicone seals,with vulcanized-on PTFE insert,GL32 for tube diam. 17-19 mm | 648 | 16.25
9209329 | Silicone seals,with vulcanized-on PTFE insert,GL45 for tube diam. 25-27 mm | 648 | 29.66
9209331 | Silicone seals,with vulcanized-on PTFE insert,GL45 for tube diam. 31-33 mm | 648 | 27.88
9209414 | Silicone seals,septa,GL 14,thickn. 2 mm | 647 | 1.46
9209418 | Silicone seals,septa,GL 18,thickn. 2 mm | 647 | 1.52
9209425 | Silicone seals,septa,GL 25,thickn. 2 mm | 647 | 2.29
9209432 | Silicone seals,septa,GL 32,thickn. 2 mm | 647 | 2.44
9209435 | Silicone seals,septa,GL 45,thickn. 3 mm | 647 | 7.26
9209445 | Silicone seals GL 14 PTFE coated, pack of 10 | 68 | 10.3
9209446 | Silicone seals GL 18 PTFE coated, pack of 10 | 68 | 15.44
9209447 | Silicone seal GL 25 PTFE coated, pack of 10 | 68 | 24.71
9209448 | Silicone seals GL 32 PTFE coated, pack of 10 | 68 | 35.79
9209449 | Silicone seals GL 45 PTFE coated, pack of 10 | 68 | 51.61
9209514 | Screwthread Tubes with NS Cone, GL 14 Cone NS 14/23 | 647 | 11.05
9209517 | Screwthread Tubes with NS Cone, GL 14 Cone NS 29/32 | 647 | 16.45
9209518 | Screwthread Tubes with NS Cone, GL 18 Cone NS 14/23 | 647 | 11.61
9209529 | Screwthread Tubes with NS Cone, GL 18 Cone NS 29/32 | 647 | 13.72
9209559 | Screwthread Tubes with NS Cone, GL 25 Cone NS 29/32 | 647 | 18.59
9209582 | Threaded tubes,DURAN®,GL 32,NS 29/32 | 647 | 22.92
9209714 | Screwthread Tubes for Glassblowers , GL 14 | 654 | 2.19
9209718 | Screwthread Tubes for Glassblowers , GL 18 | 654 | 2.81
9209725 | Screwthread Tubes for Glassblowers , GL 25 | 654 | 4.69
9209732 | Screwthread Tubes for Glassblowers , GL 32 | 654 | 7.49
9209735 | Screwthread Tubes for Glassblowers , GL 45 | 654 | 24.9
9209803 | Laboratory threaded joints GL14 1,6 mm, PTFE / HOSTA | 156 | 29.44
9209806 | Laboratory threaded joints, GL 14 3,00 mm, PTFE / HOSTA | 156 | 29.64
9209807 | Laboratory threaded joints, GL 14 3,20 mm, PTFE/HOSTA | 156 | 30.8
9209808 | Laboratory threaded joints 4,0mm, GL 14, PTFE/Hosta | 156 | 26.03
9209809 | Laboratory threaded joints, GL 14 6,00 mm, PTFE/HOSTA | 156 | 26.63
9209810 | Laboratory threaded joints, GL 14 6,35 mm, PTFE/HOSTA | 156 | 39.24
9209817 | Laboratory threaded joints, GL 18 3,20 mm, PTFE/HOSTA | 156 | 27.1
9209819 | Screwthread joints GL 18, 6mm, PTFE/Hosta | 156 | 27.54
9209820 | Laboratory threaded joints, GL 18 8,00 mm, PTFE/HOSTA | 156 | 29.18
9209821 | Laboratory screwthread joints GL 18, 10mm, PTFE | 156 | 27.34
9209839 | Laboratory threaded joints, GL 25 6,00 mm, PTFE/HOSTA | 156 | 39.19
9209840 | Laboratory threaded joints, GL 25 8,00 mm, PTFE/HOSTA | 156 | 37.77
9209841 | Laboratory threaded joints, GL 25 10,00 mm, PTFE/HOSTA | 156 | 35.91
9209842 | Laboratory threaded joints, GL 25 12,00 mm, PTFE/HOSTA | 156 | 38.11
9209844 | Bottle distributors, cap GL 45 necks 3xGL 14, PTFE | 158 | 171.06
9209849 | Multiple distributor for bottles,PP,3xGL14 | 158 | 113.67
9209851 | Multiple distributor for bottles,PPFE,2xGL14 | 158 | 118.04
9209852 | Multiple distributor for bottles,PPFE,3xGL14 | 158 | 173.52
9209858 | Flexible distributor GL 45 3 x I-dia. 6-9 mm, PP | 158 | 76.83
9209859 | Flexible distributor GL 45 3 x I-dia. 7-11 mm, PP | 158 | 80.2
9210143 | Mini screwdriver set Wera 2035/6B 6-parts, 0,4-4,0mm, PH0, PH1, in case | 131 | 54.63
9220013 | Double spatulas,18/8 steel,straight,130x9 mm | 119 | 2.96
9220015 | Double spatulas,18/10 steel,straight,150x9 mm | 119 | 3.37
9220018 | Double spatulas,18/10 steel,straight,185x9 mm | 119 | 3.58
9220021 | Double spatulas,18/10 steel,straight,210x11 mm | 119 | 3.81
9220025 | Double spatulas,18/8 steel,straight,250x11 mm | 119 | 4.66
9220030 | Double spatulas,18/8 steel,straight,300x16 mm | 119 | 6
9220113 | Double-ended spatulas 130x9 mm curved, 18/10 steel | 119 | 3.69
9220115 | Double spatulas,18/8 steel,bent,150x9 mm | 119 | 4.22
9220118 | Double spatulas,18/8 steel,bent,185x9 mm | 119 | 4.35
9220121 | Double spatulas,18/8 steel,bent,210x11 mm | 119 | 4.64
9220125 | Double spatulas,18/8 steel,bent,250x11 mm | 119 | 5.61
9220130 | Double-ended spatulas 300x16 mm curved, 18/10 steel | 119 | 6.46
9220201 | Powder micro-spatula 130x6 mm stainless steel, very flexible | 118 | 6
9220202 | Powder micro-spatula 150x6 mm stainless steel, very flexible | 118 | 6.05
9220203 | Powder micro-spatula 185x6 mm stainless steel, very flexible | 118 | 6.18
9220204 | Powder micro-spatula 210x6 mm stainless steel, very flexible | 118 | 6.26
9220205 | Powder micro-spatula 210x3 mm stainless steel, very flexible | 118 | 6.2
9220206 | Powder micro-spatula 130x4 mm stainless steel, very flexible | 118 | 5.97
9220207 | Powder micro-spatula 150x4 mm stainless steel, very flexible | 118 | 6
9220208 | Powder micro-spatula 185x4 mm stainless steel, very flexible | 118 | 6.13
9220210 | Double micro-spatulas,18/8 steel,100x3 mm | 118 | 2.76
9220213 | Double micro-spatulas,18/10 steel,130x3 mm | 118 | 3.17
9220215 | Double micro-spatulas,18/10 steel,150x5 mm | 118 | 3.37
9220216 | Double micro-spatulas 130x5 mm straight, 18/10 steel | 118 | 3.17
9220218 | Double micro-spatulas,18/10 steel,185x5 mm | 118 | 3.58
9220221 | Double micro-spatulas,18/8 steel,210x5 mm | 118 | 3.7
9220313 | Spatulas,18/8 steel,spoon-shape ends,one-ended 130x5 mm | 118 | 2.76
9220318 | Spatulas,18/8 steel,spoon-shape ends,one-ended 185x5 mm | 118 | 2.96
9220321 | Spatulas,18/8 steel,spoon-shape ends,one-ended 210x5 mm | 118 | 3.17
9220363 | Spatulas,18/10 steel,spoon-shape ends,two-ended 130x5 mm | 118 | 2.96
9220368 | Spatulas,18/10 steel,spoon-shape ends,two-ended 185x5 mm | 118 | 3.37
9220371 | Spatulas,18/8 steel,spoon-shape ends,two-ended 210x5 mm | 118 | 3.37
9220415 | Knobbed spatulas,18/8 steel,forged,150x9 mm | 119 | 3.92
9220421 | Knobbed spatulas,18/8 steel,forged,210x11 mm | 119 | 4.06
9220430 | Knob spatula 300x16 mm one-sided, 18/10-steel | 119 | 5.25
9220470 | Spatula with spoon 120x10 mm 18/10 steel, antimagnetic | 116 | 7.42
9220471 | Spatula with spoon 150x10 mm 18/10 steel, antimagnetic | 116 | 7.82
9220472 | Spatula with spoon 180x12 mm 18/10 steel, antimagnetic | 116 | 8.29
9220473 | Spatula with spoon 210x12 mm 18/10 steel, antimagnetic | 116 | 9.3
9220474 | Spatula with spoon 250x14 mm 18/10 steel, antimagnetic | 116 | 9.89
9220475 | Spatula with spoon 300x14 mm 18/10 steel, antimagnetic | 116 | 10.48
9220490 | Pharmacy spatula 165 mm durofol handle, blade flexible, 75x14mm, stainless steel 4310 | 120 | 6.52
9220491 | Pharmacy spatula 190 mm durofol handle, blade flexible, 100x18mm, stainless steel 4310 | 120 | 6.93
9220492 | Pharmacy spatula 230 mm durofol handle, blade flexible, 130x20mm, stainless steel 4310 | 120 | 7.29
9220493 | Pharmacy spatula 250 mm durofol handle, blade flexible, 150x22mm, stainless steel 4310 | 120 | 8.14
9220495 | Pharmacy spatula 310 mm durofol handle, blade flexible, 200x32mm, stainless steel 4310 | 120 | 10.99
9220510 | Spatula / Section lifter,18/10 steel,wodden handle short blade,flexible,150 mm,blade 10x50 mm | 120 | 5.94
9220515 | Spatula / Section lifter,18/10 steel,wodden handle short blade,flexible,150 mm,blade 15x50 mm | 120 | 5.94
9220607 | Spatulas,stainless steel,with wooden handle flexible blade,165 mm,blade 75x14 mm | 120 | 6
9220610 | Spatulas,stainless steel,with wooden handle flexible blade,190 mm,blade 100x18 mm | 120 | 6.23
9220613 | Spatulas,stainless steel,with wooden handle flexible blade,230 mm,blade 130x20 mm | 120 | 6.46
9220615 | Spatulas,stainless steel,with wooden handle flexible blade,250 mm,blade 150x22 mm | 120 | 6.72
9220616 | Spatulas,stainless steel,with wooden handle flexible blade,375 mm,blade 165x27 mm | 120 | 9.66
9220620 | Spatulas,stainless steel,with wooden handle flexible blade,310 mm,blade 200x32 mm | 120 | 10.97
9220625 | Spatulas,stainless steel,with wooden handle flexible blade,365 mm,blade 250x38 mm | 120 | 12.67
9220630 | Spatulas,stainless steel,with wooden handle flexible blade,415 mm,blade 300x42 mm | 120 | 14.83
9220812 | Spoon-spatulas,porcelain,125 mm | 117 | 26.01
9220816 | Spoon spatula 170mm porcelain, glazed | 117 | 28.73
9220820 | Spoon-spatulas,porcelain,210 mm | 117 | 36.8
9220830 | Spoon-spatulas,porcelain,305 mm | 117 | 70.01
9220841 | Spatula 150x20 mm straight, Polycarbonat, clear | 124 | 2.76
9220940 | Double spatula Chemware® 200 mm with PTFE coating | 1232 | 31.29
9220945 | Spoon spatula Chemware® 225 mm with PTFE coating | 1232 | 31.27
9221001 | Mikroliter syringes,cemented-in needle, Type 75N, 5 µl (26s/51/2) | 1455 | 105.3
9221002 | Mikroliter syringes,cemented-in needle,Type 701N cap. 10 µl | 1455 | 78
9221003 | Microlitre syringe 702 N 25 µl (22s/51/2) | 1455 | 103.33
9221004 | Mikroliter syringes,cemented-in needle,Type 705N cap. 50 µl | 1455 | 126.74
9221005 | Mikroliter syringes,cemented-in needle,Type 710N cap. 100 µl | 1455 | 146.24
9221006 | Mikroliter syringes,cemented-in needle,Type 725N cap. 250 µl | 1455 | 161.85
9221007 | Mikroliter syringes,cemented-in needle,Type 750N cap. 500 µl | 1455 | 181.37
9221010 | Microliter syringes,cemented-in needle,Type 701N cap. 10 µl,6-pack | 1455 | 386.84
9221011 | Microlitre syringes 75 N 5µl (26S/51/3) | 1455 | 111.17
9221012 | Mikroliter syringes,cemented-in needle,Type 701SN cap. 10 µl | 1455 | 134.57
9221013 | Mikroliter syringes,cemented-in needle,Type 702NR cap. 25 µl | 1455 | 109.2
9221014 | Mikroliter syringes,cemented-in needle,Type 705 NR cap. 50 µl | 1455 | 120.91
9221015 | Mikroliter syringes,cemented-in needle,Type 710 NR cap. 100 µl | 1455 | 150.17
9221016 | Mikroliter syringes,cemented-in needle,Type 725 NR cap. 250 µl | 1455 | 156
9221021 | Microlitre syringes 701 LT 10µl | 1455 | 156
9221022 | Microlitre syringes 702 LT 25µl | 1455 | 182.34
9221023 | Microlitre syrings 705LT 50µl | 1455 | 182.34
9221024 | Microlitre syringes 710 LT 100µl | 1455 | 198.89
9221025 | Microlitre syringes 725 LT 250µl | 1455 | 192.55
9221026 | Microlitre syringes 750 LT 500µl | 1455 | 215.49
9221040 | Syringe 1702 N CTC Slim Line (26s/51/AS) 25 µl | 1458 | 328.54
9221041 | Syringe 1750 N CTC (26/51/AS) 500 µl | 1458 | 220.8
9221061 | Microlitre syringe 1700 CTC X 50 µl (22s/3) | 1458 | 295.12
9221062 | Microlitre syringe 1700 CTC X 100 µl (22/3) | 1458 | 314.69
9221063 | Microliter syringe 701 N CTC (23s/51/2) 10 µl | 1458 | 204.76
9221080 | Microlitre syringes 75RN 5µl | 1455 | 142.35
9221081 | Mikrolitre syringes,screw-in needle,Type 701RN cap. 10 µl | 1455 | 138.46
9221082 | Microlitre syringes 702RN 25µl (22s/51/2) | 1455 | 154.06
9221083 | Mikrolitre syringes,screw-in needle,Type 705RN cap. 50 µl | 1455 | 161.85
9221084 | Microlitre syringes 710 RN 22s/51/2 | 1455 | 177.44
9221085 | Microlitre syringes 725 RN 250µl | 1455 | 226.2
9221086 | Microlitre syringes 750 RN 500µl | 1455 | 206.68
9221105 | Mikroliter syringes,cemented-in needle,Type 85NE cap. 5 ml | 1456 | 294.99
9221110 | Mikroliter syringes,cemented-in needle,Type 801NE cap. 10 µl | 1456 | 224.31
9221111 | Microlitre syringes 802 NE 25 µl (22s/51/2) | 1456 | 236.68
9221112 | Microlitre syringes 805 N 50 µl (22s/51/2) | 1456 | 249.06
9221113 | Microlitre syringes 810 NE, 100µl | 1456 | 308.69
9221115 | Microlitre syringe 85 RN 5µl | 1456 | 330.31
9221116 | Microlitre syringes 801 RN 10ul | 1456 | 249.06
9221117 | Microlitre syringes 802 RN 25 µl (22s/51/2) | 1456 | 240.24
9221118 | Microlitre syringes 805 RNE 50µl | 1456 | 303.81
9221119 | Microlitre syringes 810 RN 100 µl (22s/51/2) | 1456 | 325.01
9221120 | Microlitre syringes 825 RNE 250ml | 1456 | 351.5
9221121 | Microlitre syringes,with needle,Type 7001N cap. 1,0 µl | 1457 | 202.81
9221122 | Microliter syringes,with needle,Type 7002KH cap. 2 µl | 1457 | 226.09
9221125 | Microliter syringes,with needle,Type 7105KH cap. 5 µl | 1457 | 210.19
9221126 | Microliter syringes,with needle,Type 7000.5 KH 0.5 µl (25/70/3) | 1457 | 236.68
9221131 | Microliter syringes,with needle,Type 7101KH cap. 1 µl | 1457 | 198.89
9221132 | Microlitre syringes 7102KH 2µl | 1457 | 234.94
9221172 | Spare-Microlitre syringes 801 RN B/P 10 µl | 1456 | 197.83
9221196 | Microliter syringe 701 ASN (23s/43/AS) 10 µl for GC autosampler | 1458 | 117.02
9221270 | Microliter syringe 5F-AG-0.63/0.47 5 µl | 1493 | 112.04
9221271 | Microliter syringe 10F-AG-GT-0.63/0.47 10 µl | 1493 | 120.86
9221272 | Microlitre syringes SK-10F-AG-GT-63/47 10 µl, pack of 6 | 1493 | 541.48
9221273 | Microliter syringe 5F-AG-0.63 5 µl | 1493 | 110.57
9221274 | Microliter syringe 10F-AG-0.47 10 µl | 1493 | 84.22
9221275 | Microliter syringes 0.5BR-AG-0.63 0.5 µl | 1493 | 198.1
9221276 | Microliter syringes 1BR-AG-0.63 1 µl | 1493 | 169.53
9221277 | VITON O-ring HP LNR pack of 10 | 1491 | 84.89
9221280 | Graphite ferrules OGFS-16-008 pack of 10 | 1492 | 93.22
9221281 | Microliter syringe 5F-PE-0.47 5 µl | 1494 | 150.87
9221282 | Microliter syringe 5F-PE-0.63 5 µl | 1494 | 150.87
9221283 | Microliter syringe 5F-PE-GT-0.47 5 µl, gas tight | 1494 | 155.25
9221284 | Graphite ferrules OGF16-005 pack of 10 | 1492 | 93.22
9221285 | Graphite ferrules OGF16-008 pack of 10 | 1492 | 93.22
9221289 | Microliter syringe 10F-C/T-GT-5/0.47C 10 µl | 1494 | 103.48
9221290 | Microliter syringe SK-10F-C/T-GT-5/0.47C 10 µl, pack of 6 | 1494 | 485.14
9221291 | Microliter syringe SK-10F-C/T-5/0.63C 10 µl, pack of 6 | 1494 | 447.06
9221300 | Microliter syringe 1702 TLLX 25 µl, with piston stop | 1456 | 171.32
9221305 | Microliter syringe 1705 TLLX 50 µl, with piston stop | 1456 | 175.5
9221310 | Microlitre syringe 1710 TLLX 100 µl, with piston stop | 1456 | 163.81
9221315 | Microlitre syringe 1725 TLLX 250 µl, with piston stop | 1456 | 169.67
9221320 | Microlitre syringe 1750 TLLX 500 µl, with piston stop | 1456 | 163.81
9221448 | Microliter syringe 1701 N (26s/51/2) 10 µl | 1457 | 115.06
9221449 | Microliter syringe 1702 N (22s/51/2) 25 µl | 1457 | 126.74
9221450 | Microliter syringe 1705 N (22s/51/2) 50 µl | 1457 | 134.57
9221455 | Microliter syringe 1710 N (22s/51/2) 100 µl | 1457 | 146.24
9221460 | Microliter syringe 1725 N (22s/51/2) 250 µl | 1457 | 154.06
9221465 | Microliter syringe 1750 LTN (22/51/2) 500 µl | 1457 | 146.24
9221470 | Microliter syringe 1001 LTN PTFE plunger tip, with needle, cap. 1000 µl | 1456 | 156
9221475 | Microliter syringe 1002 LTN PTFE plunger tip, with needle, cap. 2500 µl | 1456 | 140.41
9221480 | Microliter syringe 1005 LTN PTFE plunger tip, with needle, cap. 5000 µl | 1456 | 195
9221485 | Microliter syringe 1010 LTN PTFE plunger tip, with needle, cap. 10000 µl | 1456 | 204.89
9221487 | Microliter syringe 1701 RN (26s/51/2) 10 µl | 1456 | 150.17
9221488 | Microliter syringe 1702 RN (22s/51/2) 25 µl | 1456 | 161.85
9221489 | Microliter syringe 1705 RN (22s/51/2) 50 µl | 1456 | 161.85
9221490 | Microliter syringe 1700 RN (22s/51/2) 100 µl | 1456 | 171.59
9221491 | Microliter syringe 1725 RN (22s/51/2) 250 µl | 1456 | 171.59
9221492 | Microliter syringe 1750 RN (22/51/2) 500 µl | 1456 | 171.59
9221495 | Microlitre syringes 1005/RN | 1456 | 217.28
9221590 | Spec.Microlitre syribges 7000.5 KHOC 0.5 µl (32/100/3) | 1457 | 469.59
9222021 | All-glass syringes,cap. 1 ml,glass cone,Luer | 1459 | 8.96
9222025 | All-glass syringes,cap. 5 ml,glass cone,Luer | 1459 | 10.12
9223110 | Spray cap for 100ml bottles LDPE | 81 | 1.82
9223111 | Wash Heads | 81 | 1.75
9223112 | Spray cap for 250ml bottles LDPE | 81 | 1.65
9223113 | Spray cap LDPE natural colored for 500ml bottles | 81 | 1.65
9223114 | Spray cap LDPE natural colored for 1000ml bottles | 81 | 1.81
9223120 | Wash heads | 81 | 2.24
9223152 | Spraying bottles,PE/PP,cap. 250 ml | 95 | 8.7
9223155 | Spraying bottles,PE/PP,cap. 500 ml | 95 | 10.12
9223160 | Spraying bottles,PE/PP,cap. 1000 ml | 95 | 10.38
9223162 | Pressure sprayer,PE/PP,cap. 1500 ml | 96 | 57.61
9223223 | Washing bottles,PE-LD,cap. 125 ml | 91 | 5.2
9223224 | Washing bottles,PE-LD,cap. 250 ml | 91 | 5.87
9223225 | Washing bottles,PE-LD,cap. 500 ml | 91 | 7.13
9223226 | Washing bottles,PE-LD,cap. 1000 ml | 91 | 8.98
9223231 | FEP washing bottle, cap. 125 ml | 1229 | 122.68
9223232 | FEP washing bottle, cap. 250 ml | 1229 | 163.72
9223233 | FEP washing bottle, cap. 500 ml | 1229 | 222.69
9223234 | FEP washing bottle, cap. 1000 ml | 1229 | 279.03
9223236 | Wide neck washing bottles,PE-LD,cap. 125 ml | 91 | 6.36
9223237 | Wide neck washing bottles,PE-LD,cap. 250 ml | 91 | 7.29
9223238 | Wide neck washing bottles,PE-LD,cap. 500 ml | 91 | 8.86
9223239 | Wide mouth washbottles 750 ml, LDPE | 91 | 12.54
9223240 | Wide neck washing bottles,PE-LD,cap. 1000 ml | 91 | 13.42
9223265 | Safety washbottle 500 ml methanol, PE | 93 | 10.43
9223301 | Washing bottles,PE,cap. 250 ml,destilled water | 93 | 8.78
9223321 | Washing bottles,PE,cap. 500 ml,destilled water | 93 | 10.56
9223331 | Washing bottles,PE,cap. 1000 ml,destilled water | 93 | 12.1
9223340 | Safety washing bottle 250 ml narrow neck, PE-LD, GL 25, distilled water with VENT CAP screw connection | 94 | 10.97
9223341 | Safety washing bottle 250 ml narrow neck, PE-LD, GL 25, methanol with VENT CAP screw connection | 94 | 10.97
9223342 | Safety washing bottle 250 ml narrow neck, PE-LD, GL 25, isopropanol with VENT CAP screw connection | 94 | 10.97
9223343 | Safety washing bottle 250 ml narrow neck, PE-LD, GL 25, ethyl acetate with VENT CAP screw connection | 94 | 10.97
9223344 | Safety washing bottle 250 ml narrow neck, PE-LD, GL 25, ethanol with VENT CAP screw connection | 94 | 10.97
9223345 | Safety washing bottle 250 ml narrow neck, PP, GL 25, acetone with VENT CAP screw connection | 94 | 10.97
9223346 | Safety washing bottle 500 ml narrow neck, PE-LD, GL 25, distilled water with VENT CAP screw connection | 94 | 12.95
9223347 | Safety washing bottle 500 ml narrow neck, PE-LD, GL 25, methanol with VENT CAP screw connection | 94 | 12.95
9223348 | Safety washing bottle 500 ml narrow neck, PE-LD, GL 25, isopropanol with VENT CAP screw connection | 94 | 12.95
9223349 | Safety washing bottle 500 ml narrow neck, PE-LD, GL 25, ethyl acetate with VENT CAP screw connection | 94 | 12.95
9223350 | Safety washing bottle 500 ml narrow neck, PE-LD, GL 25, ethanol with VENT CAP screw connection | 94 | 12.95
9223351 | Safety washing bottle 500 ml narrow neck, PP, GL 25, acetone with VENT CAP screw connection | 94 | 12.95
9223354 | Safety washing bottle 500 ml narrow neck, PP, GL 25, methyl ethyl ketone with VENT CAP screw connection | 94 | 12.95
9223355 | Safety washing bottle 1000 ml narrow neck, PE-LD, GL 32, distilled water with VENT CAP screw connection | 94 | 15.89
9223356 | Safety washing bottle 1000 ml narrow neck, PE-LD, GL 32, methanol with VENT CAP screw connection | 94 | 15.89
9223357 | Safety washing bottle 1000 ml narrow neck, PE-LD, GL 32, isopropanol with VENT CAP screw connection | 94 | 15.89
9223358 | Safety washing bottle 1000 ml narrow neck, PE-LD, GL 32, ethyl acetate with VENT CAP screw connection | 94 | 15.89
9223359 | Safety washing bottle 1000 ml narrow neck, PE-LD, GL 32, ethanol with VENT CAP screw connection | 94 | 15.89
9223360 | Safety washing bottle 1000 ml narrow neck, PP, GL 32, acetone with VENT CAP screw connection | 94 | 15.89
9223370 | Safety washing bottle 250 ml wide neck, PE-LD, GL 45, distilled water with VENT CAP screw connection | 94 | 11.74
9223371 | Safety washing bottle 250 ml wide neck, PE-LD, GL 45, methanol with VENT CAP screw connection | 94 | 11.74
9223372 | Safety washing bottle 250 ml wide neck, PE-LD, GL 45, isopropanol with VENT CAP screw connection | 94 | 11.74
9223373 | Safety washing bottle 250 ml wide neck, PE-LD, GL 45, ethyl acetate with VENT CAP screw connection | 94 | 11.74
9223374 | Safety washing bottle 250 ml wide neck, PE-LD, GL 45, ethanol with VENT CAP screw connection | 94 | 11.74
9223375 | Safety washing bottle 250 ml wide neck, PP, GL 45, acetone with VENT CAP screw connection | 94 | 11.74
9223376 | Safety washing bottle 500 ml wide neck, PE-LD, GL 45, distilled water with VENT CAP screw connection | 94 | 14.11
9223377 | Safety washing bottle 500 ml wide neck, PE-LD, GL 45, methanol with VENT CAP screw connection | 94 | 14.11
9223378 | Safety washing bottle 500 ml wide neck, PE-LD, GL 45, isopropanol with VENT CAP screw connection | 94 | 14.11
9223379 | Safety washing bottle 500 ml wide neck, PE-LD, GL 45, ethyl acetate with VENT CAP screw connection | 94 | 14.11
9223380 | Safety washing bottle 500 ml wide neck, PE-LD, GL 45, ethanol with VENT CAP screw connection | 94 | 14.11
9223381 | Safety washing bottle 500 ml wide neck, PP, GL 45, acetone with VENT CAP screw connection | 94 | 14.11
9223384 | Safety washing bottle 500 ml wide neck, PP, GL 45, methyl ethyl ketone with VENT CAP screw connection | 94 | 14.11
9223385 | Safety washing bottle 1000 ml wide neck, PE-LD, GL 63, distilled water with VENT CAP screw connection | 94 | 17.9
9223386 | Safety washing bottle 1000 ml wide neck, PE-LD, GL 63, methanol with VENT CAP screw connection | 94 | 17.9
9223387 | Safety washing bottle 1000 ml wide neck, PE-LD, GL 63, isopropanol with VENT CAP screw connection | 94 | 17.9
9223388 | Safety washing bottle 1000 ml wide neck, PE-LD, GL 63, ethyl acetate with VENT CAP screw connection | 94 | 17.9
9223389 | Safety washing bottle 1000 ml wide neck, PE-LD, GL 63, ethanol with VENT CAP screw connection | 94 | 17.9
9223390 | Safety washing bottle 1000 ml wide neck, PP, GL 63, acetone with VENT CAP screw connection | 94 | 17.9
9223391 | Safety washing bottle 500 ml wide neck, PE-LD, GL 45, i-hexane, with VENT CAP screw connection | 94 | 14.11
9223392 | Safety washing bottle 500 ml wide neck, PP, GL 45, n-heptane, with VENT CAP screw connection | 94 | 14.11
9223393 | Safety washing bottle 500 ml wide neck, PE-LD, GL 45, tetrahydrofurane(THF), with VENT CAP screw connection | 94 | 14.11
9223394 | Safety washing bottle 500 ml wide neck, PE-LD, GL 45, tuluol, with VENT CAP screw connection | 94 | 14.11
9223395 | Safety wash-bottle 500 ml wide neck, PE-LD, GL 45, Xylol, with VENT-CAP closure | 94 | 14.11
9223397 | Safety wah-bottle 500 ml wide-neck, PE-LD, GL 45, Pentan, with VENT-CAP closure | 94 | 14.11
9223491 | LLG-Safety vented wash bottle 500ml, Acetone with pressure control valve, LDPE, ES/FR/DE/UK | 92 | 10.56
9223492 | LLG-Safety vented wash bottle 500ml, Methanol with pressure control valve, LDPE, ES/FR/DE/UK | 92 | 10.56
9223493 | LLG-Safety vented wash bottle 500ml, Isopropanol with pressure control valve, LDPE, ES/FR/DE/UK | 92 | 10.56
9223494 | LLG-Safety vented wash bottle 500ml, Ethanol with pressure control valve, LDPE, ES/FR/DE/UK | 92 | 10.56
9223509 | LLG-Wash bottles 100 ml PE, narrow-neck, pack of 10 | 91 | 21.89
9223510 | LLG-Wash-bottles 250 ml PE, narrow-neck, pack of 10 | 91 | 24.97
9223511 | LLG-Wash-bottles 500 ml PE, narrow-neck, pack of 10 | 91 | 31.93
9223512 | LLG-Wash-bottles 1000 ml PE, narrow-neck, pack of 10 | 91 | 36.28
9223701 | Pressure regulators,oxygen,0-10 / 16 bar | 294 | 130.47
9223705 | Gas cylinder regulators, type 604 acetylene, 0-1,5/2,5 bar | 294 | 176.21
9223710 | Pressure regulators,carbon dioxide,0-10 / 16 bar | 294 | 137.36
9223721 | Pressure regulators,compressed air,0-10 / 16 bar | 294 | 160.21
9223731 | Pressure regulators,hydrogen,0-10 / 16 bar | 294 | 135.57
9223741 | Pressure regulators, nitrogen 0-10 / 16 bar | 294 | 137.36
9223751 | Pressure regulators,propane,0-1.5 / 2.5 bar 610 | 294 | 160.21
9223752 | Pressure reducer type 655 0-1,5/2,5 propane | 294 | 160.21
9223756 | Pressure regulators, helium, 0-10/16 bar | 294 | 137.36
9223900 | Ring with bosshead, O.D.:100mm ring of steel with bosshead of malleable, powder coated | 180 | 42.41
9223901 | Ring with bosshead, O.D.:130mm ring of steel with bosshead of malleable, powder coated | 180 | 45.96
9223905 | Hook bosshead, stainless steel with brass pressure block, opening to 13mm | 182 | 28.27
9223906 | Hook bosshead, steel powder coated, with brass pressure block, opening to 13mm | 182 | 20.08
9223915 | Burette clamp, malleable iron, powder coated, for 1 burette | 184 | 26.68
9223916 | Burette clamp with bosshead, neckelplated brass, for 1 burette | 186 | 42.45
9223917 | Burette clamp with bosshead, nickelplated brass, for 2 burettes | 187 | 57.27
9223918 | Buretten roller clamp steel, powder coated, with bosshead, for 1 burette | 186 | 57.27
9223919 | Burette roller clamp steel, powder coated, with bosshead, for 2 burettes | 187 | 75.19
9224000 | Floor stand BS 1, 1000 mm length with angle foot, side length 600 mm rod Ø 34 mm | 491 | 853.33
9224013 | Retort stand base 210x130 mm, steel powdercoated, M 10 thread, thickness 8 mm, rubber feet | 178 | 29.18
9224015 | Retort stand base 300x150 mm, steel powdercoated, M 10 thread, thickness 8 mm, rubber feet | 178 | 40.81
9224017 | Retort stand base 215x200 mm, steel powdercoated, M 10 thread, thickness 8 mm, rubber feet | 178 | 49.97
9224026 | H-Stand R 2722 | 490 | 1040.72
9224028 | Telescopic stand R 2723 | 490 | 1882.73
9224031 | Plate stand R 1825, 56 cm | 490 | 448.69
9224032 | Plate stand R 1826, 80 cm | 490 | 495.44
9224033 | Plate stand R 1827, 100 cm | 490 | 528.31
9224041 | Stand base 315x200x6 mm steel, varnished, thread M10, 1 adjustable foot | 177 | 56.23
9224042 | Stand base 210x130x8 mm steel, varnished, thread M10, 1 adjustable foot | 177 | 49.23
9224043 | Stand base 250x160x8 mm steel, varnished, thread M10, 1 adjustable foot | 177 | 52.08
9224044 | Stand base 315x200x8 mm steel, varnished, thread M10, 1 adjustable foot | 177 | 64.22
9224045 | Stand base 315x200x10 mm steel, varnished, thread M10, 1 adjustable foot | 177 | 83.74
9224051 | Tripod stand,without rod,lacquered cast iron length 115 mm | 178 | 35.45
9224054 | Tripod stand,without rod,lacquered cast iron length 150 mm | 178 | 37.85
9224105 | Support rod,steel,galvanized,12 mm o.d.,M10 thread length 500 mm | 179 | 20.68
9224106 | Support rod,steel,galvanized,12 mm o.d.,M10 thread length 600 mm | 179 | 22.22
9224107 | Support rod,steel,galvanized,12 mm o.d.,M10 thread length 750 mm | 179 | 24.82
9224110 | Support rod,steel,galvanized,12 mm o.d.,M10 thread length 1000 mm | 179 | 28.19
9224115 | Support rod,steel,galvanized,12 mm o.d.,M10 thread length 1500 mm | 179 | 36.1
9224126 | Support rod,steel,galvanized,12 mm o.d. without thread,length 600 mm | 179 | 22.4
9224127 | Support rod,steel,galvanized,12 mm o.d. without thread,length 750 mm | 179 | 24.44
9224130 | Support rod,steel,galvanized,12 mm o.d. without thread,length 1000 mm | 179 | 27.83
9224135 | Support rod,steel,galvanized,12 mm o.d. without thread,length 1500 mm | 179 | 35.71
9224206 | Support rods,18/8 steel,12 mm o.d.,M10 thread length 600 mm | 179 | 26.94
9224207 | Support rods,18/8 steel,12 mm o.d.,M10 thread length 750 mm | 179 | 32
9224210 | Support rods,18/8 steel,12 mm o.d.,M10 thread length 1000 mm | 179 | 34.27
9224226 | Support rods,18/8 steel,12 mm o.d.,without thread length 600 mm | 179 | 25.03
9224227 | Support rods,18/8 steel,12 mm o.d.,without thread length 750 mm | 179 | 24.69
9224230 | Support rods,18/8 steel,12 mm o.d.,without thread length 1000 mm | 179 | 32.56
9224245 | Bosshead 16 mm, die-cast brass nickel-plated | 181 | 10.81
9224251 | Bossheads,zinc diecasting,range 16 mm steel nickel-plated | 181 | 9.96
9224252 | Double bosshead 16.5 mm, type 2 angle 90°, 18/10 steel | 181 | 62.19
9224254 | Double bosshead 16.5 mm, type 1 angle 90°, malleable cast iron | 180 | 17.41
9224257 | Bosshead, zinc die casting range 20 mm | 181 | 17.32
9224258 | Cross bossheads 16.5 mm, type 1 18/10 stainless steel | 182 | 77.63
9224264 | Cross bosshead 16.5 mm, type 1 angle 90+180°, malleable cast iron | 182 | 17.97
9224266 | Boss head clamp R 271 | 490 | 300.81
9224267 | Scaffold bosshead, 13 mm, type 1 angle 90°, malleable cast iron | 180 | 15.5
9224268 | Cross bossheads 16.5 mm, with thumb screw angle 90+180°, aluminium | 182 | 18.36
9224269 | Cross bossheads 27 mm, type 1 aluminium alloy | 182 | 34.94
9224270 | Cross bosshead 16 mm swivelling zinc diecasting, powdercoated | 181 | 20.65
9224274 | Cross bosshead Labomeca type 2 | 182 | 28.7
9224278 | Bosshead, cast steel | 182 | 19.03
9224291 | Bosshead 16.5 mm, type 1 angle 90°, aluminium | 180 | 13.06
9224292 | Bosshead R 182, 6-16mm | 490 | 154.72
9224293 | R 270 Boss head clamp | 490 | 201.28
9224302 | Clamps,die-cast zinc,w/o.bosshead,round jaws range 25 mm | 184 | 13.49
9224304 | Clamps,die-cast zinc,w/o.bosshead,round jaws range 40 mm | 184 | 14.52
9224306 | Clamps,die-cast zinc,w/o.bosshead,round jaws range 60 mm | 184 | 15.89
9224307 | Micro terminal, zinc die casting, powder coated. DIN 12894, Form A. Square jaws, clamping range 10 - 25 mm | 185 | 13.42
9224319 | Clamps round 80mm | 184 | 23.05
9224322 | Burette and thermometer clamp 0-25mm jaw opening | 186 | 26.62
9224330 | Micro clamps, annealed cast iron range 15mm, round jaws with cork | 185 | 21.7
9224401 | Universal clamp 250 mm 2 prongs, jaw width 0 - 50 mm brackets PVC coated, with swivel mechanism | 184 | 42.11
9224425 | Clamps,18/8-steel,w/o.bosshead,round jaws range 25 mm | 183 | 28.29
9224440 | Clamps,18/8-steel,w/o.bosshead,round jaws range 40 mm | 183 | 30.77
9224445 | Retort clamp, 3-prong 18/8 steel | 183 | 160.79
9224448 | Retort clamp 150 mm, 4 prongs type 1, 0-120 mm, 18/10 steel, prongs with Silicone-coating | 183 | 169
9224460 | Clamps,18/8-steel,w/o.bosshead,round jaws range 60 mm | 183 | 34.64
9224470 | Retort clamp 150x12mm, round jaws with cork range 25mm, annealed cast iron electroplated | 183 | 21.7
9224471 | Retort clamp 150x12mm, round jaws with cork range 40mm, annealed cast iron electroplated | 183 | 23.45
9224472 | Retort clamp 150x12mm, round jaws with cork range 60mm, annealed cast iron electroplated | 183 | 27.17
9224501 | Universal clamps 0-80mm aluminium | 183 | 33.81
9224502 | Universal clamp 18/10-Steel range 1,5 - 80 mm, finger with cork | 183 | 139.81
9224761 | Strap clamp RH 3 | 490 | 458.8
9224762 | Clamp holder with bosshead RH 5 (old RH4) | 490 | 563.69
9225027 | Rings,st.steel,w/o.bosshead,diam.70 mm | 180 | 19.9
9225030 | Rings,st.steel,w/o.bosshead,diam.100 mm | 180 | 23.19
9225033 | Rings,st.steel,w/o.bosshead,diam.130 mm | 180 | 28.32
9225036 | Support rings 140mmØ inside without bosshead | 180 | 30.94
9225081 | Support ring 70 mm, with bushing steel electroplated | 180 | 39.14
9225161 | Buret holders,with roller grips,for one burette | 187 | 32.22
9225162 | Buret holders,with roller grips,for two burettes | 187 | 43.62
9226650 | Test sieve 200 x 50 mm, 20 µm | 594 | 961.14
9226651 | Test sieve 200 x 50 mm, 25 µm | 594 | 520.36
9226652 | Test sieve 200 x 50 mm, 32 µm | 594 | 299.89
9226653 | Test sieve 200 x 50 mm, 36 µm | 594 | 299.89
9226654 | Test sieve 200 x 50 mm, 38 µm | 594 | 299.89
9226655 | Test sieve 200 x 50 mm, 40 µm | 594 | 212.17
9226656 | Test sieve DIN ISO 3310/1 45µm 200x50mm | 594 | 212.17
9226657 | Test sieves 200x50mm mesh size 50µm | 594 | 191.33
9226658 | Test sieve 200 x 50 mm, 53 µm | 594 | 191.33
9226659 | Test sieve 200 x 50 mm, 56 µm | 594 | 170.78
9226660 | Test sieves 200x50mm mesh size 63µm | 594 | 150.24
9226661 | Test sieves 200x50mm mesh size 71µm | 594 | 150.24
9226662 | Test sieves 200x50mm mesh size 75µm | 594 | 150.24
9226663 | Test sieve 200 x 50 mm, 80 µm | 594 | 150.24
9226664 | Test sieve 200 x 50 mm, 90 µm | 594 | 150.24
9226665 | Test sieves 200x50 mm, Mesh size 100µm | 594 | 150.24
9226666 | Test sieve 200 x 50 mm, 106 µm | 594 | 150.24
9226667 | Test sieve 200 x 50 mm, 112 µm | 594 | 150.24
9226668 | Test sieves DIN ISO 3310/1 125µm 200x50mm | 594 | 150.24
9226669 | Test sieves 200x50mm mesh size 140µm | 594 | 150.24
9226670 | Test sieves 200x50mm mesh size 150µm | 594 | 150.24
9226671 | Test sieve 200 x 50 mm, mesh size 160µm | 594 | 150.24
9226672 | Test sieves 200x50mm mesh size 180µm | 594 | 150.24
9226673 | Test sieves 200x50mm, Mesh size 200µm | 594 | 150.24
9226674 | Test sieve 200 x 50 mm, 212 µm | 594 | 150.24
9226675 | Test sieve 200 x 50 mm, mesh size 224µm | 594 | 150.24
9226676 | Test sieves 200x50mm mesh size 250µm | 594 | 150.24
9226677 | Test sieve 200 x 50 mm, mesh size 280µm | 594 | 150.24
9226678 | Analysis sieves 200x50mm mesh size 300µm | 594 | 150.24
9226679 | Test sieve 200 x 50 mm, 315 µm | 594 | 150.24
9226680 | Test sieves 200x50 mm mesh size 355µm | 594 | 150.24
9226681 | Test sieves 200x50mm mesh size 400µm | 594 | 150.24
9226682 | Test sieves 200x50mm mesh size 425µm | 594 | 150.24
9226683 | Test sieve 200 x 50 mm, mesh size 450µm | 594 | 150.24
9226684 | Test sieves, 200x50mm mesh size 500µm | 594 | 150.24
9226685 | Test sieve 200 x 50 mm, 560 µm | 594 | 154.09
9226686 | Test sieves 200x50mm mesh size 600µm | 594 | 154.09
9226687 | Test sieve 200 x 50 mm, 630 µm | 594 | 154.09
9226688 | Test sieve 200 x 50 mm, mesh size 710µm | 594 | 154.09
9226689 | Test sieve 200 x 50 mm, 800 µm | 594 | 154.09
9226690 | Test sieves 200x50mm mesh size 850µm | 594 | 154.09
9226691 | Test sieve 200 x 50 mm, 900 µm | 594 | 154.09
9226692 | Test sieves 200x50 mesh size 1,00mm | 595 | 160.51
9226693 | Test sieve 200 x 50 mm Mesh size 1,12 mm | 595 | 160.51
9226694 | Test sieves 200x50mm mesh size 1,18mm | 595 | 160.51
9226695 | Test sieve 200 x 50 mm Mesh size 1,25 mm | 595 | 160.51
9226696 | Test sieve 200 x 50 mm Mesh size 1,40 mm | 595 | 160.51
9226697 | Test sieve 200 x 50 mm Mesh size 1,60 mm | 595 | 160.51
9226698 | Test sieves 200x50 mesh size 1,70mm | 595 | 160.51
9226699 | Test sieves 200x50mm mesh size 1,80mm | 595 | 160.51
9226700 | Test sieves 200x50mm mesh size 2 mm | 595 | 160.51
9226701 | Test sieve 200 x 50 mm Mesh size 2,24 mm | 595 | 160.51
9226702 | Test sieves 200x50mm mesh size 2,36mm | 595 | 160.51
9226703 | Test sieves 200x50mm mesh size 2,50mm | 595 | 160.51
9226704 | Test sieves 200x50mm mesh size 2,80mm | 595 | 188.78
9226705 | Test sieves 200x50mm mesh size 3,15mm | 595 | 188.78
9226706 | Test sieve3s 200x50mm mesh size 3,35mm | 595 | 188.78
9226707 | Test sieves 200x50mm mesh sizes 3,55mm | 595 | 188.78
9226708 | Test sieves 200x50mm mesh size 4,00mm | 595 | 188.78
9226709 | Test sieves 200x50mm mesh sizes 4,50mm | 595 | 188.78
9226710 | Test sieves 200x50mm mesh sizes 4,75mm 9226714 | 595 | 188.78
9226711 | Test sieves 200x50mm mesh size 5,00mm | 595 | 188.78
9226712 | Test sieves 200x50 mesh size 5,6mm | 595 | 188.78
9226713 | Test sieves 200x50 mesh size 6,3mm | 595 | 188.78
9226714 | Test sieves 200x50mm mesh sizes 6,70mm | 595 | 188.78
9226715 | Test sieves 200x50mm mesh sizes 7,10mm | 595 | 188.78
9226716 | Test sieves, 200x50mm mesh size 8mm | 595 | 188.78
9226717 | Test sieves 200x50mm mesh size 9,00mm | 595 | 188.78
9226718 | Test sieves 200x50mm mesh size 9,50mm | 595 | 188.78
9226719 | Test sieves 200x50mm mesh size 10mm | 595 | 224.73
9226720 | Test sieves 200x50 mesh size 11,2mm | 595 | 224.73
9226721 | Test sieves 200x50mm mesh size 12,50mm | 595 | 224.73
9226722 | Test sieves 200x50mm mesh size 13,20mm | 595 | 224.73
9226723 | Test sieves 200x50mm mesh size 14,00mm | 595 | 224.73
9226724 | Test sieves 200x50mm mesh size 16mm | 595 | 224.73
9226725 | Test sieves 200x50mm mesh size 18,00mm | 595 | 224.73
9226726 | Test sieves 200x50mm mesh sizes 19,00mm | 595 | 224.73
9226727 | Test sieves 200x50mm mesh size 20mm | 595 | 224.73
9226728 | Test sieves 200x50mm mesh sizes 22,40mm | 595 | 224.73
9226729 | Test sieves 200x50mm mesh sizes 25,00mm | 595 | 224.73
9226730 | Test sieves 200x50mm mesh size 26,50mm | 595 | 224.73
9226731 | Test sieves 200x50mm mesh sizes 28,00mm | 595 | 224.73
9226732 | Test sieves 200x50mm mesh size 31,5mm | 595 | 214.56
9226733 | Test sieves 200x50mm mesh sizes 35,50mm | 595 | 214.56
9226734 | Test sieves 200x50mm mesh sizes 37,50mm | 595 | 214.56
9226735 | Test sieves 200x50mm mesh sizes 40,00mm | 595 | 214.56
9226736 | Test sieves 200x50mm mesh sizes 45,00mm | 595 | 214.56
9226737 | Test sieves 200x50mm mesh sizes 50,00mm | 595 | 214.56
9226738 | Test sieves 200x50mm mesh sizes 53,00mm | 595 | 214.56
9226739 | Test sieves 200x50mm mesh size 56,00mm | 595 | 214.56
9226740 | Test sieves 200x50mm mesh size 63,00mm | 595 | 214.56
9226741 | Test sieves 200x50mm mesh size 71,00mm | 595 | 214.56
9226742 | Test sieves 200x50mm mesh size 75,00mm | 595 | 214.56
9226743 | Test sieves 200x50mm mesh size 80,00mm | 595 | 214.56
9226744 | Test sieves 200x50mm mesh size 90,00mm | 595 | 214.56
9226745 | Test sieves 200x50mm mesh size 100,00mm | 595 | 214.56
9226746 | Test sieves 200x50mm mesh size 106,00mm | 595 | 214.56
9226747 | Test sieves 200x50mm mesh size 112,00mm | 595 | 214.56
9226748 | Test sieves 200x50mm mesh size 125,00mm | 595 | 214.56
9230203 | Rubber stoppers, 3,5 x 6,5 x 15 mm high | 31 | 0.13
9230205 | Rubber stoppers, 5 x 9 x 20 mm high | 31 | 0.16
9230208 | Rubber stoppers, 8 x 12 x 20 mm high | 31 | 0.2
9230210 | Rubber stoppers, 10,5 x 14,5 x 20 mm high | 31 | 0.2
9230212 | Rubber stoppers, 12,5 x 16,5 x 20 mm high | 31 | 0.26
9230214 | Rubber stoppers, 14 x 18 x 20 mm high | 31 | 0.29
9230217 | Rubber stoppers, 17 x 22 x 25 mm high | 31 | 0.54
9230218 | Rubber stoppers, 18 x 24 x 30 mm high | 31 | 0.62
9230221 | Rubber stoppers, 21 x 27 x 30 mm high | 31 | 0.88
9230223 | Rubber stoppers, 23 x 29 x 30 mm high | 31 | 1.13
9230226 | Rubber stopper, 26 x 32 x 30 mm high | 31 | 1.42
9230229 | Rubber stoppers, 29 x 35 x 30 mm high | 31 | 1.65
9230231 | Rubber stoppers, 31 x 38 x 35 mm high | 31 | 2.14
9230236 | Rubber stoppers, 36 x 44 x 40 mm high | 31 | 2.81
9230241 | Rubber stoppers, 41 x 49 x 40 mm high | 31 | 3.47
9230247 | Rubber stopper, 47 x 55 x 40 mm high | 31 | 4.87
9230250 | Rubber stoppers, 50,5 x 59,5 x 45 mm high | 31 | 6.18
9230256 | Rubber stoppers, 56 x 65 x 45 mm high | 31 | 7.55
9230260 | Rubber stoppers, 60 x 70 x 50 mm high | 31 | 9.56
9230264 | Rubber stoppers, 64,5 x 75,5 x 55 mm high | 31 | 10.86
9230271 | Rubber stoppers, 71 x 83 x 60 mm high | 31 | 13.65
9230279 | Rubber stoppers, 79 x 92 x 65 mm high | 31 | 19.56
9230287 | Rubber stoppers, 87 x 100 x 65 mm high | 31 | 22.71
9230294 | Rubber stoppers, 94 x 107 x 65 mm high | 31 | 25.13
9230310 | Rubber stoppers,one hole,10,5x14,5x20 mm high | 30 | 0.26
9230312 | Rubber stoppers,one hole,12,5x16,5x20 mm high | 30 | 0.29
9230314 | Rubber stoppers,one hole,14x18x20 mm high | 30 | 0.29
9230317 | Rubber stoppers,one hole,17x22x25 mm high | 30 | 0.54
9230318 | Rubber stoppers,one hole,18x24x30 mm high | 30 | 0.62
9230321 | Rubber stopper, one hole,21x27x30 mm high | 30 | 1
9230323 | Rubber stoppers,one hole,23x29x30 mm high | 30 | 1.29
9230326 | Rubber stoppers,one hole,26x32x30 mm high | 30 | 1.42
9230329 | Rubber stoppers,one hole,29x35x30 mm high | 30 | 1.65
9230331 | Rubber stoppers,one hole,31x38x35 mm high | 30 | 2.14
9230351 | Rubber stoppers 41x49x40 mm with hole 20 mm | 30 | 4.94
9230476 | Stoppers,fold-down edges,Silicone,diam.7.1 mm pack of 100 | 30 | 71.26
9230477 | Stoppers,fold-down edges,Silicone,diam.10.2 mm pack of 50 | 30 | 37.79
9230478 | Stoppers,fold-down edges,Silicone,diam.12.7 mm pack of 50 | 30 | 65.86
9230479 | Stoppers,fold-down edges,Silicone,diam.14.9 mm pack of 20 | 30 | 39.65
9230480 | Stoppers,fold-down edges,Silicone,diam.15.9 mm pack of 20 | 30 | 38.01
9230489 | Stoppers,fold-down edges,Silicone,diam.19.4 mm pack of 20 | 30 | 52.69
9230499 | Stoppers,fold-down edges,Silicone,diam.23.7 mm pack of 10 | 30 | 44.27
9230503 | Silikonstopfen 3,5x6,5x15mm acc.to DIN 12871 (VMQ) transparent | 31 | 0.26
9230505 | Silicone rubber stoppers, 5 x 9 x 20 mm | 31 | 0.29
9230508 | Silicone rubber stoppers, 8 x 12 x 20 mm | 31 | 0.33
9230510 | Silicone rubber stoppers, 10,5 x 14,5 x 20 mm | 31 | 0.46
9230512 | Silicone rubber stoppers, 12,5 x 16,5 x 20 mm | 31 | 0.49
9230514 | Silicone rubber stoppersm 14 x 18 x 20 mm | 31 | 0.59
9230517 | Silicone stopper 17x22x25mm acc. to DIN 12871 (VMQ) transparent | 31 | 1.03
9230518 | Silicone rubber stoppers, 18 x 24 x 30 mm | 31 | 1.34
9230521 | Silicone rubber stoppers, 21 x 27 x 30 mm | 31 | 1.75
9230523 | Silicone rubber stoppers, 23 x 29 x 30 mm | 31 | 2.4
9230526 | Silicone rubber stoppers, 26 x 32 x 30 mm | 31 | 2.81
9230529 | Silicone rubber stoppers, 29 x 35 x 30 mm | 31 | 3.53
9230531 | Silicone rubber stoppers, 31 x 38 x 35 mm | 31 | 4.66
9230536 | Silicone rubber stoppers, 36 x 44 x 40 mm | 31 | 6.72
9230541 | Silicone rubber stoppers, 41 x 49 x 40 mm | 31 | 8.55
9230547 | Silicone rubber stopper, 47 x 55 x 40 mm | 31 | 11.15
9230550 | Silicone rubber stoppers, 50,5 x 59,5 x 45 mm | 31 | 17.31
9230556 | Silicone rubber stoppers, 56 x 65 x 45 mm | 31 | 19.16
9230560 | Silicone rubber stoppers, 60 x 70 x 50 mm | 31 | 33.68
9230564 | Silicone rubber stoppers, 64,5 x 75,5 x 55 mm | 31 | 36.84
9230571 | Silicone rubber stoppers, 71 x 83 x 60 mm | 31 | 34.46
9230579 | Silicone rubber stoppers 79x92x65mm | 31 | 46.99
9230587 | Silicone rubber stoppers 87x100x65mm | 31 | 68.02
9230594 | Silicone rubber stoppers 94x107x65mm | 31 | 95.96
9230703 | Cork stoppers, 3 x 6 x 16 mm high | 32 | 0.13
9230706 | Cork stoppers, 6 x 9 x 17 mm high | 32 | 0.13
9230707 | Cork stoppers, 7 x 10 x 18 mm high | 32 | 0.13
9230708 | Cork stoppers, 8 x 11 x 20 mm high | 32 | 0.13
9230709 | Cork stoppers, 9 x 12 x 20 mm high | 32 | 0.1
9230710 | Cork stoppers, 10 x 13 x 22 mm high | 32 | 0.1
9230712 | Cork stoppers, 12 x 15 x 22 mm high | 32 | 0.1
9230714 | Cork stoppers, 14 x 17 x 22 mm high | 32 | 0.13
9230715 | Cork stoppers, 15 x 18 x 22 mm high | 32 | 0.16
9230716 | Cork stoppers, 16 x 19 x 23 mm high | 32 | 0.16
9230718 | Cork stoppers, 18 x 22 x 26 mm high | 32 | 0.23
9230720 | Cork stoppers, 20 x 24 x 27 mm high | 32 | 0.33
9230722 | Cork stoppers, 22 x 26 x 27 mm high | 32 | 0.39
9230724 | Cork stoppers, 24 x 28 x 27 mm high | 32 | 0.41
9230726 | Cork stoppers, 26 x 30 x 27 mm high | 32 | 0.59
9230728 | Cork stoppers, 28 x 32 x 27 mm high | 32 | 0.65
9230730 | Cork stoppers, 30 x 34 x 27 mm high | 32 | 0.77
9230732 | Cork stoppers, 32 x 36 x 27 mm high | 32 | 0.8
9230734 | Cork stoppers, 34 x 38 x 27 mm high | 32 | 0.88
9230736 | Cork stoppers, 36 x 40 x 27 mm high | 32 | 0.98
9230738 | Cork stoppers, 38 x 42 x 27 mm high | 32 | 1.03
9230741 | Cork stoppers, 41 x 45 x 27 mm high | 32 | 1.19
9230745 | Cork stoppers, 45 x 50 x 30 mm high | 32 | 1.7
9230750 | Cork stoppers, 50 x 55 x 30 mm high | 32 | 2.11
9230755 | Cork stoppers, 55 x 60 x 30 mm high | 32 | 2.5
9230760 | Cork stoppers, 60 x 65 x 30 mm high | 32 | 3.11
9230765 | Cork stoppers, 65 x 70 x 30 mm high | 32 | 3.66
9230821 | ALU caps,Aluminium,11 x 25 mm high,pack of 100 | 1377 | 133.5
9230822 | ALU caps,Aluminium,12 x 25 mm high,pack of 100 | 1377 | 145.23
9230823 | ALU caps,Aluminium,13 x 25 mm high,pack of 100 | 1377 | 132.03
9230824 | ALU caps,Aluminium,14 x 25 mm high,pack of 100 | 1377 | 132.03
9230825 | ALU caps,Aluminium,15 x 30 mm high,pack of 100 | 1377 | 136.44
9230826 | ALU caps,Aluminium,16 x 30 mm high,pack of 100 | 1377 | 143.77
9230827 | ALU caps,Aluminium,17 x 30 mm high,pack of 100 | 1377 | 143.77
9230828 | ALU caps,Aluminium,18 x 30 mm high,pack of 100 | 1377 | 143.77
9230829 | ALU caps,Aluminium,20 x 30 mm high,pack of 100 | 1377 | 164.31
9230830 | ALU caps,Aluminium,22 x 30 mm high,pack of 100 | 1377 | 170.18
9230831 | ALU caps,Aluminium,28 x 30 mm high,pack of 100 | 1377 | 149.64
9230832 | ALU caps,Aluminium,32 x 30 mm high,pack of 100 | 1377 | 173.11
9230833 | ALU caps,Aluminium,39 x 30 mm high,pack of 10 | 1377 | 46.97
9230834 | ALU caps,Aluminium,44 x 40 mm high,pack of 10 | 1377 | 53.44
9230835 | ALU caps,Aluminium,48 x 40 mm high,pack of 10 | 1377 | 51.82
9230836 | ALU caps,Aluminium,55 x 40 mm high,pack of 10 | 1377 | 61.55
9230837 | ALU caps,Aluminium,60 x 40 mm high,pack of 10 | 1377 | 74.5
9231010 | Silicone sponge plug 6x10 mm SILICOSEN® type T-10, natural | 1373 | 4.56
9231012 | Silicone sponge plug 9x12 mm SILICOSEN® type T-12, natural | 1373 | 5.46
9231015 | Silicone sponge plug 11x15 mm SILICOSEN® type T-15, natural | 1373 | 6.44
9231017 | Silicone sponge plug 13x17 mm SILICOSEN® type T-17, natural | 1373 | 7.03
9231019 | Silicone sponge plug 15x19 mm SILICOSEN® type T-19, natural | 1373 | 8.04
9231022 | Silicone sponge plug 18x22mm SILICOSEN® type T-22, natural | 1373 | 8.88
9231024 | Silicone sponge plug 20x24mm SILICOSEN® type T-24, natural | 1373 | 10.79
9231028 | Silicone sponge plug 20x28mm SILICOSEN® type T-28, pink | 1373 | 11.8
9231032 | Silicone sponge plug 22x32mm SILICOSEN® type T-32, natural | 1373 | 15.19
9231038 | Silicone sponge plug 26x38mm SILICOSEN® type T-38, pink | 1373 | 24.28
9231042 | Silicone sponge plug 30x42mm SILICOSEN® type T-42, natural | 1373 | 30.02
9231052 | Silicone sponge plug 40x52mm SILICOSEN® type T-52, natural | 1373 | 48.16
9231066 | Silicone sponge plug 54x66mm SILICOSEN® type T-66, pink | 1373 | 56.57
9231076 | Silicone sponge plug 64x76mm SILICOSEN® type T-76, pink | 1373 | 69.96
9231100 | Silicon stopper 9x13mm BIO-SILICO® type N-12, orange | 1374 | 7
9231101 | Silicon stopper 11x16mm BIO-SILICO® type N-15, orange | 1374 | 7.46
9231102 | Silicon stopper 13x19mm BIO-SILICO® type N-17, orange | 1374 | 8.14
9231103 | Silicon stopper 15x21mm BIO-SILICO® type N-19, orange | 1374 | 8.78
9231104 | Silicon stopper 18x24mm BIO-SILICO® type N-22, orange | 1374 | 10.66
9231105 | Silicon stopper 20x25mm BIO-SILICO® type N-24, orange | 1374 | 12.87
9231106 | Silicon stopper 22x34mm BIO-SILICO® type N-32, orange | 1374 | 19.69
9231107 | Silicon stopper 30x44mm BIO-SILICO® type N-42, orange | 1374 | 38.87
9231108 | Silicon stopper 40x54mm BIO-SILICO® type N-52, orange | 1374 | 46.21
9231109 | Silicon stopper 21x30mm BIO-SILICO® type N-28, orange | 1374 | 16.25
9231120 | Silicone sponge plug 15/25mm SILICOSEN® Typ C-20, natural | 1373 | 13.2
9231130 | Silicone sponge plug 25/30mm SILICOSEN® Typ C-30, natural | 1373 | 16.53
9231140 | Silicone sponge plug 35/45mm SILICOSEN® Typ C-40, natural | 1373 | 21.91
9231150 | Silicone sponge plug 45/55mm SILICOSEN® Typ C-55, natural | 1373 | 30.12
9231160 | Silicone sponge plug 42/57mm SILICOSEN® Typ C-65, pink | 1373 | 32.18
9231178 | Silicone sponge plug 17/26mm SILICOSEN® type S-28, green | 1373 | 26.01
9231185 | Silicone sponge plug 24/33mm SILICOSEN® type S-35, green | 1373 | 30.64
9231190 | Silicone sponge plug 28/38mm SILICOSEN® type S-40, green | 1373 | 33.26
9231205 | LLG-Steristoppers® no. 5 S for vials with internal neck dia. of ca. 5,5 - 6,5 mm, pack of 1000 | 1372 | 78.56
9231210 | LLG-Steristoppers® no. 10 for vials with internal neck dia. of ca. 9,5 - 11,5 mm, pack of 1000 | 1372 | 63.77
9231211 | LLG-Steristoppers® no. 12 for vials with internal neck dia. of ca. 11,5 - 13,5 mm, pack of 1000 | 1372 | 66.98
9231212 | LLG-Steristoppers® no. 13 for vials with internal neck dia. of ca. 12,5 - 14,5 mm, pack of 1000 | 1372 | 72.45
9231214 | LLG-Steristoppers® no. 14 for vials with internal neck dia. of ca. 13,0 - 14,5 mm, pack of 1000 | 1372 | 72.45
9231215 | LLG-Steristoppers® no. 15 for vials with internal neck dia. of ca. 13,5 - 15,5 mm, pack of 500 | 1372 | 39.31
9231216 | LLG-Steristoppers® no. 14,5 for tubes with neck dia. ca. 14,0 - 16,0 mm, pack of 1000 | 1372 | 76.01
9231218 | LLG-Steristoppers® no. 18 for vials with internal neck dia. of ca. 17,5 - 18,5 mm, pack of 500 | 1372 | 44.98
9231220 | LLG-Steristoppers® no. 20 for vials with internal neck dia. of ca. 20,5 - 22,0 mm, pack of 400 | 1372 | 47.83
9231225 | LLG-Steristoppers® no. 23,5 P for vials with internal neck dia. of ca. 25,0 - 27,0 mm, pack fo 500 | 1372 | 138.59
9231226 | LLG-Steristoppers® no. 26 for vials with internal neck dia. of ca. 26,0 - 27,0 mm, pack of 500 | 1372 | 100.94
9231229 | LLG-Steristoppers® Cellulose,diam.29 mm pack of 250 | 1372 | 84.29
9231232 | LLG-Steristoppers® no. 32 for vials with internal neck dia. of ca. 32,5 - 35,0 mm, pack of 100 | 1372 | 40.15
9231233 | LLG-Steristoppers® no. 32 P for vials with internal neck dia. of ca. 32,0 - 33,0 mm, pack of 150 | 1372 | 73.27
9231234 | LLG-Steristoppers® no. 34 for vials with internal neck dia. of ca. 33,5 - 36,0 mm, pack of 150 | 1372 | 63.2
9231237 | LLG-Steristoppers® no. 37 for vials with internal neck dia. of ca. 37,5 - 41,5 mm, pack of 100 | 1372 | 55.91
9231238 | LLG-Steristoppers® no. 38 for vials with internal neck dia. of ca. 40,0 - 43,5 mm, pack of 100 | 1372 | 56.02
9231240 | LLG-Steristoppers® no. 40 P (fit) for vials with internal neck dia. of ca. 42,0 - 46,5 mm, pack of 100 | 1372 | 83.51
9231245 | LLG-Steristoppers® no. 45 P (fit) for vials with internal neck dia. of ca. 47,0 - 48,0 mm, pack of 75 | 1372 | 89.96
9231270 | LLG-Test tube stoppers, neutral for 12/13mm Ø, pack of 100 | 29 | 4.81
9231271 | LLG-Test tube stoppers, blue for 12/13mm Ø, pack of 100 | 29 | 4.74
9231272 | LLG-Test tube stoppers, yellow for 12/13mm Ø, pack of 100 | 29 | 5.07
9231273 | LLG-Test tube stoppers, red for 12/13mm Ø, pack of 100 | 29 | 5.07
9231274 | LLG-Test tube stoppers, green for 12/13mm Ø, pack of 100 | 29 | 5.07
9231275 | LLG-Test tube stoppers, neutral for 15/16mm Ø, pack of 100 | 29 | 5.71
9231276 | LLG-Test tube stoppers, blue for 15/16mm Ø, pack of 100 | 29 | 6.23
9231277 | LLG-Test tube stoppers, yellow for 15/16mm Ø, pack of 100 | 29 | 5.71
9231278 | LLG-test tube stoppers, red for 15/16mm Ø, pack of 100 | 29 | 5.71
9231279 | LLG-Test tube stoppers, green for 15/16mm Ø, pack of 100 | 29 | 5.8
9231326 | LABOCAP caps 15/16 mm, yellow with grip, pack of 100 | 1377 | 181.91
9231327 | LABOCAP caps 15/16 mm, green with grip, pack of 100 | 1377 | 181.91
9231328 | LABOCAP caps 15/16 mm, black with grip, pack of 100 | 1377 | 181.91
9231329 | LABOCAP caps 15/16 mm, violet with grip, pack of 100 | 1377 | 181.91
9231330 | LABOCAP caps 17/18 mm, yellow with grip, pack of 100 | 1377 | 195.11
9231331 | LABOCAP caps 17/18 mm, green with grip, pack of 100 | 1377 | 195.11
9231332 | LABOCAP caps 17/18 mm, black with grip, pack of 100 | 1377 | 195.11
9231333 | LABOCAP caps 17/18 mm, violett with grip, pack of 100 | 1377 | 195.11
9231334 | LABOCAP caps 12/13 mm, black without grip, pack of 100 | 1376 | 149.64
9231335 | LABOCAP caps 12/13 mm, violet without grip, pack of 100 | 1376 | 149.64
9231336 | LABOCAP caps 15/16 mm, violet without grip, pack of 100 | 1376 | 146.7
9231337 | LABOCAP caps 17/18 mm, black without grip, pack of 100 | 1376 | 139.37
9231338 | LABOCAP caps 17/18 mm, violet without grip, pack of 100 | 1376 | 139.37
9231339 | LABOCAP caps 19/20 mm, yellow without grip, pack of 100 | 1376 | 154.04
9231340 | LABOCAP caps 19/20 mm, green without grip, pack of 100 | 1376 | 154.04
9231341 | LABOCAP caps 19/20 mm, black without grip, pack of 100 | 1376 | 154.04
9231342 | LABOCAP caps 19/20 mm, violet without grip, pack of 100 | 1376 | 154.04
9231345 | LABOCAP caps 15/16 mm, silver with grip, pack of 100 | 1377 | 161.37
9231347 | LABOCAP caps 17/18 mm, silver with grip, pack of 100 | 1377 | 164.31
9231369 | LABOCAP caps 9/10 mm, silver without grip, pack of 100 | 1376 | 133.5
9231372 | LABOCAP caps 12/13 mm, silver without grip, pack of 100 | 1376 | 139.37
9231374 | LABOCAP caps 14/15 mm, silver without grip, pack of 100 | 1376 | 176.05
9231375 | LABOCAP caps 15/16 mm, silver without grip, pack of 100 | 1376 | 132.03
9231377 | LABOCAP caps 17/18 mm, silver without grip, pack of 100 | 1376 | 124.69
9231379 | LABOCAP caps 19/20 mm, silver without grip, pack of 100 | 1376 | 139.37
9231381 | LABOCAP caps 21/23 mm, silver without grip, pack of 100 | 1376 | 242.4
9231385 | LABOCAP caps 24/26 mm, silver without grip, pack of 100 | 1376 | 284.38
9231388 | LABOCAP caps 28/30 mm, silver without grip, pack of 100 | 1376 | 318.23
9231403 | LABOCAP caps 15/16 mm, blue with grip, pack of 100 | 1377 | 161.37
9231404 | LABOCAP caps 17/18 mm, blue with grip, pack of 100 | 1377 | 164.31
9231413 | LABOCAP caps 15/16 mm, red with grip, pack of 100 | 1377 | 161.37
9231414 | LABOCAP caps 17/18 mm, red with grip, pack of 100 | 1377 | 164.31
9231421 | LABOCAP caps 9/10 mm, blue without grip, pack of 100 | 1376 | 133.5
9231422 | LABOCAP caps 12/13 mm, blue without grip, pack of 100 | 1376 | 139.37
9231423 | LABOCAP caps 14/15 mm, blue without grip, pack of 100 | 1376 | 176.05
9231424 | LABOCAP caps 15/16 mm, blue without grip, pack of 100 | 1376 | 132.03
9231425 | LABOCAP caps 17/18 mm, blue without grip, pack of 100 | 1376 | 124.69
9231426 | LABOCAP caps 19/20 mm, blue without grip, pack of 100 | 1376 | 139.37
9231427 | LABOCAP caps 21/23 mm, blue without grip, pack of 100 | 1376 | 242.4
9231428 | LABOCAP caps 24/26 mm, blue without grip, pack of 100 | 1376 | 284.38
9231429 | LABOCAP caps 28/30 mm, blue without grip, pack of 100 | 1376 | 318.23
9231441 | LABOCAP caps 9/10 mm, red without grip, Aluminium, pack of 100 | 1376 | 133.5
9231442 | LABOCAP caps 12/13 mm, red without grip, pack of 100 | 1376 | 139.37
9231443 | LABOCAP caps 14/15 mm, red without grip, pack of 100 | 1376 | 176.05
9231444 | LABOCAP caps 15/16 mm, red without grip, pack of 100 | 1376 | 132.03
9231445 | LABOCAP caps 17/18 mm, red without grip, pack of 100 | 1376 | 124.69
9231446 | LABOCAP caps 19/20 mm, red without grip, pack of 100 | 1376 | 139.37
9231447 | LABOCAP caps 21/23 mm, red without grip, pack of 100 | 1376 | 242.4
9231448 | LABOCAP caps 24/26 mm, red without grip, pack of 100 | 1376 | 284.38
9231449 | LABOCAP caps 28/30 mm, red without grip, pack of 100 | 1376 | 318.23
9231456 | ERLENMEYER-CAP caps,silver 37/39 mm, Pk qty.=10 | 1376 | 61.55
9231457 | ERLENMEYER-CAP caps,blue 37/39 mm, Pk qty.=10 | 1376 | 61.55
9231458 | ERLENMEYER-CAP caps,red 37/39 mm, Pk qty.=10 | 1376 | 61.55
9231460 | LABOCAP caps 12/13 mm, yellow without grip, pack of 100 | 1376 | 149.64
9231461 | LABOCAP caps 15/16 mm, yellow without grip, pack of 100 | 1376 | 146.7
9231462 | LABOCAP caps 17/18 mm, yellow without grip, pack of 100 | 1376 | 139.37
9231463 | LABOCAP caps 12/13 mm, green without grip, pack of 100 | 1376 | 149.64
9231464 | LABOCAP caps 15/16 mm, green without grip, pack of 100 | 1376 | 146.7
9231465 | LABOCAP caps 17/18 mm, green without grip, pack of 100 | 1376 | 139.37
9231466 | LABOCAP caps 15/16 mm, black without grip, pack of 100 | 1376 | 146.7
9231510 | Test tube cap, Versilic Silicone, type 10 | 30 | 2.47
9231512 | Test tube cap, Versilic Silicone, type 12 | 30 | 2.19
9231514 | Test tube cap, Versilic Silicone, type 14 | 30 | 2.5
9231516 | Test tube cap, Versilic Silicone, type 16 | 30 | 1.95
9231518 | Test tube cap, Versilic Silicone, type 18 | 30 | 4.25
9231520 | Test tube cap, Versilic Silicone, type 20 | 30 | 4.71
9231522 | Test tube cap, Versilic Silicone, type 22 | 30 | 5.38
9231530 | Test tube cap, Versilic Silicone, type 30 | 30 | 5.22
9231532 | Test tube cap, Versilic Silicone, type 35 | 30 | 6
9231536 | Test tube cap, Versilic Silicone, type 50 | 30 | 13.68
9231541 | Test tube cap, Versilic Silicone, type 25 | 30 | 5.18
9231641 | Caps 15-17 mm for test tubes neutral, PE, pack of 100 | 29 | 3.14
9231642 | Caps 11-13 mm for test tubes neutral, PE, pack of 100 | 29 | 2.21
9231643 | Caps 15-17 mm for test tubes blue, PE, pack of 100 | 29 | 3.14
9231644 | Caps 11-13 mm for test tubes blue, PE, pack of 100 | 29 | 2.21
9231645 | Caps 15-17 mm for test tubes yellow, PE, pack of 100 | 29 | 3.14
9231646 | Caps 11-13 mm for test tubes yellow, PE, pack of 100 | 29 | 2.47
9231647 | Caps 15-17 mm for test tubes red, PE, pack of 100 | 29 | 3.14
9231648 | Caps 11-13 mm for test tubes red, PE, pack of 100 | 29 | 2.47
9231649 | Caps 15-17 mm for test tubes green, PE, pack of 100 | 29 | 3.14
9231650 | Caps 11-13 mm for test tubes green, PE, pack of 100 | 29 | 2.47
9232994 | Boss head clamp H 44 | 472 | 63.49
9232996 | Holding rod H 38 | 472 | 58.95
9232998 | Stainless steel sensor H 62.51 Pt-1000, 270 mm, for ETS-D5/D6 9.720 241 + 9.720 242 | 472 | 309.66
9232999 | Stainless steel sensor H 66.51 glass-coated, Pt-1000, for ETS-D5/D6 9.720 241 + 9.720 242 | 472 | 451.21
9233000 | Extension cable, 1 m | 472 | 313.44
9235135 | Hyro-thermometer 0...+50°C 20...99%:1%rF, max-min. | 418 | 31.06
9235145 | Electronical timer clock with loud alarm sound, timer up to 24 h, with clockwatch, memory function, housing 68x53x20mm | 416 | 26.94
9235245 | LLG-General purpose thermometers, enclosed form red filling, range -10°...+50°C : 1°C | 385 | 17.77
9235250 | LLG-General purpose thermometers,enclosed form, red filling,range -10° - +100°C : 1°C | 385 | 17.77
9235255 | LLG-General purpose thermometers,enclosed form, red filling,range -10°...+150°C : 1°C | 385 | 19.52
9235260 | LLG-General purpose thermometers,enclosed form, red filling,range -10° - +200°C : 1°C | 385 | 22.99
9235265 | LLG-General purpose thermometers,enclosed form, red filling,range -10° - +250°C : 1°C | 385 | 28.63
9235275 | LLG-Thermometers -10/0...+110:1°C, solid stem environmentaldaily filled 300x5,5-6,5mm, 76mm submergence | 385 | 18.67
9235276 | LLG-Thermometers -10/0...+110:0,5°C, solid stem 300x5,5-6,5mm, 76mm submergence environmental friendly liquid | 385 | 19.93
9235277 | LLG-Thermometers -10/0...+150:1°C, solid stem 300x5,5-6,5mm, 76mm submergence environmental friendly liquid | 385 | 19.93
9235278 | LLG-Thermometers -10...+250ml:2°C, solid stem 300x5,5-6,5mm, 76mm submergence environmental friendly liquid | 385 | 25.42
9235279 | LLG-Thermometers -10...+360:2°C, solid stem 300x5,5-6,5mm, 76mm submergence environmental friendly liquid | 385 | 27.41
9235663 | LLG-Thermometer, red spirit filled -90...+20:1°C for ultralow freezes | 388 | 73.22
9235664 | LLG-Thermometer, red spirit filled -30...O,05°C for refrigerators | 388 | 57.46
9235665 | LLG-Thermometer, red spirit filled -5...+20:0,5°C for blood banks | 388 | 74.09
9235666 | LLG-Thermometer, red spirit filled -5...+15:0,5°C for coolers | 388 | 46.08
9235667 | LLG-Thermometer, red spirit filled +18...+50:0,5°C for incubators | 388 | 50.07
9235668 | LLG-Thermometer, red spirit filled +20...+130:1°C for ovens | 388 | 55
9235669 | LLG-Thermometer, red spirit filled +35...+200:1°C for ovens | 388 | 155.5
9235705 | LLG-Low-temperature laboratory thermometer range -50...+50:1°C | 386 | 39.91
9235710 | LLG-Low-temperature laboratory thermometers range -100° - +30°C : 1°C | 386 | 47.7
9235720 | LLG-Low-temperature laboratory thermometers range -200° - +30°C : 1°C | 386 | 99.14
9236021 | Thermometers -10...+150:0,5°C red filled, 75mm built-in length ground glass joint NS 14,5/23 | 386 | 54.92
9236022 | Thermometers -10...+150:0,5°C red filled, 75mm built-in length ground glass joint NS 14,5/23 | 386 | 74.16
9236023 | Thermometers -10...+250:1°C blue filled, 75mm built-in length ground glass joint NS 14,5/23 | 386 | 64.95
9236024 | Thermometers -10...+360:1°C green filled, 75mm built-in length ground glass joint NS 14,5/23 | 386 | 94.93
9236025 | Thermometers-10...+150:1°C red filled, 100mm built-in length ground glass joint NS 14,5/23 | 386 | 54.92
9236026 | Thermometers -10...+150:0,5°C red filled, 100mm built-in length ground glass joint NS 14,5/23 | 386 | 62.45
9236027 | Thermometers -10...+250:1°C red filled, 100mm built-in length ground glass joint NS 14,5/23 | 386 | 68
9236028 | Thermometers -10...360:1°C red filled, 100mm built-in length ground glass joint NS 14,5/23 | 386 | 94.93
9236701 | LLG-Digital thermometer type 12060 -50...+150°C, with Max/Min-memory, incl.probe 3,5x125 mm | 392 | 35.11
9236702 | LLG-Digital Pocket-Thermometer type 12070 -50...+300°C, with Max/Min-memory, incl.probe 3,5x200 mm | 392 | 49.75
9236705 | Digital Thermometer type 12200 -50...+300°C/-58...+572°F, with Max/Min function, incl.probe with stianless steel tip | 393 | 86.12
9236706 | LLG-Digital Pocket Thermometer type 12050 -50...+150°C, with Max/Min memory, incl.probe with stainless steel tip | 392 | 34.64
9236710 | Digital Exact-Temp-Thermometer -50...+70°C, for freezers certi.-20°C | 388 | 151.68
9236711 | Digital Exact-Temp-thermometer -50...+70°C, for ice point, certified temp.0°C | 388 | 151.68
9236712 | Digital Exact-Temp-Thermometer -50...+70°C, for refrigerators certified temp.+4°C | 388 | 131.64
9236713 | Digital Exact-Temp-Thermometer -50...+70°C, for incubators/water baths certified temp.+37°C | 388 | 151.68
9236714 | Digital Exact-Temp-Thermometer -50...+70°C, for clima chambers certified temp.+21°C | 388 | 151.68
9236715 | Digital-Measuring Instrument type 13100 -200...+1370°C/-328...+2498°F with 9V battery, carrying case | 394 | 256.75
9236716 | Powersupply 100-240V, 50-60Hz 0,3A, Output: 9V, 0,2A, for temperatur measuring device 13100 | 394 | 48.81
9236717 | Penetration probe, with handle, type K, -50 ... 600 °C, class 2, to DIN EN 60584, for type 13100 | 394 | 121.49
9236718 | Surface probe with handle type K, -50...+400°C, cl. 2, acc. to DIN EN 60584, for type 13100 | 394 | 120.34
9236719 | Surface probe 90° with handle type K, -50...+400°C, cl. 2, 90° angled, acc. to DIN EN 60584, for type 13100 | 394 | 154.76
9236720 | LLG-Thermometer, general purpose -35...+50:1°C stemform, red Filling, capillaries white backed, length 300 mm, immersion depth: total | 385 | 12.54
9236721 | LLG-Thermometer, genereal purpose -10...+110:1°C stemform, red filling, capillaries yellow backed, length 260 mm, immersion depth: total | 385 | 15.17
9236722 | LLG-Thermometer, general purpose -10...+150:1°C stemform, red filling, capillaries yellow backed, length 260 mm, immersion depth: total | 385 | 16.32
9236723 | LLG-Thermometer, general purpose -20...+150:1°C stemform, red filling, capillaries white backed, length 300 mm, immersion depth: total | 385 | 13.98
9236724 | LLG-Thermometer, general purpose -10...+200:1°C stemform, red filling, capillaries yellow backed, length 300 mm, imemrsion depth: total | 385 | 18.31
9236725 | LLG-Thermometer, general purpose -10...+200:1°C stemform, red filling, capillaries white backed, length 300 mm, immersion depth: total | 385 | 15.34
9236726 | LLG-Thermometer, general purpose -10...+250:1°C stemform, red filling, capillaries yellow backed, length 300 mm, immersion depth: total | 385 | 26.21
9236727 | LLG-Thermometer, general purpose -10...+110:1°C stemform, red filling, capillaries yellow backed, length 270 mm, immersion depth: 76 mm | 385 | 17.02
9236730 | LLG-Thermometer, general purpose -10...+200:1°C stemform, red filling, capillaries white backed, length 300 mm, immersion depth 76 mm | 385 | 19.8
9236731 | LLG Thermometer, general purpose -20...+150:1°C, stemform, red filling, capillaries white backed, | 385 | 16.96
9236783 | LLG-Precision-Laboratory Thermometer -10...+100°C stemform, capillary: yellow backed, red filling, L:305 mm, suitable for calibration | 386 | 29.84
9236784 | LLG-Precision-Laboratory Thermometer -10...+150°C stemform, capillary: yellow backed, red filling, L:305 mm, suitable for calibration | 386 | 32.58
9236785 | LLG-Precision-Laboratory Thermometer -10...+100°C stemform, capillary: yellow backed, red filling, L:270 mm, suitable for calibration | 386 | 37.25
9236786 | LLG-Precision-Laboratory Thermometer -10...+150°C stemform, capillary: yellow backed, red filling, L:350 mm, suitable for calibration | 386 | 50.38
9236787 | LLG-Precision-Laboratory Thermometer 0...+50°C stemform, capillary: yellow backed, red filling, L:420 mm | 386 | 54.82
9236788 | LLG-Precision-Laboratory Thermometer -10...+200°C stemform, capillary: yellow backed, red filling, L:350 mm, suitable for calibration | 386 | 46.75
9236800 | LLG-Precision-Cold-Laboratory Thermometer stemform, -50..+50:1°C, red filling, L:280 mm, suitable for calibration | 386 | 42.06
9236801 | LLG-Precision-Cold-Laboratory Thermometer stemform, -50..+50:0,5°C, red filling, L:300 mm, suitable for calibration | 386 | 47.57
9236841 | Specific gravity hydrometer 1.200-1.420:0.002 300 mm, PC, 20°C | 426 | 110.58
9236842 | Specific gravity hydrometer 1.400-1.620:0.002 300 mm, PC, 20°C | 426 | 110.58
9236843 | Salt brine hydrometer 0-100:1% 300 mm, PC, 20°C | 426 | 110.58
9236844 | Hydrometer acc.Baumé 0-12:0.2 250 mm, PC, 15°C | 426 | 110.58
9236845 | Hydrometer acc.Baumé 9-21:0.2 250 mm, PC, 15°C | 426 | 110.58
9236846 | Hydrometer acc.Baumé 19-31:0.2 250 mm, PC, 15°C | 426 | 110.58
9236847 | Sodium chloride hydrometer 0-26:0.2% 300 mm, PC, 20°C | 426 | 110.58
9236848 | Hydrometer 0-35:0.5% Brix-Sugar-Scale, 300 mm, PC, 20°C | 426 | 110.58
9236849 | Hydrometer 0-50:0.5% Brix-Sugar-Scale, 300 mm, PC, 20°C | 426 | 110.58
9236850 | ASTM precision thermometer S5C -38...+50°C stem type, total length 260 mm, blue filling | 387 | 145.61
9236852 | ASTM precision thermometer S12C -20...+102°C stem type, total length 435 mm, blue filling | 387 | 237.15
9236854 | ASTM precision thermometer S15C -2...+80°C stem type, total length 415 mm, blue filling | 387 | 169.86
9236856 | ASTM precision thermometer S18C +34...+42°C stem type, total length 300 mm, blue filling | 387 | 156.95
9236858 | ASTM precision thermometer S22C +95...+103°C stem type, total length 300 mm, blue filling | 387 | 173.01
9236860 | ASTM precision thermometer S56C +19...+35°C stem type, total length 610 mm, blue filling | 387 | 594.94
9236862 | ASTM precision thermometer S58C -34...+49°C stem type, total length 300 mm, blue filling | 387 | 155.27
9236864 | ASTM precision thermometer S59C -18...+82°C stem type, total length 300 mm, blue filling | 387 | 136.55
9236866 | ASTM precision thermometer S62C -38...+2°C stem type, total length 401 mm, blue filling | 387 | 237.87
9236868 | ASTM precision thermometer S63C -8...+32°C stem type, total length 401 mm, blue filling | 387 | 159.08
9236878 | ASTM precision thermometer S91C +20...+50°C stem type, total length 390 mm, blue filling | 387 | 181.62
9236879 | ASTM precision thermometer S116C +18.9...+25.1°C stem type, total length 615 mm, blue filling | 387 | 680.04
9236880 | ASTM precision thermometer S117C +23.9...+30.1°C stem type, total length 615 mm, blue filling | 387 | 680.04
9236881 | ASTM precision thermometer S120C +38.6...+41.4°C stem type, total length 300 mm, blue filling | 387 | 293.73
9236882 | ASTM precision thermometer S130C -7...+105°C stem type, total length 300 mm, blue filling | 387 | 140.3
9237010 | LLG-General purpose thermometer "economy" -10...+50:1°C, red filling, stem form | 385 | 4.05
9237011 | LLG-General purpose thermometer "economy" -10...+100:1°C, red filling, stem form | 385 | 4.05
9237012 | LLG-General purpose thermometer "economy" -10...+150:1°C, red filling, stem form | 385 | 4.05
9237013 | LLG-General purpose thermometer "economy" -10...+200:1°C, red filling, stem form | 385 | 4.05
9237014 | LLG-General purpose thermometer "economy" -10...+250:1°C, red filling, stem form | 385 | 4.05
9237015 | LLG-Thermometer "economy" -10/0...110:1°C stem form, 300x6mm, submergence 76mm, blue filling | 385 | 4.05
9237016 | LLG-Thermometer "economy" -10/0...110:0,5°C stem form, 300x6mm, submergence 76mm, blue filling | 385 | 4.05
9237017 | LLG-Thermometer "economy" -10/0...150:1°C stem form, 300x6mm, submergence 76mm, blue filling | 385 | 4.05
9237018 | LLG-Thermometer "economy" -10/0...250:2°C stem form, 300x6mm, submergence 76mm, blue filling | 385 | 4.05
9237019 | LLG-Thermometer "economy" -10/0...+360:2°C stem form, 300x6mm, submergence 76mm, blue filling | 385 | 4.05
9241131 | Maximum/minimum thermometers digital, - 20...+70°C | 391 | 22.66
9241134 | Maxima-Minima thermometer with push button, plasic, ivory, mercury-free | 390 | 11.33
9243102 | Digital thermometer, -50 -+300°C : 0,1°C without temperature sensor | 395 | 120.6
9243111 | Immersion sensor Pt-100 | 395 | 68.28
9243112 | Penetration sensor Pt-100 E910652 | 395 | 69.77
9243113 | Surface sensor Pt-100 | 395 | 87.48
9243114 | Air sensor Pt-100 | 395 | 78.76
9243165 | LLG-Min/Max Thermometer with outdoor sensor, inside -20...+70°C outside -50...+70°C | 390 | 22.83
9246002 | Temperature recording stripes, 105x70 mm +37 - +65°C, pack of 10 | 390 | 46.71
9246003 | Temperature recording stripes, 105x70 mm +71 - +110°C, pack of 10 | 390 | 42.02
9246004 | Temperature recording stripes, 105x70 mm +116 - +154°C, pack of 10 | 390 | 45.35
9246005 | Temperature recording stripes, 105x70 mm +161 - +204°C, pack of 10 | 390 | 45.35
9246006 | Temperature recording strips, 51 x 18 mm range +204° - +260°C,pack of 10 | 390 | 47.77
9246310 | Temperature recording strips, 35 x 15 mm range +29° - +40°C,pack of 10 | 390 | 22.01
9246311 | Temperature recording strips, 35 x 15 mm range +37° - +49°C,pack of 10 | 390 | 17.32
9246312 | Temperature recording strips, 35 x 15 mm range +49° - +71°C,pack of 10 | 390 | 17.32
9246313 | Temperature recording strips, 35 x 15 mm range +77° - +99°C,pack of 10 | 390 | 17.32
9246314 | Temperature recording strips, 35 x 15 mm range +104° - +127°C,pack of 10 | 390 | 17.32
9246315 | Temperature recording strips, 35 x 15 mm range +132° - +154°C,pack of 10 | 390 | 17.32
9246316 | Temperature recording strips, 35 x 15 mm range +160° - +182°C,pack of 10 | 390 | 20.01
9246317 | Temperature recording strips, 35 x 15 mm range +188° - +210°C,pack of 10 | 390 | 20.01
9246318 | Temperature recording strips, 35 x 15 mm range +216° - +249°C,pack of 10 | 390 | 20.01
9246319 | Temperature recording strips, 35 x 15 mm range +249° - +290°C,pack of 10 | 390 | 20.01
9250030 | Porcelain crucibles,low form,cap. 6 ml diam. 30 mm,height 19 mm | 112 | 8.31
9250035 | Porcelain crucibles,low form,cap. 11 ml diam. 35 mm,height 22 mm | 112 | 8.55
9250040 | Porcelain crucibles,low form,cap. 15ml diam. 40 mm,height 25 mm | 112 | 9.53
9250045 | Porcelain crucibles,low form,cap. 25ml diam. 45 mm,height 28 mm | 112 | 12.05
9250050 | Porcelain crucibles,low form,cap. 29ml diam. 50 mm,height 32 mm | 112 | 15.94
9250060 | Porcelain crucibles,low form,cap. 50 ml diam. 60 mm,height 38 mm | 112 | 18.02
9250070 | Porcelain crucibles,low form,cap. 85 ml diam. 70 mm,height 44 mm | 112 | 23.45
9250130 | Porcelain crucibles,medium form,cap. 10 ml diam. 30 mm,height 25 mm | 112 | 8.55
9250135 | Porcelain crucibles,medium form,cap. 15 ml diam. 35 mm,height 28 mm | 112 | 8.55
9250140 | Porcelain crucibles,medium form,cap. 20 ml diam. 40 mm,height 32 mm | 112 | 9.53
9250145 | Porcelain crucibles,medium form,cap. 38 ml diam. 45 mm,height 36 mm | 112 | 11.9
9250150 | Porcelain crucibles,medium form,cap. 49 ml diam. 50 mm,height 40 mm | 112 | 13.62
9250160 | Porcelain crucibles,medium form,cap. 90 ml diam. 60 mm,height 48 mm | 112 | 17.67
9250170 | Porcelain crucibles,medium form,cap. 150 ml diam. 70 mm,height 56 mm | 112 | 23.71
9250180 | Porcelain crucibles,medium form,cap. 230 ml diam. 82 mm,height 65 mm | 112 | 32.39
9250225 | Porcelain crucibles,tall form,cap. 11 ml diam. 26 mm,height 33 mm | 112 | 8.73
9250230 | Porcelain crucibles,tall form,cap. 15 ml diam. 30 mm,height 38 mm | 112 | 9.92
9250235 | Porcelain crucibles,tall form,cap. 24 ml diam. 35 mm,height 44 mm | 112 | 10.51
9250240 | Porcelain crucibles,tall form,cap. 40 ml diam. 40 mm,height 50 mm | 112 | 12.59
9250245 | Porcelain crucibles,tall form,cap. 50 ml diam. 46 mm,height 58 mm | 112 | 14.44
9250250 | Porcelain crucibles,tall form,cap. 75 ml diam. 51 mm,height 65 mm | 112 | 21.76
9250260 | Porcelain crucibles,tall form,cap. 120 ml diam. 60 mm,height 75 mm | 112 | 29.71
9250306 | Crucible lid Ø 33 mm, porcelain suitable to crucible Ø 26 mm DIN 12904 | 112 | 10.74
9250308 | Crucible lid Ø 37 mm, porcelain suitable to crucible Ø 30 mm DIN 12904 | 112 | 10.92
9250310 | Crucible lid Ø 45 mm, porcelain suitable to crucible Ø 38 mm DIN 12904 | 112 | 11.44
9250313 | Crucible lid Ø 49 mm, porcelain suitable to crucible Ø 40 mm DIN 12904 | 112 | 12.59
9250314 | Crucible lid Ø 54 mm, porcelain suitable to crucible Ø 48 mm DIN 12904 | 112 | 13.62
9250316 | Crucible lid Ø 64 mm, porcelain suitable to crucible Ø 54 mm DIN 12904 | 112 | 16.3
9250319 | Crucible lid Ø 76 mm, porcelain suitable to crucible Ø 70 mm DIN 12904 | 112 | 17.48
9250327 | Crucible lid Ø 89 mm, porcelain suitable to crucible Ø 83 mm DIN 12904 | 112 | 24.8
9250340 | Quartz glass crucible 20 ml 40x32 mm, medium form | 113 | 26.75
9250350 | Quartz glass crucible 49 ml , 50x40 mm, medium form | 113 | 30.94
9250351 | Quartz glass crucible 90 ml , 60x48 mm, medium form | 113 | 40.06
9250389 | ALSINT crucibles,wide form,cap. 10 ml diam. 30 mm,height 24 mm | 112 | 38.39
9250390 | ALSINT crucibles,wide form,cap. 25 ml diam. 41 mm,height 37 mm | 112 | 45.91
9250391 | ALSINT crucibles,wide form,cap. 40 ml diam.48 mm,height 41 mm | 112 | 59.84
9250392 | ALSINT crucibles,wide form,cap. 60 ml diam. 54 mm,height 50 mm | 112 | 104.19
9250393 | ALSINT crucibles,wide form,cap. 80 ml diam. 60 mm,height 50 mm | 112 | 117.65
9250394 | ALSINT crucibles,wide form,cap. 100 ml diam. 66 mm,height 56 mm | 112 | 140.45
9250399 | ALSINT crucibles,tall form,cap. 10 ml diam. 25 mm,height 30 mm | 113 | 34.94
9250400 | ALSINT crucibles,tall form,cap. 15 ml diam. 30 mm,height 38 mm | 113 | 39.56
9250401 | ALSINT crucibles,tall form,cap. 20 ml diam. 33 mm,height 40 mm | 113 | 52.86
9250402 | ALSINT crucibles,tall form,cap. 30 ml diam. 38 mm,height 47 mm | 113 | 67.46
9250403 | ALSINT crucibles,tall form,cap. 45 ml diam. 42 mm,height 54 mm | 113 | 82.21
9250404 | ALSINT crucibles,tall form,cap. 80 ml diam. 50 mm,height 65 mm | 113 | 130.8
9250405 | ALSINT crucibles,tall form,cap. 150 ml diam. 62 mm,height 75 mm | 113 | 165.78
9250406 | ALSINT crucibles,tall form,cap. 250 ml diam. 73 mm,height 90 mm | 113 | 226.78
9250407 | ALSINT crucibles,tall form,cap. 350 ml diam. 85 mm,height 100 mm | 113 | 368.86
9250408 | ALSINT crucibles,tall form, diam. 90 mm | 113 | 468.94
9250409 |  | 113 | 571.94
9250410 |  | 113 | 818.98
9250630 | Nickel crucibles,wall thickness 1 mm,cap. 15 ml diam. 30 mm,height 30 mm | 115 | 71.91
9250635 | Nickel crucibles,wall thickness 1 mm,cap. 25 ml diam. 35 mm,height 35 mm | 115 | 78.84
9250640 | Nickel crucibles,wall thickness 1 mm,cap. 30 ml diam. 40 mm,height 35 mm | 115 | 84.95
9250650 | Nickel crucibles,wall thickness 1 mm,cap. 70 ml diam. 50 mm,height 45 mm | 115 | 106.05
9250660 | Lid,nickel,diam.30 mm | 115 | 57.98
9250665 | Lid,nickel,diam.35 mm | 115 | 58.99
9250670 | Lid,nickel,diam.40 mm | 115 | 61.2
9250680 | Lid,nickel,diam.50 mm | 115 | 56.12
9250905 | LLG-Porcelain crucible 1/60 DIN 63 ml, 60 mm dia., low form, glazed | 111 | 7.82
9250906 | LLG-Porcelain crucible 1/70 DIN 91 ml, 70 mm dia., low form, glasiert | 111 | 9.94
9250907 | LLG-porcelain crucible 2/30 DIN 10 ml, 30 mm Ø, medium form, glazed | 111 | 4.3
9250915 | LLG-Porcelain crucible 2/70 DIN 120 ml, 70 mm dia., medium form, glazed | 111 | 7.95
9250916 | LLG-Porcelain crucibles 2/80 DIN 200 ml, 80 mm Ø, medium form, glazed | 111 | 10.66
9250920 | LLG-Porcelain crucible 3/30 DIN 15 ml, 30 mm dia., tall form, glazed | 111 | 5.15
9250921 | LLG-Porcelain crucible 3/35 DIN 26 ml, 35 mm dia., tall form, glazed | 111 | 6.28
9250922 | LLG-Porcelain crucible 3/40 DIN 35 ml, 40 mm dia., tall form, glazed | 111 | 7.39
9250923 | LLG-Porcelain crucible 3/45 DIN 50 ml, 45 mm dia., tall form, glazed | 111 | 7.57
9250924 | LLG-Porcelain crucible 3/50 DIN 72 ml, 50 mm dia., tall form, glazed | 111 | 7.68
9250925 | LLG-Porcelain crucible 3/60 DIN 130 ml, 60 mm dia., tall form, glazed | 111 | 10.66
9250937 | LLG-Porcelaine lid D 80 DIN 84 mm dia. for crucibles 80 mm dia. | 111 | 9.6
9250940 | LLG-Melting boats 214/2 unglazed, with eyelet, 75x13x8mm | 114 | 1.72
9250941 | LLG-Melting boats 214/3 unglazed, with eyelet, 105x14x9mm | 114 | 1.34
9250942 | LLG-Melting boats 214/4 unglazed, with eyelet, 85x13x8mm | 114 | 1.21
9250943 | LLG-Melting boats 214/9 unglazed, with eyelet, 40x12x10mm | 114 | 1.72
9250950 | LLG-Porcelain crucibles 1/30 DIN 5 ml, 30 mm dia., low form, glazed pack of 5 | 111 | 12.49
9250951 | LLG-Porcelain crucibles 1/35 DIN 10 ml, 35 mm dia., low form, glazed pack of 5 | 111 | 17.35
9250952 | LLG-Porcelain crucibles 1/40 DIN 17 ml, 40 mm dia., low form, glazed pack of 5 | 111 | 17.54
9250953 | LLG-Porcelain crucibles 1/45 DIN 21 ml, 45 mm dia., low form, glazed pack of 5 | 111 | 18
9250954 | LLG-Porcelain crucibles 1/50 DIN 24 ml, 50 mm dia., low form, glazed pack of 5 | 111 | 23.54
9250960 | LLG-Porcelain crucibles 2/35 DIN 12 ml, 35 mm dia., medium form, glazed pack of 5 | 111 | 14.06
9250961 | LLG-Porcelain crucibles 2/40 DIN 20 ml, 40 mm dia., medium form, glazed pack of 5 | 111 | 14.55
9250962 | LLG-Porcelain crucibles 2/45 DIN 30 ml, 45 mm dia., medium form, glazed pack of 5 | 111 | 17.48
9250963 | LLG-Porcelain crucibles 2/50 DIN 45 ml, 50 mm dia., medium form, glazed pack of 5 | 111 | 27.68
9250964 | LLG-Porcelain crucibles 2/60 DIN 80 ml, 60 mm dia., medium form, glazed pack of 5 | 111 | 29.18
9250980 | LLG-Porcellaine lids D 30 DIN 34 mm dia. for crucible 30mm dia. pack of 5 | 111 | 14.06
9250981 | LLG-Porcelain lids D 35 DIN 39 mm dia. for crucible 35 mm dia. pack of 5 | 111 | 17.09
9250982 | LLG-Porcelain lids D 40 DIN 44 mm dia. for crucible 40 mm dia. pack of 5 | 111 | 18.93
9250983 | LLG-Porcelain lids D 45 DIN 49 mm dia. for crucible 45 mm dia. pack of 5 | 111 | 21.55
9250984 | LLG-Porcellaine lids D 50 DIN 54 mm dia. for crucibles 50 mm dia. pack of 5 | 111 | 24.84
9250985 | LLG-Porcellaine lids D 60 DIN 64 mm dia. for crucibles 60 mm dia. pack of 5 | 111 | 26.42
9250986 | LLG-Porcelain lids D 70 DIN 74 mm dia. for crucible 70 mm dia. pack of 5 | 111 | 34.04
9251023 | Funnels DURAN, short stem diam. 120 mm | 98 | 35.48
9251036 | Funnels 180mm DURAN | 98 | 96.74
9251123 | Funnels,DURAN,short stem,diam. 35 mm | 98 | 19.59
9251128 | Funnels,DURAN,short stem,diam. 45 mm | 98 | 20.29
9251133 | Funnels,DURAN,short stem,diam. 55 mm | 98 | 29.84
9251138 | Funnels,DURAN,short stem,diam. 70 mm | 98 | 29.48
9251141 | Funnels,DURAN,short stem,diam. 80 mm | 98 | 31.2
9251146 | Funnels,DURAN,short stem,diam. 100 mm | 98 | 33.96
9251157 | Funnels,DURAN,short stem,diam. 150 mm | 98 | 51.82
9251161 | Funnels,DURAN,short stem,diam. 200 mm | 98 | 123.52
9251169 | Funnels 300mm DURAN | 98 | 217.55
9251185 | LLG-Laboratory funnel Ø 40 mm PP, pack of 10 | 98 | 7.21
9251186 | LLG-Laboratory funnel Ø 60 mm PP, pack of 10 | 98 | 10.4
9251187 | LLG-Laboratory funnel Ø 80 mm PP, pack of 10 | 98 | 14.42
9251188 | LLG-Laboratory funnel Ø 100 mm PP, pack of 10 | 98 | 16.14
9251189 | LLG-Laboratory funnel Ø 120 mm PP, pack of 10 | 98 | 21.53
9251190 | LLG-Laboratory funnel Ø 150 mm PP, pack of 10 | 98 | 29.74
9251191 | LLG-Laboratory funnel Ø 40 mm PP, with rib, pack of 10 | 99 | 10.56
9251192 | LLG-Laboratory funnel Ø 60 mm PP, with rib, pack of 10 | 99 | 16.06
9251193 | LLG-Laboratory funnel Ø 80 mm PP, with rib, stem length 80mm pack of 10 | 99 | 20.68
9251194 | LLG-Laboratory funnel Ø 100 mm PP, with rib, pack of 10 | 99 | 25.33
9251195 | LLG-Laboratory funnel Ø 120 mm PP, with rib, pack of 10 | 99 | 30.48
9251196 | LLG-Laboratory funnel Ø 150 mm PP, with rib, pack of 10 | 99 | 37.14
9251197 | LLG-Laboratory funnel Ø 80 mm PP, with rib, stem length 150mm, pack of 10 | 99 | 33.96
9251200 | LLG-Funnel 40 mm dia. borosilicate glass | 98 | 3.04
9251201 | LLG-Funnel 60 mm dia. borosilicate glass | 98 | 4.12
9251202 | LLG-Funnel 80 mm dia. borosilicate glass | 98 | 4.51
9251203 | LLG-Funnel 100 mm dia. borosilicate glass | 98 | 5.56
9251204 | LLG-Funnel 125 mm dia. borosilicate glass | 98 | 12.05
9251205 | LLG-Funnel 150 mm dia. borosilicate glass | 98 | 15.27
9251213 | Funnel 120 mm stainless steel, with handle and air furrow | 100 | 24.05
9251237 | Analytical funnels,DURAN,diam. 65 mm | 98 | 36.62
9251241 | Analytical funnels,DURAN,diam. 80 mm | 98 | 43.17
9251248 | Analytical funnels,DURAN,diam. 110 mm | 98 | 71.69
9251323 | Powder funnels,DURAN,diam. 120 mm | 100 | 36.26
9251332 | Powder funnels,DURAN,diam. 160 mm | 100 | 46.97
9251338 | Powder funnels,DURAN,diam. 200 mm | 100 | 74.29
9251340 | Funnels with Cone, Cone NS 14/23 O.D.mm 45 | 100 | 30.02
9251341 | Funnels with Cone, Cone NS 19/26 O.D.mm 55 | 100 | 28.92
9251342 | Funnels with Cone, Cone NS 24/29 O.D.mm 70 | 100 | 47.14
9251343 | Funnels with Cone, Cone NS 29/32 O.D.mm 80 | 100 | 47.46
9251550 | LLG-Funnel holder 40 mm dia. stainless steel, w/o boss head | 102 | 10.71
9251551 | LLG-Funnel holder 60 mm dia. stainless steel, w/o boss head | 102 | 11.31
9251552 | LLG-Funnel holder 80 mm dia. stainless steel, w/o boss head | 102 | 12
9251553 | LLG-Funnel holder 100 mm dia. stainless steel, w/o boss head | 102 | 13.39
9251554 | LLG-Funnel holder 40 mm dia. stainless steel, with boss head | 102 | 17.71
9251555 | LLG-Funnel holder 60 mm dia. stainless steel, with boss head | 102 | 18.23
9251556 | LLG-Funnel holder 80 mm dia. stainless steel, with boss head | 102 | 19.56
9251557 | LLG-Funnel holder 100 mm dia. stainless steel, with boss head | 102 | 19.93
9251558 | LLG-Funnel holder, PP for 25 - 150 mm dia. | 101 | 10.89
9251560 | Funnel holder PP for 2 funnels 25-170mm | 102 | 24.25
9251561 | Funnel holder PP for 1 funnel 25-170mm | 102 | 18.38
9251602 | Funnels,PP,diam. 30 mm | 99 | 0.82
9251605 | Funnels,PP,diam. 30 mm,stem diam. 5 mm | 99 | 0.82
9251610 | Funnels,PP,diam. 40 mm | 99 | 0.93
9251615 | Funnels,PP,diam. 50 mm | 99 | 1.19
9251620 | Funnels,PP,diam. 75 mm | 99 | 1.39
9251625 | Funnels,PP,diam. 100 mm | 99 | 2.37
9251630 | Funnels,PP,diam. 120 mm | 99 | 3.34
9251635 | Funnels,PP,diam. 150 mm | 99 | 4.61
9251640 | Funnels,PP,diam. 200 mm | 99 | 10.66
9251645 | Funnels Ø 260mm Length 305 mm, PP | 99 | 18.2
9251650 | Funnels,PP,diam. 350 mm | 99 | 32.13
9251655 | Funnels,PP,diam. 400 mm | 99 | 77.53
9251660 | Barrel funnels 430 mm, PP | 99 | 103.68
9251665 | Filter insert for Barrel funnels Ø 50 mm | 100 | 6.2
9251720 | Powder funnels,PP,wide stem,diam. 65 mm | 101 | 2.37
9251725 | Powder funnels,PP,wide stem,diam. 80 mm | 101 | 3.56
9251730 | Powder funnels,PP,wide stem,diam. 100 mm | 101 | 3.79
9251735 | Powder funnels,PP,wide stem,diam. 120 mm | 101 | 4.79
9251740 | Powder funnels,PP, 150mm PP | 101 | 9.79
9251741 | Powder funnels 180mm, PP | 101 | 7.59
9251814 | Funnels,PP,with NS 14/23,diam. 40 mm | 101 | 5.31
9251819 | Funnels,PP,with NS 19/26,diam. 50 mm | 101 | 7.16
9251829 | Funnels,PP,with NS 29/32,diam. 80 mm | 101 | 8.78
9252022 | Büchner funnels,DURAN,cap. 70 ml,diam. 48 mm | 749 | 120.06
9252027 | Büchner funnels,porcelain,diam. 28 mm | 749 | 55.39
9252028 | Büchner funnels,DURAN,cap. 125 ml,diam. 60 mm | 749 | 142.5
9252034 | Büchner funnels,DURAN,cap. 220 ml,diam. 73 mm | 749 | 170.6
9252044 | Büchner funnels,DURAN,cap. 500 ml,diam. 95 mm | 749 | 194.06
9252045 | Büchner funnels,porcelain,diam. 45 mm | 749 | 61.84
9252054 | Büchner funnels,DURAN,cap. 1000 ml,diam. 120 mm | 749 | 272.31
9252055 | Büchner funnels,porcelain,diam. 55 mm | 749 | 68.39
9252070 | Büchner funnels,porcelain,diam. 70 mm | 749 | 89.57
9252090 | Büchner funnels,porcelain,diam. 90 mm | 749 | 116.22
9252110 | Büchner funnels,porcelain,diam. 110 mm | 749 | 144.96
9252125 | Büchner funnels,porcelain,diam. 125 mm | 749 | 177.02
9252150 | Büchner funnels,porcelain,diam. 150 mm | 749 | 244.85
9252185 | Büchner funnels,porcelain,diam. 185 mm | 749 | 362.21
9252240 | Büchner funnels,porcelain,diam. 240 mm | 749 | 590.99
9252270 | Buchner funnels porcelain 270mmØ | 749 | 1056.69
9252320 | Buchner funnels porcelain, 320mm | 749 | 1388.69
9252330 | Büchner funnels 45 mm, PP demountable | 750 | 11.87
9252331 | Büchner funnels 55 mm, PP demountable | 750 | 13.42
9252332 | Büchner funnels 70 mm, PP demountable | 750 | 13.69
9252333 | Büchner funnels 80 mm, PP demountable | 750 | 17.07
9252334 | Büchner funnels 90 mm, PP demountable | 750 | 23.35
9252335 | Büchner funnel 110 mm, PP demountable | 750 | 31.77
9252338 | Büchner funnels 160 mm, PP demountable | 750 | 45.89
9252339 | Büchner funnels 240 mm, PP demountable | 750 | 78.47
9252500 | LLG-Buchner funnels 237/4 240 ml, for filterpaper dia.90 mm | 749 | 34.96
9252501 | LLG-Büchner funnel 237/5 400 ml, for filterpaper dia. 110mm | 749 | 48
9252502 | LLG-Büchner funnel 237/6 600 ml, for filterpaper dia. 125mm | 749 | 46.41
9252503 | LLG-Büchner funnel 237/7 1000 ml, for filterpaper dia. 150mm | 749 | 96.16
9252504 | LLG-Büchner funnel 237/8 2000 ml, for filterpaper dia. 185mm | 749 | 93.53
9252505 | LLG-Büchner funnel 237/9 4000 ml, für filterpaper Ø 240 mm | 749 | 197.4
9252512 | LLG-Casserole 84 ml, 209/2, porcelain 67x39 mm, glazed, DIN12907 w. porcelain stem | 106 | 20.19
9252513 | LLG-Casserole 176 ml, 209/3, porcelain 85x49 mm, glazed, DIN12907, w. porcelain stem | 106 | 26.13
9252514 | LLG-Casserole 270 ml, 209/4, porcelain 101x51 mm, glazed, DIN12907, w. porcelain stem | 106 | 29.19
9252515 | LLG-Casserole 450 ml, 209/5, porcelain 120x64 mm, glazed, DIN12907, w. porcelain stem | 106 | 37.07
9252516 | LLG-Casserole 960 ml, 209/6, porcelain 150x86 mm, glazed, w. porceain stem | 106 | 52.06
9253006 | Dry ice equiptment "snowpack" 50x30mm for 50g | 790 | 322.22
9253008 | Dry ice equiptment "snowpack" 80x60mm for 250g | 790 | 396.03
9253131 | Drying tubes,PE-LD,straight,20 x 100 mm | 628 | 3.76
9253135 | Drying tubes,PE-LD,straight,20 x 150 mm | 628 | 4.12
9253140 | Drying tubes,PE-LD,straight,20 x 200 mm | 628 | 4.74
9253406 | Staining plates,porcelain,6 cavities,119x85 mm | 1121 | 33.19
9253412 | Staining plates,porcelain,12 cavities,115x85 mm | 1121 | 41.09
9260150 | LLG-Electronic Timer up to 99 Min.and 59 Sec., rubber coated, attachment magnet, incl. battery LR 44 | 414 | 11.2
9262005 | Crown stopwatches,metal housing,1/5 sec | 417 | 239.89
9262010 | Crown stopwatches,metal housing,1/10 sec | 417 | 239.89
9262071 | Stopclock,LCD-display,23 h,59 min, 59 sec. | 416 | 32.74
9262080 | Large quartz stopclock 0-60 sec., 0-60 min., dial diam. 110 mm, with bettary | 417 | 139.76
9262411 | Addition stopwatches,ABS-housing, 1/5 sec., 30 min | 417 | 145.7
9263424 | Watch glasses,DURAN,diam. 40 mm | 103 | 15.83
9263432 | Watch glasses,DURAN,diam. 50 mm | 103 | 17.41
9263434 | Watch glasses,DURAN,diam. 60 mm | 103 | 18.9
9263441 | Watch glasses,DURAN,diam. 80 mm | 103 | 20.7
9263446 | Watch glasses,DURAN,diam. 100 mm | 103 | 23.58
9263452 | Watch glasses,DURAN,diam. 125 mm | 103 | 25.69
9263457 | Watch glasses, DURAN, diam. 150 mm | 103 | 32.88
9263461 | Watch glasses,DURAN,diam. 200 mm | 103 | 41.59
9263466 | Watch glasses,DURAN,diam. 250 mm | 103 | 74.87
9263526 | Watch glasses, PP, diam. 60 mm | 104 | 2.01
9263528 | Watch glasses, PP, diam. 80 mm | 104 | 2.53
9263530 | Watch glasses, PP, diam. 100 mm | 104 | 3.14
9263532 | Watch glasses, PP, diam. 125 mm | 104 | 3.79
9264101 | Chemical sorbents Multi-Format roll of 12 cm x 15.2 m | 263 | 154.72
9264102 | Chemical sorbents sheets 28 x 33 cm, pack of 50 | 263 | 110.13
9264103 | Chemical sorbents pillows 18 x 38 cm, pack of 16 | 263 | 335.4
9264104 | Chemical spill kit SK5 kit contains: 10 sheets, 1 pillows, 1 disposal bags, 4x40x28 cm | 263 | 99.98
9264146 |  | 257 | 26.32
9264147 | aluderm-aluplast Plaster Dispenser Re-fill complete 115 Plasters | 257 | 19.9
9264163 | First aid case SPEZIAL MT-CD laboratory & chemistry | 258 | 233.7
9264190 | BEL-ART Disposal cartons for broken glass benchtop model, 20x20x25 cm, pack of 6 | 262 | 145.14
9264191 | BEL-ART Cover for glass disposal cartons | 262 | 68.54
9268100 | Viscometer,Ubbelohde,ISO/DIN 3105,manual constant 0,001 K,meas.range 0,2 - 1 mm²/sec Type 501 00 0 | 433 | 624.36
9268101 | Viscometer,Ubbelohde,ISO/DIN 3105,manual constant 0,005 K,meas.range 0,8 - 5 mm²/sec Typ 501 01 0a | 433 | 602.06
9268103 | Viscometer,Ubbelohde,ISO/DIN 3105,manual constant 0,003 K,meas.range 0 - 3 mm²/sec Type 501 03 0c | 433 | 602.06
9268110 | Viscometer,Ubbelohde,ISO/DIN 3105,manual constant 0,01 K,meas.range 1,2 - 10 mm²/sec Type 501 10 I | 433 | 602.06
9268111 | Viscometer,Ubbelohde,ISO/DIN 3105,manual constant 0,05 K,meas.range 5 - 50 mm²/sec Type 501 11 Ia | 433 | 602.06
9268113 | Viscometer,Ubbelohde,ISO/DIN 3105,manual constant 0,03 K,meas.range 3 - 30 mm²/sec Type 501 13 Ic | 433 | 602.06
9268120 | Viscometer,Ubbelohde,ISO/DIN 3105,manual constant 0,1 K,meas.range 10 - 100 mm²/sec Type 501 20 II | 433 | 602.06
9268121 | Viscometer,Ubbelohde,ISO/DIN 3105,manual constant 0,5 K,meas.range 50 - 500 mm²/sec Type 501 21 IIa | 433 | 602.06
9268123 | Viscometer,Ubbelohde,ISO/DIN 3105,manual constant 0,3 K,meas.range 30 - 300 mm²/sec Type 501 23 IIc | 433 | 602.06
9268130 | Viscometer,Ubbelohde,ISO/DIN 3105,manual constant 1 K,meas.range 100 - 1000 mm²/sec Type 501 30 III | 433 | 602.06
9268131 | Viscometer,Ubbelohde,ISO/DIN 3105,manual constant 5 K,meas.range 500 - 5000 mm²/sec Type 501 31 IIIa | 433 | 602.06
9268133 | Viscometer,Ubbelohde,ISO/DIN 3105,manual constant 3 K,meas.range 300 - 3000 mm²/sec Type 501 33 IIIc | 433 | 602.06
9268140 | Viscometer,Ubbelohde,ISO/DIN 3105,manual constant 10 K,meas.range 1000 - 10000 mm²/sec Type 501 40 IV | 433 | 602.06
9268201 | Viscometer Ubbelohde 532 01, calibrated, for automatic measurement, capillary no. 0a, constant K = 0.005 | 433 | 602.06
9268203 | Viscometer Ubbelohde 532 03, calibrated, for automatic measurement, capillary no. 0c, constant K = 0.003 | 433 | 602.06
9268210 | Viscometer,Ubbelohde,ISO/DIN 3105,automatic constant 0,01 K,meas.range 1,2 - 10 mm²/sec Type 532 10 I | 433 | 602.06
9268213 | Viscometer,Ubbelohde,ISO/DIN 3105,automatic constant 0,03 K,meas.range 3 - 30 mm²/sec Type 532 13 IC | 433 | 602.06
9268220 | Viscometer,Ubbelohde,ISO/DIN 3105,automatic constant 0,1 K,meas.range 10 - 100 mm²/sec Type 532 20 II | 433 | 602.06
9268223 | Viscometer,Ubbelohde,ISO/DIN 3105,automatic constant 0,3 K,meas.range 30 - 300 mm²/sec Type 532 23 Iic | 433 | 602.06
9268230 | Viscometer,Ubbelohde,ISO/DIN 3105,automatic constant 3 K,meas.range 300 - 3000 mm²/sec Type 532 30 III | 433 | 602.06
9268233 | Viscometer,Ubbelohde,ISO/DIN 3105,automatic constant 10 K,meas.range 1000 - 10000 mm²/sec Type 5321 33 Iiic | 433 | 602.06
9268240 | Viscometer Ubbelohde 532 40, calibrated, for automatic measurement, capillary no. IV, constant K = 10 | 433 | 602.06
9268790 | Fixing frame,VA-steel,for Ubbelohde Viscosimeter | 433 | 313.08
9270100 | Burette 25:0.05 ml glass, cl.AS, with PTFE stopcock, Schellbach blue skale, batch certified | 1021 | 58.87
9270101 | Burette 50:0.10 ml glass, cl.AS, with PTFE stopcock, Schellbach blue skale, batch certified | 1021 | 59.43
9270102 | Burette 10:0.02 ml glass, cl.AS, with PTFE stopcock, blue skale, batch certified | 1021 | 47.46
9270103 | Burette 25:0.05 ml glass, cl.AS, with PTFE stopcock, blue skale, batch certified | 1021 | 49.26
9270104 | Burette 50:0.10 ml glass, cl.AS, with PTFE stopcock, blue skale, batch certified | 1021 | 51.14
9270148 | Burette 50 ml :0,1 ml, class AS lateral PTFE valve, Schellbach | 1023 | 127.21
9270155 | Burettes DURAN glass Cl.AS 10:0,02ml with glass key | 1022 | 72.34
9270156 | Burettes glass class A DURAN 25ml:0,05ml | 1022 | 72.34
9270157 | Burettes DURAN glass cl.AS 50:0,1ml with glass key | 1022 | 72.34
9270158 | Burette DURAN class A5 10ml:0,02ml with PTFE screwthread Key | 1022 | 95.23
9270159 | Burettes glass,DURAN Class AS 25ml:0,05ml PTFE | 1022 | 95.23
9270160 | Burettes DURAN glass Cl.AS 50:0,1 with PTFE screwthread key | 1022 | 95.23
9270161 | Burettes 10:0,02ml, blue graduation cl.AS, DURAN, with glass stopcock | 1021 | 79.9
9270162 | Burettes 25:0.05ml, blue graduation cl.AS, DURAN, with glass stopcock | 1021 | 79.9
9270163 | Burettes 50:0,1ml blue graduation cl.AS, DURAN, with glass stopcock | 1021 | 79.9
9270164 | Burettes 10:0,02ml, blue graduation cl.AS, DURAN, with PTFE key | 1021 | 70.61
9270165 | Burettes 25:0,05ml, blue graduation cl.AS, DURAN, with PTFE key | 1021 | 70.61
9270166 | Burettes 50:0,1ml, blue graduation cl.AS, DURAN, with PTFE key | 1021 | 70.61
9270167 | Burettes 10:0,02ml, blue graduation cl.AS DURAN, glass with PTFE-key | 1021 | 106.24
9270168 | Burettes 25:0,05 ml, blue graduation cl.AS, DURAN, glass with PTFE-key | 1021 | 106.24
9270169 | Burettes 50:0,1ml, blue graduation cl.AS, DURAN, glass with PTFE-key | 1021 | 106.24
9270905 | Buret reservoirs,NS 29/32,clear glass, 1000 ml | 1028 | 33.78
9270921 | Burette 10ml, straight stopcock class AS, with PTFE tap | 1022 | 165.99
9270922 | Burette 25ml, straight stopcock class AS, with PTFE tap | 1022 | 165.99
9270923 | Burette 50ml, straight stopcock class AS, with PTFE tap | 1022 | 165.99
9270924 | Burette 100ml, straight stopcock class AS, with PTFE tap | 1022 | 188.19
9270925 | Burette 100ml, straight stopcock, DURAN, cl.AS, glass tap | 1022 | 165.09
9270990 | Double blowball,rubber,with net, size 5 | 1028 | 45.45
9270995 | Hand bellows, rubber, size 3 pressure valve | 1028 | 11.45
9271053 | Titrator,Schilling,cap. 10 ml : 0,05 ml with 500 ml PE-HD reservoir bottle | 1025 | 90.33
9271055 | Titrator,Schlling,cap. 15 ml : 0,1 ml, with 500 ml PE-HD reservoir bottle | 1025 | 86.33
9271056 | Titrator,Schilling,cap. 25 ml : 0,1 ml with 500 ml PE-HD reservoir bottle | 1025 | 97.87
9271058 | Titrator,Schilling,cap. 50 ml : 0,1 ml with 1000 ml PE-HD reservoir bottle | 1025 | 101.84
9271332 | Burette digital Titrette® 25 ml with SafetyPrime recycle valve | 1030 | 1140.48
9271333 | Burette digital Titrette® 50 ml with SafetyPrime recycle valve | 1030 | 1140.48
9271334 | Burette digital Titrette® 25 ml with SafetyPrime recycle valve and interface | 1030 | 1429.31
9271335 | Burette digital Titrette® 50 ml with SafetyPrime recycle valve and interface | 1030 | 1429.31
9271338 | Burette digital Titrette® 10 ml with SafetyPrime recycle valve and interface | 1030 | 1429.31
9271980 | Jumbo Pastette® 300mm LDPE, drop volume 50µl, non sterile, pack of 100 | 936 | 46.32
9271985 | Mini Pastette® Fine Tip 104mm drop volume 20µl, non sterile, pack of 400 | 936 | 70.81
9271986 | Ultra Micro Pastette® Fine Tip 63mm drop volume 22µl, non sterile, pack of 500 | 936 | 79.1
9272026 | Measuring pipette cap. 50 ml:0.5 ml BLAUBRAND®, class AS, absolute drain, AR glass, blau graduation, type 2 | 933 | 24.97
9272028 | Measuring pipette cap. 2 ml:0.02 ml BLAUBRAND®, absolute drain, conformity certified, class AS, AR glass®, blue graduation, type 2 | 933 | 11.35
9272033 | Measuring pipette 2 ml:0.02 ml AR-glass, BLAUBRAND® ETERNA, cl. AS, full drownspout, brown grad. | 932 | 6.28
9272070 | Measuring pipettes,class B,cap. 1 ml : 0,01 ml | 934 | 4.79
9272072 | Measuring pipettes,class B,cap. 2 ml : 0,01 ml | 934 | 6.23
9272078 | Measuring pipettes,class B,cap. 20 ml : 0,1 ml | 934 | 9.94
9272105 | Measuring pipette 0.5 ml:0.01 ml AR-glass, BLAUBRAND®, cl. AS, full drownspout, blue grad. | 932 | 7.98
9272108 | Measuring pipette 2 ml:0.01 ml AR-glass, BLAUBRAND®, cl. AS, full drownspout, blue grad. | 932 | 8.19
9272109 | Measuring pipette 2 ml:0.02 ml AR-glass, BLAUBRAND®, cl. AS, full drownspout, blue grad. | 932 | 6.28
9272112 | Measuring pipette 5 ml:0.1 ml AR-glass, BLAUBRAND®, cl. AS, full drownspout, blue grad. | 932 | 7.36
9272115 | Measuring pipette 25 ml:0.1 ml AR-glass, BLAUBRAND®, cl. AS, full drownspout, blue grad. | 932 | 15.44
9272116 | Measuring pipette 50 ml:0.5 ml AR-glass, BLAUBRAND®, cl. AS, full drownspout, blue grad. | 932 | 24.97
9272117 | Measuring pipette 1 ml:0.01 ml AR-glass, BLAUBRAND®, cl. AS, full drownspout, blue grad. | 932 | 11.51
9272121 | Graduated pipette 0,5 ml:0,01 ml AR glass, KB, BLAUBRAND, cl. AS | 934 | 7.98
9272260 | Volumetric pipette 1 ml, class AS blue grad., 310 mm, conformity batch certified | 927 | 6.54
9272261 | Volumetric pipette 2 ml, class AS blue grad., 330 mm, conformity batch certified | 927 | 6.95
9272262 | Volumetric pipette 3 ml, class AS blue grad., 360 mm, conformity batch certified | 927 | 7.23
9272263 | Volumetric pipette 4 ml, class AS blue grad., 360 mm, conformity batch certified | 927 | 7.36
9272264 | Volumetric pipette 5 ml, class AS blue grad., 400 mm, conformity batch certified | 927 | 7.62
9272265 | Volumetric pipette 10 ml, class AS blue grad., 440 mm, conformity batch certified | 927 | 8.31
9272266 | Volumetric pipette 11 ml, class AS blue grad., 440 mm, conformity batch certified | 927 | 13.55
9272267 | Volumetric pipette 15 ml, class AS blue grad., 455 mm, conformity batch certified | 927 | 12.8
9272268 | Volumetric pipette 20 ml, class AS blue grad., 510 mm, conformity batch certified | 927 | 12
9272269 | Volumetric pipette 25 ml, class AS blue grad., 520 mm, conformity batch certified | 927 | 12.8
9272270 | Volumetric pipette 50 ml, class AS blue grad., 540 mm, conformity batch certified | 927 | 17.31
9272350 | Pipette 0.5:0.01 ml, 360 mm class AS, conformity certified, amber graduated, with dated batch identification | 933 | 6.9
9272351 | Pipette 1:0.01 ml, 360 mm class AS, conformity certified, amber graduated, with dated batch identification | 933 | 5.58
9272352 | Pipette 1:0.1 ml, 360 mm class AS, conformity certified, amber graduated, with dated batch identification | 933 | 5.9
9272353 | Pipette 2:0.02 ml, 360 mm class AS, conformity certified, amber graduated, with dated batch identification | 933 | 5.71
9272354 | Pipette 2:0.1 ml, 360 mm class AS, conformity certified, amber graduated, with dated batch identification | 933 | 5.71
9272355 | Pipette 5:0.05 ml, 360 mm class AS, conformity certified, amber graduated, with dated batch identification | 933 | 6.44
9272358 | Pipette 20:0.1 ml, 360 mm class AS, conformity certified, amber graduated, with dated batch identification | 933 | 12.1
9272359 | Pipette 25:0.1 ml, 450 mm class AS, conformity certified, amber graduated, with dated batch identification | 933 | 12.1
9272366 | Graduated pipette 0,5 ml : 0,01 ml clear glass, brown graduated | 935 | 4.66
9272367 | Graduated pipettes 1:0.01ml clear glass, brown graduated | 935 | 3.69
9272368 | Graduated pipettes, 1:0.1ml clear glass, brown graduated | 935 | 3.79
9272369 | Graduated pipettes 2:0.02ml clear glass, brown graduated | 935 | 3.7
9272370 | Graduated pipettes 2:0,1 ml clear, amber grad. | 935 | 3.7
9272371 | Graduated pipette 5 ml : 0,05 ml clear glass, brown graduated | 935 | 4.51
9272372 | Graduated pipettes, 5:0,1 ml clear AR-glass, amber grad. | 935 | 4.51
9272373 | Graduated pipettes, 10:0.1ml clear glass, brown graduated | 935 | 4.81
9272374 | Graduated pipette 20 ml : 0,1 ml clear glass, brown graduated | 935 | 8.29
9272375 | Graduated pipettes, 25:0,1 ml clear, amber grad. | 935 | 8.55
9272376 | Graduated pipettes, clear glass 2:0,01ml, amber graduation | 935 | 3.7
9272377 | Graduated pipettes, clear glass 50:0,2ml, amber graduation | 935 | 17.2
9272380 | Measuring pipettes 0,5:0,1 ml 360mm, class AS, AR-glass, DIN ISO 835 conformity-certified, blue grad. | 931 | 6.26
9272381 | Measuring pipettes 1:0,01 ml 360mm, class AS, AR-glass, DIN ISO 835 conformity-certified, blue grad. | 931 | 5.58
9272382 | Measuring pipettes 1:0,1 ml 360mm, class AS, AR-glass, DIN ISO 835 conformity-certified, blue grad. | 931 | 5.71
9272383 | Measuring pipettes 2:0,01 ml 360mm, class AS, AR-glass, DIN ISO 835 conformity-certified, blue grad. | 931 | 5.71
9272384 | Measuring pipettes 2:0,02 ml 360mm, class AS, AR-glass, DIN ISO 835 conformity-certified, blue grad. | 931 | 5.58
9272385 | Measuring pipettes 2:0,1 ml 360mm, class AS, AR-glass, DIN ISO 835 conformity-certified, blue grad. | 931 | 5.71
9272387 | Measuring pipettes 5:0,05 ml 360mm, class AS, AR-glass, DIN ISO 835 conformity-certified, blue grad. | 931 | 6.44
9272388 | Measuring pipettes 5:0,1 ml 360mm, class AS, AR-glass, DIN ISO 835 conformity-certified, blue grad. | 931 | 6.44
9272389 | Measuring pipettes 10:0,1 ml 360mm, class AS, AR-glass, DIN ISO 835 conformity-certified, blue grad. | 931 | 6.54
9272390 | Measuring pipettes 20:0,1 ml 360mm, class AS, AR-glass, DIN ISO 835 conformity-certified, blue grad. | 931 | 12.1
9272391 | Measuring pipette 25:0,1 ml 450mm, class AS, AR-glass, DIN ISO 835 conformity-certified, blue grad. | 931 | 12.1
9272392 | Measuring pipettes 50:0,2 ml 450mm, class AS, AR-glass, DIN ISO 835 conformity-certified, blue grad. | 931 | 24.46
9273103 | Volumetric pipet 2 ml, with 1 mark BLAUBRAND®, cl. AS, AR glass KB, blue grad. | 928 | 7.13
9273106 | Volumetric pipet 4 ml, with 1 mark BLAUBRAND®, cl. AS, AR glass KB, blue grad. | 928 | 9.32
9273111 | Volumetric pipet 9 ml, with 1 mark BLAUBRAND®, cl. AS, AR glass KB, blue grad. | 928 | 12.05
9273114 | Volumetric pipet 20 ml, with 1 mark BLAUBRAND®, cl. AS, AR glass KB, blue grad. | 928 | 12.1
9273122 | Volumetric pipet 1 ml, with 2 marks BLAUBRAND®, cl. AS, AR glass KB, blue grad. | 930 | 10.56
9273138 | Volumetric pipet 50 ml, with 2 marks BLAUBRAND®, cl. AS, AR glass KB, blue grad. | 930 | 21.5
9273220 | Graduated pipette, 1 ml, cl.AS AR-glass, amber grad. | 929 | 7.13
9273257 | Volumetric pipettes, clear glass 4ml, one mark, cl.B, amber graduation | 930 | 8.11
9273258 | Volumetric pipettes 0,5 ml, AR-glass brown graduated | 930 | 5.25
9273259 | Volumetric pipettes 1 ml AR-glass, amber graduation | 930 | 5.18
9273260 | Volumetric pipettes, 2 ml amber grad., clear | 930 | 6.13
9273261 | Volumetric pipettes3 ml, AR-glass brown graduated | 930 | 6.95
9273262 | Volumetric pipette 5 ml, AR-glass brown graduated | 930 | 6.98
9273263 | Volumetric pipettes 10 ml, cl.B AR-clear glass, amber graduated | 930 | 8.81
9273264 | Volumetric pipettes, 15 ml amber grad., clear | 930 | 10.84
9273265 | Volumetric pipettes, 20 ml, cl.B AR-glass, amber grad. | 930 | 10.84
9273266 | Volumetric pipette 25 ml, AR-glass brown graduated | 930 | 11.81
9273268 | Volumetric pipette 50 ml, AR-glass brown graduated | 930 | 14.5
9273269 | Volumetric pipette 100 ml, AR-glass brown graduated | 930 | 20.81
9273270 | Volumetric pipette 1 ml, class AS AR-clear soda glass, blue graduated, conformity-certified | 927 | 6
9273271 | Volumetric pipette 2 ml, class AS AR-clear soda glass, blue graduated, conformity-certified | 927 | 7.39
9273272 | Volumetric pipette 2.5 ml, class AS AR-clear soda glass, blue graduated, conformity-certified | 927 | 10.53
9273273 | Volumetric pipet 30ml class AS, AR-clear soda glass, blue, graduated, conformity-certified | 927 | 8.34
9273276 | Volumetric pipette 5 ml, class AS AR-clear soda glass, blue graduated, conformity-certified | 927 | 8.88
9273280 | Volumetric pipette 10 ml, class AS AR-clear soda glass, blue graduated, conformity-certified | 927 | 10.02
9273281 | Volumetric pipette 15 ml, class AS AR-clear soda glass, blue graduated, conformity-certified | 927 | 12.33
9273282 | Volumetric pipette 20 ml, class AS AR-clear soda glass, blue graduated, conformity-certified | 927 | 12.51
9273284 | Volumetric pipette 25 ml, class AS AR-clear soda glass, blue graduated, conformity-certified | 927 | 12.87
9273286 | Volumetric pipette 50 ml, class AS AR-clear soda glass, blue graduated, conformity-certified | 927 | 16.99
9273288 | Volumetric pipette 100 ml, class AS AR-clear soda glass, blue graduated, conformity-certified | 927 | 23.94
9273305 | Measuring pipettes,class A,with suction piston cap. 5 ml : 0,05 ml | 935 | 24.33
9273826 | HOWORKA pipette bulb 20ml | 943 | 31.18
9273827 | HOWORKA pipette bulb 50ml | 943 | 36.93
9273850 | Macropipette controller, grey for volumetric and graduated pipettes 0.1-200 ml | 942 | 94.86
9273851 | Macropipette controller, green for volumetric and graduated pipettes 0.1-200 ml | 942 | 94.86
9273852 | Macropipette controller, blue for volumetric and graduated pipettes 0.1-200 ml | 942 | 94.86
9273853 | Macropipette controller, magenta for volumetric and graduated pipettes 0.1-200 ml | 942 | 94.86
9273860 | Valve, PP, for macro pipette | 942 | 48.29
9273861 | Adapter for pipettes 44mm | 942 | 9.06
9273868 | Membrane filter 3 µm non sterile | 941 | 13.39
9273895 | Pipette stand, PP vertical, 94 places | 943 | 29.61
9273896 | Pipette stand PP, horizontal, 12 places | 943 | 16.02
9273900 | Pipet storage container,PP,130 x 430 mm | 944 | 42.95
9273920 | Pipet soaking jar 160 mm diam. HDPE wit pipets up to 500 mm | 944 | 93.61
9273925 | Pipet soaking jar 160 mm diam. HDPE wit pipets up to 650 mm | 944 | 93.61
9273930 | Pipette rack 100x301x127,5 mm stackable, blue, for serological pipettes, pack of 3 | 944 | 107.84
9273980 | Pipet baskets,PE-HD,for pipettes upto 360 mm 145 x 495 mm high | 944 | 38.94
9273985 | Pipet baskets,PE-HD,for pipettes upto 460 mm 145 x 645 mm high | 944 | 41.69
9273990 | Pipet basket with grip, HDPE for pipets up to 600 mm including extensions | 944 | 62.26
9274062 | Measuring cylinders, tall form,class B cap. 1000 ml Borosilicate 3.3 | 912 | 61.65
9274064 | Measuring cylinders, tall form,class B cap. 2000 ml Borosilicate 3.3 | 912 | 102.72
9274080 | Measuring cylinder 10 ml, tall form PP, cl.B, blue scale | 913 | 3.32
9274081 | Measuring cylinder 25 ml, tall form PP, cl.B, blue scale | 913 | 3.43
9274082 | Measuring cylinder 50 ml, tall form PP, cl.B, blue scale | 913 | 5.38
9274083 | Measuring cylinder 100 ml, tall form PP, cl.B, blue scale | 913 | 6.03
9274084 | Measuring cylinder 250 ml, tall form PP, cl.B, blue scale | 913 | 7.75
9274085 | Measuring cylinder 500 ml, tall form PP, cl.B, blue scale | 913 | 10.56
9274086 | Measuring cylinder 1000 ml, tall form PP, cl.B, blue scale | 913 | 21.27
9274162 | Measuring cylinder BLAUBRAND® tall form cl.A, 1000 ml:10 ml, Boro 3.3 | 910 | 63.77
9274164 | Measuring cylinder BLAUBRAND® tall form cl.A, 2000 ml:20 ml, Boro 3.3 | 910 | 108.08
9274170 | Measuring cylinder 5 ml, tall form glass, cl.A, blue scale, glass base, batch certified | 910 | 9.83
9274171 | Measuring cylinder 10 ml, tall form glass, cl.A, blue scale, glass base, batch certified | 910 | 10.02
9274172 | Measuring cylinder 25 ml, tall form glass, cl.A, blue scale, glass base, batch certified | 910 | 10.76
9274173 | Measuring cylinder 50 ml, tall form glass, cl.A, blue scale, glass base, batch certified | 910 | 12.05
9274174 | Measuring cylinder 100 ml, tall form glass, cl.A, blue scale, glass base, batch certified | 910 | 15.04
9274175 | Measuring cylinder 250 ml, tall form glass, cl.A, blue scale, glass base, batch certified | 910 | 24
9274176 | Measuring cylinder 500 ml, tall form glass, cl.A, blue scale, glass base, batch certified | 910 | 35.15
9274177 | Measuring cylinder 1000 ml, tall form glass, cl.A, blue scale, glass base, batch certified | 910 | 43.17
9274178 | Measuring cylinder 2000 ml, tall form glass, cl.A, blue scale, glass base, batch certified | 910 | 79.28
9274180 | Measuring cylinders,DURAN®,tall form,class A cap. 5 ml | 910 | 15.91
9274181 | Measuring cylinders,DURAN®,tall form,class A cap. 10 ml | 910 | 14.52
9274182 | Measuring cylinders,DURAN®,tall form,class A cap. 25 ml | 910 | 14.52
9274183 | Measuring cylinders,DURAN®,tall form,class A cap. 50 ml | 910 | 15.01
9274184 | Measuring cylinders,DURAN®,tall form,class A cap. 100 ml | 910 | 15.32
9274185 | Measuring cylinders,DURAN®,tall form,class A cap. 250 ml | 910 | 26.26
9274186 | Measuring cylinders,DURAN®,tall form,class A cap. 500 ml | 910 | 33.47
9274187 | Measuring cylinders,DURAN®,tall form,class A cap. 1000 ml | 910 | 55.93
9274188 | Measuring cylinders,DURAN®,tall form,class A cap. 2000 ml | 910 | 104.52
9274190 | Measuring Zylinder, DURAN N.F. 10ml amber stain graduations | 912 | 12.26
9274191 | Measuring zylinders, DURAN N.F. 25ml amber stain graduations | 912 | 11.71
9274192 | Measuring Cylinders with spout, glass 50ml with permanent amber stain graduations | 912 | 12.64
9274193 | Measuring cylinders with spout, glass 100ml with permanent amber stain graduations | 912 | 14.08
9274194 | Measuring cylinder DURAN N.F. 250ml brown graduation | 912 | 24.31
9274195 | Measuring cylinders,Duran N.F. 500ml with amber stain graduations | 912 | 35.63
9274196 | Measuring Cylinders, Duran, N.F. 1000ml amber stain graduations | 912 | 58.95
9274197 | Measuring cylinders DURAN 2000ml, low form, amber grad. | 912 | 98.26
9274198 | Measuring cylinders 5:0,1ml cl. B, DURAN®, blue grad. | 911 | 13.56
9274199 | Measuring cylinders 10:0,2ml cl. B, DURAN®, blue grad. | 911 | 12.39
9274200 | Measuring cylinders 25:0,5ml cl. B, DURAN®, blue grad. | 911 | 12.54
9274201 | Measuring cylinders 50:1ml cl. B, DURAN®, blue grad. | 911 | 12.15
9274202 | Measuring cylinders 100:1ml cl. B, DURAN®, blue grad. | 911 | 12.59
9274203 | Measuring cylinders 250:2ml cl. B, DURAN®, blue grad. | 911 | 23.28
9274204 | Measuring cylinders 500:5ml cl. B, DURAN®, blue grad. | 911 | 33.73
9274206 | Measuring cylinders 1000:10ml cl. B, DURAN®, blue grad. | 911 | 47.3
9274207 | Measuring cylinders 2000:20ml cl. B, DURAN®, blue grad. | 911 | 90.92
9274408 | Measuring cylinders,tall form,PP,class B cap. 10 ml, blue graduation | 914 | 5.51
9274409 | Measuring cylinders,tall form,PP,class B cap. 25 ml, blue graduation | 914 | 6.77
9274410 | Measuring cylinders,tall form,PP,class B cap. 50 ml, blue graduation | 914 | 7.72
9274411 | Measuring cylinders,tall form,PP,class B cap. 100 ml, blue graduation | 914 | 10.17
9274412 | Measuring cylinders,tall form,PP,class B cap. 250 ml, blue graduation | 914 | 15.7
9274413 | Measuring cylinders,tall form,PP,class B cap. 500 ml, blue graduation | 914 | 20.81
9274414 | Measuring cylinders,tall form,PP,class B cap. 1000 ml, blue graduation | 914 | 28.37
9274415 | Measuring cylinders,tall form,PP,class B cap. 2000 ml, blue graduation | 914 | 42.95
9274420 | Measuring cylinder 25 ml PP, tall form, class B, moulded graduation | 914 | 4.09
9274428 | Measuring cylinder 50 ml PP, tall form, class B, moulded graduation | 914 | 4.51
9274438 | Measuring cylinder 100 ml PP, tall form, class B, moulded graduation | 914 | 5.69
9274448 | Measuring cylinder 250 ml PP, tall form, class B, moulded graduation | 914 | 9.37
9274454 | Measuring cylinder 500 ml PP, tall form, class B, moulded graduation | 914 | 17.22
9274462 | Measuring cylinder 1000 ml PP, tall form, class B, moulded graduation | 914 | 21.14
9274464 | Measuring cylinder 2000 ml PP, tall form, class B, moulded graduation | 914 | 33.02
9274662 | Measuring cylinders,low form, class B cap. 1000 ml, Borosilicate 3.3 | 912 | 54.37
9274664 | Measuring cylinders,low form, class B cap. 2000 ml, Borosilicate 3.3 | 912 | 94.6
9274767 | Measuring cylinders with moulded graduation 2000ml, PP | 913 | 37.06
9274791 | Measuring cylinders,tall form,PMP(TPX®),class A cap. 25 ml | 915 | 13.68
9274796 | Measuring cylinders,tall form,PMP(TPX®),class A cap. 1000 ml | 915 | 55.82
9274797 | Measuring cylinders,tall form,PMP(TPX®),class A cap. 2000 ml | 915 | 91.93
9274870 | BEL-ART-Measuring cylinder 2000ml, PP graduated, with handle | 914 | 116.16
9275007 | Measuring cylinder 2000 ml, h.F. BLAUBRAND®, cl.A, USP, conformity certified, Borosilicate 3.3 | 911 | 129.78
9275028 | Mixing cylinders, class B,with PP stopper cap. 50 ml, Borosilicate 3.3 | 916 | 27.76
9275062 | Mixing cylinders, class B,with PP stopper cap. 1000 ml, Borosilicate 3.3 | 916 | 98.93
9275070 | Mixing cylinders 10 ml, tall form, glass, cl. A, with PP stopper, blue scale, batch certified | 916 | 13.62
9275071 | Mixing cylinder 25 ml, tall form glass, cl.A, with PP stopper blue scale, batch certified | 916 | 15.01
9275072 | Mixing cylinder 50 ml, tall form glass, cl.A, with PP stopper blue scale, batch certified | 916 | 17.61
9275073 | Mixing cylinders 100 ml, tall form, glass, cl. A, with PP stopper, blue scale, batch certified | 916 | 21.44
9275074 | Mixing cylinder 250 ml, tall form glass, cl.A, with PP stopper blue scale, batch certified | 916 | 35.22
9275075 | Mixing cylinder 500 ml, tall form glass, cl.A, with PP stopper blue scale, batch certified | 916 | 47.81
9275076 | Mixing cylinder 1000 ml, tall form glass, cl.A, with PP stopper blue scale, batch certified | 916 | 65.41
9275254 | Mixing cylinder 500 ml, with hexagonal base with poly stopper BLAUBRAND®, Klasse A, main points-ring division, Borosilicate 3.3 | 916 | 59.34
9275262 | Mixing cylinder 1000 ml, with hexagonal base with poly stopper BLAUBRAND®, Klasse A, main points-ring division, Borosilicate 3.3 | 916 | 137.94
9275738 | Measuring jugs 250 ml, PP, stackable completely transparent, printed black graduation on both side | 17 | 4.4
9275740 | Measuring jugs 500 ml, PP, stackable completely transparent, printed black graduation on both side | 17 | 4.79
9275742 | Measuring jugs 1000 ml, PP, stackable completely transparent, printed black graduation on both side | 17 | 6.8
9275744 | Measuring jugs 2000 ml, PP, stackable completely transparent, printed black graduation on both side | 17 | 13.8
9275746 | Measuring jugs 3000 ml, PP, stackable completely transparent, printed black graduation on both side | 17 | 18.67
9275748 | Measuring jugs 250 ml PP moulded graduation, transparent | 18 | 4.61
9275772 | Measuring jugs 50ml PP with moulded graduation blue | 18 | 2.34
9275773 | Measuring jugs, 100ml PP with moulded grad. blue | 18 | 2.73
9275775 | Measuring jugs, PP blue graduation embossed scale | 18 | 5.18
9275776 | Measuring jugs 1000ml PP with embossed grad. blue | 18 | 7
9275777 | Measuring jugs, 2000ml PP with blue moulded graduation | 18 | 13.42
9275778 | Measuring jugs 3000ml, PP with blue moulded graduation | 18 | 18.54
9275779 | Measuring jugs 5000ml, PP, with blue moulded graduation | 18 | 27.5
9275850 | Measuring beaker cap. 1 ltr. 18/10 steel, graduated | 18 | 147.11
9275852 | Measuring beaker cap. 2 ltr. 18/10 steel, graduated | 18 | 298.95
9275860 | Measuring beaker 500 ml, type 2 conical, grad., HF, 18/10-steel with spout and handle | 18 | 28.01
9275861 | Measuring beaker 1000 ml, type 2 conical, grad., HF, 18/10-steel with spout and handle | 18 | 37.98
9275862 | Measuring beakers 1500ml grad. with spout and handle 18/10 steel | 18 | 53.43
9275863 | Beaker 2000 ml, type 2 conical, grad., HF, 18/10-steel with drain and handle | 18 | 70.19
9276003 | Volumetric flasks,trapezoidal,class A,PP stopper cap. 5 ml | 917 | 16.79
9276272 | Volumetric flasks 250 ml, NS 14/23 BLAUBRAND-ETERNA, cl.A, conformity certified with PP-stopper, Borosilicate 3.3 | 922 | 26.26
9276274 | Volumetric flasks 1000 ml, NS 24/29 BLAUBRAND-ETERNA, cl.A, conformity certified with PP-stopper, Borosilicate 3.3 | 922 | 47.19
9276275 | Volumetric flasks 2000 ml, NS 29/32 BLAUBRAND-ETERNA, cl.A, conformity certified with PP-stopper, Borosilicate 3.3 | 922 | 64.5
9276436 | Volumetric flasks,class A,with PP stopper cap. 10000 ml | 919 | 268.99
9276453 | Volumetric flasks,class A,with PP stopper cap. 1000 ml | 919 | 47.19
9276454 | Volumetric flasks,class A,with PP stopper cap. 2000 ml | 919 | 64.5
9276455 | Volumetric flasks,class A,with PP stopper cap. 5000 ml | 919 | 147.83
9276470 | Volumetric flask 5ml DURAN Cl.A, blue grad. NS 7/16 with stopper | 920 | 23.07
9276471 | Volumetric flask 5ml, DURAN cl.A, blue grad., NS 10/19 with glass stopper | 920 | 21.3
9276472 | Volumetric flask DURAN 10ml NS 7/16 with glass stopper | 920 | 23.07
9276473 | Volumetric flask 10ml cl. A NS 10/19 blue grad. DURAN | 920 | 21.3
9276474 | Volumetric flask Cl.A DURAN 20ml, NS 10/19 with glass stoppers | 920 | 21.5
9276475 | Volumetric flask 25ml NS 10/19, cl.A, blue grad., charg. | 920 | 21.5
9276476 | volumetric flask 25ml cl.A NS 12/21 blue grad. DURAN | 920 | 22.5
9276477 | Volumetric flask 50ml DURAN class A NS 12/21 blue graduation, Charg. | 920 | 23.07
9276478 | Volumetric flasks 50ml DURAN cl.A, NS 14/23, blue grad. | 920 | 24.71
9276479 | Volumetric flask 100ml NS 12/21, cl.A, blue grad.,charg. | 920 | 24.71
9276480 | Volumetric flask DURAN cl.A 100ml, NS 14/23 with glass stoppers | 920 | 24.71
9276481 | Volumetric flask DURAN Cl. A 200ml, NS 14/23 with glass stoppers | 920 | 32.69
9276482 | Volumetric flask 250 ml Duran Cl. A NS 14/23 blue grad | 920 | 33.73
9276483 | Volumetric flask 500ml Class A NS 19/26 blue enemal graduation | 920 | 37.36
9276484 | Volumetric flask 1000ml Duran Cl.A N.S. 29/32 with blue graduation | 920 | 65.44
9276485 | Volumetric flasks 1000ml DURAN NS 24/29 glass stopper, blue grad. Cl.A | 920 | 59.6
9276486 | Volumetric flask 2000ml DURAN NS 29/32, glass stoppers, cl.A, blue grad. | 920 | 82.06
9276487 | Volumetric flask 5000ml, DURAN cl.A, blue grad., NS 34/35 with glass stopper | 920 | 181.91
9276488 | Volumetric flask 10.000ml DURAN Class A N.S 45/40 blue grad. | 920 | 314.17
9276489 | Volumetric flask 20ml, cl.A NS 12/21, Duran, glass stopper, blue grad. | 920 | 21.5
9276500 | Volumetric flask 5ml, DURAN, cl.A NS7/16 amber with glass stopper | 924 | 39.08
9276501 | Volumetric flask DURAN Cl.A 5ml N.S 10/19 conformity certified | 924 | 35.63
9276502 | Volumetric flask 10ml, DURAN, cl.A NS 7/16, amber with glass stopper | 924 | 36.06
9276503 | Volumetric flask 10ml, DURAN, cl.A NS 10/19, amber with glass stopper | 924 | 35.63
9276504 | Volumetric flask DURAN Cl.A 20ml N.S. 10/19 conformity certified | 924 | 35.63
9276505 | Volumetric flask 25ml DURAN Cl.A, NS 10/19 amber | 924 | 35.63
9276506 | Volumetric flask 50ml NS 12/21 amber DURAN | 924 | 37.36
9276507 | Volumetric flask 50ml, DURAN, cl.A NS 14/23, amber with glas stopper | 924 | 37.36
9276508 | Volumetric flask 100ml, DURAN, cl.A NS 12/21, amber with glass stopper | 924 | 37.57
9276509 | Volumetric flasks 100ml DURAN cl.A, NS 14/23, amber | 924 | 38.87
9276510 | Volumetric flask 200ml, DURAN, cl. A NS 14/23, amber with glass stopper | 924 | 47.07
9276511 | Volumetric flask 250ml, DURAN, cl.A NS 14/23, amber with glass stopper | 924 | 50.1
9276512 | Volumetric flask, 500 ml, DURAN, cl.A NS 19/26, brown glass, charge identification | 924 | 61.32
9276513 | Volumetric flask 1000ml, DURAN cl.A NS 24/29, amber with glass stopper | 924 | 89.83
9276514 | Volumetric flask 2000ml, DURAN, cl.A NS 29/32, amber with glass stopper | 924 | 143.39
9276590 | Volumetric flask 25 ml, clear PP, cl.B, NS 10/19, PP-stopper blue scale | 926 | 6.18
9276591 | Volumetric flask 50 ml, clear PP, cl.B, NS 12/21, PP-stopper blue scale | 926 | 6.36
9276592 | Volumetric flask 100 ml, clear PP, cl.B, NS 14/23, PP-stopper blue scale | 926 | 6.85
9276593 | Volumetric flask 250 ml, clear PP, cl.B, NS 14/23, PP-stopper blue scale | 926 | 10.12
9276594 | Volumetric flask 500 ml, clear PP, cl.B, NS 19/26, PP-stopper blue scale | 926 | 11.51
9276595 | Volumetric flask 1000 ml, clear PP, cl.B, NS 24/29, PP-stopper blue scale | 926 | 13.56
9276600 | Volumetric flask 5 ml, clear glass, cl.A, NS 10/19, PP stopper blue scale, batch certified | 918 | 9.45
9276601 | Volumetric flask 10 ml, clear glass, cl.A, NS 10/19, PP stopper blue scale, batch certified | 918 | 9.56
9276602 | Volumetric flask 20 ml, clear glass, cl.A, NS 10/19, PP stopper blue scale, batch certified | 918 | 9.37
9276603 | Volumetric flask 25 ml, clear glass, cl.A, NS 10/19, PP stopper blue scale, batch certified | 918 | 9.53
9276604 | Volumetric flask 50 ml, clear glass, cl.A, NS 12/21, PP stopper blue scale, batch certified | 918 | 11.09
9276605 | Volumetric flask 50 ml, clear glass, cl.A, NS 14/23, PP stopper blue scale, batch certified | 918 | 11.28
9276606 | Volumetric flask 100 ml, clear glass, cl.A, NS 12/21, PP stopper blue scale, batch certified | 918 | 11.84
9276607 | Volumetric flask 100 ml, clear glass, cl.A, NS 14/23, PP stopper blue scale, batch certified | 918 | 12.13
9276608 | Volumetric flask 200 ml, clear glass, cl.A, NS 14/23, PP stopper blue scale, batch certified | 918 | 17.31
9276609 | Volumetric flask 250 ml, clear glass, cl.A, NS 14/23, PP stopper blue scale, batch certified | 918 | 17.56
9276610 | Volumetric flask 500 ml, clear glass, cl.A, NS 19/26, PP stopper blue scale, batch certified | 918 | 24.44
9276611 | Volumetric flask 1000 ml, clear glass, cl.A, NS 24/29, PP stopper blue scale, batch certified | 918 | 32.42
9276612 | Volumetric flask 2000 ml, clear glass, cl.A, NS 29/32, PP stopper blue scale, batch certified | 918 | 49.1
9276613 | Volumetric flask 5000 ml, clear glass, cl.A, NS 34/35, PP stopper blue scale, batch certified | 918 | 115.04
9276614 | Volumetric flask 10000 ml, clear glass, cl.A, NS 45/40, PP stopper blue scale, batch certified | 918 | 228.25
9276620 | Volumetric flask 5 ml, amber glass, cl.A, NS 10/19, PP stopper white scale, batch certified | 923 | 14.91
9276621 | Volumetric flask 10 ml, amber glass, cl.A, NS 10/19, PP stopper white scale, batch certified | 923 | 15.56
9276622 | Volumetric flask 20 ml, amber glass, cl.A, NS 10/19, PP stopper white scale, batch certified | 923 | 15.79
9276623 | Volumetric flask 25 ml, amber glass, cl.A, NS 10/19, PP stopper white scale, batch certified | 923 | 16.02
9276624 | Volumetric flask 50 ml, amber glass, cl.A, NS 12/21, PP stopper white scale, batch certified | 923 | 18.97
9276625 | Volumetric flask 50 ml, amber glass, cl.A, NS 14/23, PP stopper white scale, batch certified | 923 | 18.97
9276626 | Volumetric flask 100 ml, amber glass, cl.A, NS 12/21, PP stopper white scale, batch certified | 923 | 22.73
9276627 | Volumetric flask 100 ml, amber glass, cl.A, NS 14/23, PP stopper white scale, batch certified | 923 | 22.73
9276628 | Volumetric flask 200 ml, amber glass, cl.A, NS 14/23, PP stopper white scale, batch certified | 923 | 32.62
9276629 | Volumetric flask 250 ml, amber glass, cl.A, NS 14/23, PP stopper white scale, batch certified | 923 | 33.96
9276630 | Volumetric flask 500 ml, amber glass, cl.A, NS 19/26, PP stopper white scale, batch certified | 923 | 42.21
9276631 | Volumetric flask 1000 ml, amber glass, cl.A, NS 24/29, PP stopper white scale, batch certified | 923 | 58.32
9276645 | Volumetric flask 1ml, cl.A, DURAN NS 7/16, PP stopper, trapezoidal shape | 917 | 19.69
9276646 | Volumetric flask 2ml, cl.A, DURAN NS 7/16 with PP stoppers, trapezoidal shape | 917 | 19.69
9276647 | Volumetric falsk 5ml, cl. A, DURAN NS 7/16 with PP stopper, trapezoidal shape | 917 | 19.88
9276648 | Volumetric flask 5ml, cl.A, DURAN NS 10/19 with PP stoppers, trapezoidal shape | 917 | 20.11
9276649 | Volumetric flask 10ml, cl.A, DURAN NS 7/16 with PP stopper trapezoidal shape | 917 | 20.7
9276650 | Volumetric flask Duran Kl.A 10ml, NS10/19 trapeziodal shape | 917 | 20.7
9276651 | Volumetric flask 20ml, cl.A, DURAN NS 10/19 with PP stopper, trapezoidal shape | 917 | 21.57
9276652 | Volumetric flask 25ml, cl.A, DURAN NS 10/19 with PP stopper,trapeziodal shape | 917 | 21.94
9276653 | Volumetric flask 50ml, cl.A, DURAN NS 12/21 with PP stopper, trapezoidal shape | 917 | 22.58
9276679 | Volumetric flask 20ml, cl.A NS 12/21, Duran, PP stopper, blue grad. | 919 | 14.55
9276680 | Volumetric flasks,class A,with plastic stopper cap. 5 ml | 919 | 16.02
9276681 | Volumetric flasks,class A,with plastic stopper cap. 5 ml | 919 | 13.72
9276682 | Volumetric flasks,class A,with plastic stopper cap. 10 ml | 919 | 15.83
9276683 | Volumetric flasks,class A,with plastic stopper cap. 10 ml | 919 | 13.75
9276684 | Volumetric flasks,class A,with plastic stopper cap. 20 ml | 919 | 13.75
9276685 | Volumetric flasks,class A,with plastic stopper cap. 25 ml | 919 | 13.75
9276686 | Volumetric flasks,class A,with plastic stopper cap. 25 ml | 919 | 15.17
9276687 | Volumetric flasks,class A,with plastic stopper cap. 50 ml | 919 | 15.17
9276688 | Volumetric flasks,class A,with plastic stopper cap. 50 ml | 919 | 15.44
9276689 | Volumetric flasks,class A,with plastic stopper cap. 100 ml | 919 | 16.45
9276690 | Volumetric flasks,class A,with plastic stopper cap. 100 ml | 919 | 16.45
9276691 | Volumetric flasks,class A,with plastic stopper cap. 200 ml | 919 | 22.83
9276692 | Volumetric flasks,class A,with plastic stopper cap. 250 ml | 919 | 23.58
9276693 | Volumetric flasks,class A,with plastic stopper cap. 500 ml | 919 | 27.93
9276694 | Volumetric flasks,class A,with plastic stopper cap. 1000 ml | 919 | 53.56
9276695 | Volumetric flasks,class A,with plastic stopper cap. 1000 ml | 919 | 45.37
9276696 | Volumetric flasks,class A,with plastic stopper cap. 2000 ml | 919 | 69.75
9276697 | Volumetric flasks,class A,with plastic stopper cap. 5000 ml | 919 | 151.79
9276698 | Volumetric flasks,class A,with plastic stopper cap. 10000 ml | 919 | 274.44
9276699 | Volumetric flask 5ml, cl.A, amber, DURAN NS 7/16, PE stopper, white graduation | 924 | 29.37
9276700 | Volumetric flask 5ml, cl.A, amber, DURAN NS 10/19, PE stopper, white graduation | 924 | 29.61
9276701 | Volumetric flasks 10ml, cl.A, amber, DURAN NS 10/19, PE stopper, white graduation | 924 | 28.83
9276702 | Volumetric flask 10ml, cl.A, amber, DURAN NS 10/19, PE stopper, white graduation | 924 | 28.83
9276703 | Volumetric flasks 20ml, cl.A, amber, DURAN NS 10/19, PE stopper, white graduation | 924 | 28.83
9276704 | Volumetric flask 25ml, cl.A, amber, DURAN NS 10/19, PE stopper, white graduation | 924 | 28.83
9276705 | Volumetric flask 50ml, cl.A, amber, DURAN NS 12/21, PE stopper, white graduation | 924 | 32.19
9276706 | Volumetric flask 100ml, cl.A, amber, DURAN NS 12/21, PE stopper, white graduation | 924 | 32.44
9276707 | Volumetric flask 200ml, cl.A, amber, DURAN NS 14/23, PE stopper, white graduation | 924 | 37.36
9276708 | Volumetric flask 250ml, cl.A, amber, DURAN NS 14/23, PE stopper, white graduation | 924 | 39.73
9276709 | Volumetric flask 500ml, cl.A, amber, DURAN NS 19/26, PE stopper, white graduation | 924 | 52.69
9276710 | Volumetric flask 25ml, cl.A, amber, DURAN NS 12/21, PE stopper, white graduation | 924 | 28.58
9276711 | Volumetric flask 1000ml, cl.A, amber, DURAN NS 24/29, PE stopper, white graduation | 924 | 77.74
9276712 | Volumetric flask 2000ml, cl.A, amber, DURAN NS 29/32, PE stopper, white graduation | 924 | 110.78
9276713 | Volumetric flask 50ml, cl.A, amber, DURAN NS 14/23, PE stopper, white graduation | 924 | 34.5
9276714 | Volumetric flask 100ml, cl.A, amber, DURAN NS 14/23, PE stopper, white graduation | 924 | 29.58
9276715 | Volumetric flask with rim 5ml, cl.A, Duran, blue grad. | 921 | 13.56
9276716 | Volumetric flasks with rim 10ml, cl.A, Duran, blue grad. | 921 | 13.56
9276717 | Volumetric flasks with rim 20ml, cl.A, Duran, blue grad. | 921 | 13.56
9276718 | Volumetric flasks with rim 25ml, cl.A, Duran, blue grad. | 921 | 13.62
9276719 | Volumetric flask with rim 50ml, cl.A, Duran, blue grad. | 921 | 14.62
9276720 | Volumetric flasks with rim 100ml, cl.A, Duran, blue grad. | 921 | 17.18
9276733 | Volumetric flasks with rim 200ml, cl.A, Duran, blue grad. | 921 | 24.31
9276734 | Volumetric flasks with rim 250ml, cl.A, Duran, blue grad. | 921 | 25.13
9276735 | Volumetric flasks with rim 500ml, cl.A, Duran, blue grad. | 921 | 32.44
9276736 | Volumetric flasks with rim 1000ml, cl.A, Duran, blue grad. | 921 | 42.97
9276737 | Volumetric flasks with rim 2000ml, cl.A, Duran, blue grad. | 921 | 71.91
9276738 | Volumetric flasks with rim 5000ml, cl.A, Duran, blue grad. | 921 | 158.63
9276739 | Volumetric flasks with rim 10000ml, cl.A, Duran, blue grad. | 921 | 279.86
9276758 | Volumetric flask 5 ml, brown graduated NS 10/19, class A, with poly stopper DURAN, wide-neck, conformity certificated | 922 | 15.7
9276759 | Volumetric flask 10 ml, brown graduated NS 10/19, class A, with poly stopper DURAN, wide-neck, conformity certificated | 922 | 15.6
9276760 | Volumetric flask 20 ml, brown graduated NS 10/19, class A, with poly stopper DURAN, conformity certificated | 922 | 15.86
9276761 | Volumetric flask 25 ml, brown graduated NS 10/19, class A, with poly stopper DURAN, conformity certificated | 922 | 16.25
9276762 | Volumetric flask 50 ml, brown graduated NS 12/21, class A, with poly stopper DURAN, conformity certificated | 922 | 17.84
9276763 | Volumetric flasks, 50 ml, amber grad. NS 14/23, cl.A, PP-stopper, DURAN | 922 | 19.03
9276764 | Volumetric flasks, 100 ml. DURAN cl.A, with PP-stopper NS 12/21, amber grad. | 922 | 19.03
9276765 | Volumetric flasks 100 ml, cl.A, DURAN NS 14/23, with PP-stopper, amber grad. | 922 | 19.03
9276766 | Volumetric flask 200 ml, brown graduated NS 14/23, class A, with poly stopper DURAN, conformity certificated | 922 | 27.3
9276767 | Volumetric flask 250 ml, brown graduated NS 14/23, class A, with poly stopper DURAN, conformity certificated | 922 | 28.06
9276768 | Volumetric flask 500 ml, brown graduated NS 19/26, class A, with poly stopper DURAN, conformity certificated | 922 | 30.44
9276769 | Volumetric flask 1000 ml, brown graduated NS 24/29, class A, with poly stopper DURAN, conformity certificated | 922 | 49.88
9276770 | Volumetric flask 2000 ml, brown graduated NS 29/32, class A, with poly stopper DURAN, conformity certificated | 922 | 76.01
9276818 | Volumetric flask 10 ml, PP NS 10/19, with PP stopper height 90 mm | 926 | 11.51
9276820 | Volumetric flask 25 ml, PP NS 10/19, with PP stopper height 115 mm | 926 | 11.92
9276828 | Volumetric flask 50 ml, PP NS 12/21, with PP stopper height 150 mm | 926 | 15.43
9276838 | Volumetric flask 100 ml, PP NS 14/23, with PP stopper height 180 mm | 926 | 16.45
9276848 | Volumetric flask 250 ml, PP NS 19/26, with PP stopper height 235 mm | 926 | 20.34
9276854 | Volumetric flask 500 ml, PP NS 19/26, with PP stopper height 270 mm | 926 | 21.6
9276862 | Volumetric flask 1000 ml, PP NS 24/29, with PP stopper height 310 mm | 926 | 25.16
9276880 | Volumetric flask 100 ml, NS 19/26 for determining the oil content with hollow glass stopper | 925 | 151.3
9276887 | Volumetric flasks cap. 200 ml appr. Kohlrausch, DURAN, SILBERBRAND, class B | 925 | 54.85
9276919 | Volumetric flask 10 ml, PFA class A, with screwthread connection | 1229 | 155.11
9276920 | Volumetric flask 25 ml, PFA class A, with screwthread connection | 1229 | 159.73
9276921 | Volumetric flask 50 ml, PFA class A, with screwthread connection | 1229 | 163.5
9276922 | Volumetric flask 100 ml, PFA class A, with screwthread connection | 1229 | 202.92
9276923 | Volumetric flask 250 ml, PFA class A, with screwthread connection | 1229 | 233.93
9276924 | Volumetric flask 500 ml, PFA class A, with screwthread connection | 1229 | 268.99
9276949 | Volumetric flask 10ml, PMP cl.A, NS 10/19, with PP stopper height 90 mm, with certificate | 925 | 15.43
9276950 | Volumetric flask 25ml, PMP cl.A, NS 10/19, with PP stopper height 115 mm, with certificate | 925 | 16.04
9276951 | Volumetric flask 50ml, PMP cl.A, NS 12/21, with PP stopper height 150 mm, with certificate | 925 | 20.95
9276952 | Volumetric flask 100ml, PMP cl.A, NS 14/23, with PP stopper height 180 mm, with certificate | 925 | 23.69
9276953 | Volumetric flask 250ml, PMP cl.A, NS 19/26, with PP stopper height 235 mm, with certificate | 925 | 30.07
9276954 | Volumetric flask 500ml, PMP cl.A, NS 19/26, with PP stopper height 270 mm, with certificate | 925 | 31.26
9276955 | Volumetric flask 1000ml, PMP cl.A, NS 24/29, with PP stopper height 310 mm, with certificate | 925 | 30.62
9276970 | Volumetric flask 10 ml, UV-protect, PMP cl. A, with stopper NS 10/19 with batch certificate | 926 | 28.89
9276971 | Volumetric flask 25 ml, UV-protect, PMP cl. A, with stopper NS 10/19 with batch certificate | 926 | 30.28
9276972 | Volumetric flask 50 ml, UV-protect, PMP cl. A, with stopper NS 12/21 with batch certificate | 926 | 27.9
9276973 | Volumetric flask 100 ml, UV-protect, PMP cl. A, with stopper NS 14/23 with batch certificate | 926 | 30.28
9276974 | Volumetric flask 250 ml, UV-protect, PMP cl. A, with stopper NS 19/26 with batch certificate | 926 | 36.3
9276975 | Volumetric flask 500 ml, UV-protect, PMP cl. A, with stopper NS 19/26 with batch certificate | 926 | 43.04
9276976 | Volumetric flask 1000 ml, OPAK, PMP cl. A, with stopper NS 24/29 with batch certificate | 926 | 75.49
9277105 | Kipp Dispenser Heads, Cap. ml 5 | 79 | 47.2
9277110 | Kipp Dispenser Heads, Cap. ml 10 | 79 | 48.35
9277120 | Kipp Dispenser Heads, Cap. ml 20 | 79 | 52.56
9277125 | Kipp Dispenser Heads, Cap. ml 25 | 79 | 53.04
9277150 | Kipp Dispenser Heads, Cap. ml 50 | 79 | 72.1
9277305 | Pycnometer,with stopper,cap. 5 ml with single certificate | 427 | 72.17
9277310 | Pycnometer,with stopper,cap. 10 ml with single certificate | 427 | 74.58
9277325 | Pycnometer,with stopper,cap. 25 ml with single certificate | 427 | 81.71
9277350 | Pycnometer,with stopper,cap. 50 ml with single certificate | 427 | 93.18
9277400 | Pycnometer,with stopper,cap. 100 ml with single certificate | 427 | 127.08
9277515 | LLG-microliter pipettor, 1-channel fixed volume 5 µl, CE-certified | 949 | 45.97
9277517 | LLG-microliter pipettor, 1-channel fixed volume 20 µl, CE-certified | 949 | 45.97
9277518 | LLG-microliter pipettor, 1-channel fixed volume 25 µl, CE-certified | 949 | 45.97
9277526 | LLG-microliter pipettor, 1-channel fixed volume 2500 µl, CE-certified | 949 | 45.97
9280000 | LLG-microliter pipettor, 1-channel variable, 0.1-2.5 µl CE-mark certified | 949 | 70.31
9280001 | LLG-microliter pipettor, 1-channel variable, 0.5-10 µl CE-mark certified | 949 | 70.31
9280002 | LLG-microliter pipettor, 1-channel variable, 2-20 µl, CE-mark certified | 949 | 70.31
9280003 | LLG-microliter pipettor, 1-channel variable, 10-100 µl, CE-mark certified | 949 | 70.31
9280004 | LLG-microliter pipettor, 1-channel variable, 20-200 µl, CE-mark certified | 949 | 70.31
9280005 | LLG-microliter pipettor, 1-channel variable, 100-1000 µl, CE-mark certified | 949 | 70.31
9280006 | LLG-microliter pipettor, 1-channel variable, 500-5000 µl CE-mark certified | 949 | 70.31
9280007 | LLG-microliter pipettor, 1-channel variable, 1000-10000 µl, CE-mark certified | 949 | 70.31
9280008 | LLG-Set micro consisting of: microliter pipettors 9.280 001,9.280 003,9.280 005 tips 4.668 775, 4.668 781, 4.668 781 | 950 | 203.23
9280009 | LLG-Set Macro consisting of: microliter pipettes: 9.280 005,9.280 006,9.280 007 tips 4.668 781, 9.409 097, 9.409 098 | 950 | 221.15
9280011 | LLG-Rack for 6 micropipettes white | 950 | 32.95
9280014 | LLG-Rack for 4 micropipettes white | 950 | 24.51
9280100 | Transferpette electronic 2-20 µl with power pack | 953 | 533.61
9280101 | Transferpette electronic 10-200 µl with power pack | 953 | 533.61
9280102 | Transferpette electronic 100-1000 µl with power pack | 953 | 533.61
9280103 | Transferpette electronic 2-20 µl without power pack | 953 | 506.19
9280104 | Transferpette electronic 10-200 µl without power pack | 953 | 506.19
9280105 | Transferpette electronic 100-1000 µl without power pack | 953 | 506.19
9280107 | Transferpette 1-20µl electronic 8-channel with adapter 230V/50Hz | 954 | 1042.93
9280108 | Transferpette 5-100µl electronic 8-channel with adapter 230V/50Hz | 954 | 1042.93
9280109 | Transferpette 15-300µl electonic 8-channel with adapter 230V/50Hz | 954 | 1042.93
9280110 | Transferpette 1-20µl electonic 12-channel with adapter 230V/50Hz | 954 | 1175.69
9280111 | Transferpette 5-100µl electronic 12-channel with adapter 230V/50Hz | 954 | 1175.69
9280112 | Transferpette 30-300µl electronic 12-channel with adapter 230V/50Hz | 954 | 1175.69
9280113 | Transferpette 0-10µl electronic with adapter 230V/50Hz | 953 | 533.61
9280114 | Transferpette 500-5000µl electronic with adapter 230V/50Hz | 953 | 533.61
9280115 | Transferpette 0,5-10µl electronic without adapter | 953 | 506.19
9280116 | Transferpette 500-5000µl electronic without adapter | 953 | 506.19
9280117 | Transferpette 0,5-10µl electronic 8-channel with adapter 230V/50Hz | 954 | 1042.93
9280118 | Transferpette 10-200µl electronic 8-channel with adapter 230V/50Hz | 954 | 1042.93
9280119 | Transferpette 0,5-10µl electonic 12-channel with adapter 230V/50Hz | 954 | 1175.69
9280128 | Transferpette 10-200µl electonic 12-channel with adapter 230V/50Hz | 954 | 1175.69
9280131 | Reagent reservoir 60 ml, PP high clarity, autoclavable (121°C) non sterile, with lid, for Multi-channel, | 1001 | 37.57
9280132 | Reagent reservoir 60 ml, PP high clarity, autoclavable (121°C) sterile, without lid, for Multi-channel, | 1001 | 270.62
9280133 | Reagent reservoir 60 ml, PP high clarity, autoclavable (121°C) sterile, without lid, for Multi-channel, | 1001 | 235.51
9280140 | Transferpette® S, Variabel 0.1 - 1 µl, D-1, DE-M, CE-IVD | 952 | 296.02
9280141 | Transferpette® S, Variabel 0.1 - 2.5 µl, D-2,5, DE-M, CE-IVD | 952 | 296.02
9280142 | Transferpette® S, Variabel 0.5 - 10 µl, D-10, DE-M, CE-IVD | 952 | 296.02
9280143 | Transferpette® S, Variabel 2 - 20 µl, D-20, DE-M, CE-IVD | 952 | 296.02
9280144 | Transferpette® S, Variabel 5 - 50 µl, D-50, DE-M, CE-IVD | 952 | 296.02
9280145 | Transferpette® S, Variabel 10 - 100 µl, D-100, DE-M, CE-IVD | 952 | 296.02
9280146 | Transferpette® S, Variabel 20 - 200 µl, D-200, DE-M, CE-IVD | 952 | 296.02
9280147 | Transferpette® S, Variabel 100 - 1000 µl, D-1000, DE-M, CE-IVD | 952 | 296.02
9280148 | Transferpette® S, Variabel 500 - 5000 µl, D-5000, DE-M, CE-IVD | 952 | 296.02
9280149 | Transferpette® S, Variabel 1000 - 10000 µl, D-10000, DE-M, CE-IVD | 952 | 296.02
9280150 | Transferpette® S, Fix 10 µl, F-10, DE-M, CE-IVD | 952 | 203.68
9280151 | Transferpette® S, Fix 20 µl, F-20, DE-M, CE-IVD | 952 | 203.68
9280152 | Transferpette® S, Fix 25 µl, F-25, DE-M, CE-IVD | 952 | 203.68
9280153 | Transferpette® S, Fix 50 µl, F-50, DE-M, CE-IVD | 952 | 203.68
9280154 | Transferpette® S, Fix 100 µl, F-100, DE-M, CE-IVD | 952 | 203.68
9280155 | Transferpette® S, Fix 200 µl, F-200, DE-M, CE-IVD | 952 | 203.68
9280156 | Transferpette® S, Fix 500 µl, F-500, DE-M, CE-IVD | 952 | 203.68
9280157 | Transferpette® S, Fix 1000 µl, F-1000, DE-M, CE-IVD | 952 | 203.68
9280158 | Transferpette® S, Fix 2000 µl, F-2000, DE-M, CE-IVD | 952 | 203.68
9280160 | Transferpette® S Starter-Kit Micro: 3x pipettes (0.1-2.5 µl, 0.5-10 µl, 10-100 µl), 3x TipBox pipette tips (2x 0.5-20 µl, 2-200 µl) | 953 | 815.89
9280161 | Transferpette® S Starter-Kit Midi: 3x pipettes (2-20 µl, 20-200 µl, 100-1000 µl), 3x TipBox pipette tips (2x 2-200 µl, 50-1000 µl) | 953 | 815.89
9280162 | Transferpette® S Starter-Kit Macro: 3x pipettes (100-1000 µl,500-5000 µl,1000-10000µl) 3x TipBox pipette tips(50-1000 µl,0.5-5 ml,1-10ml) | 953 | 815.89
9280163 | Transferpette® S Starter-Kit Standard: 3x pipettes (0.5-10 µl, 10-100 µl, 100-1000 µl), 3x TipBox pipette tips(0.5-20µl,2-200µl,50-1000µl) | 953 | 815.89
9280164 | Transferpette® S package 1: 5x pipettes (0.1-2,5 µl, 0.5-10 µl, 2-20 µl, 20-200 µl, 100-1000 µl), 3x TipBox pipette tips | 953 | 1325.73
9280165 | Transferpette® S package 2: 5x pipettes (0.5-10 µl, 10-100 µl, 20-200 µl, 50-1000 µl, 500-5000 µl), 4x TipBox pipette tips | 953 | 1325.73
9280170 | Transferpette® S-8, Variabel 0.5 - 10 µl, M8-10, DE-M, CE-IVD | 954 | 853.87
9280171 | Transferpette® S-8, Variabel 5 - 50 µl, M8-10, DE-M, CE-IVD | 954 | 853.87
9280172 | Transferpette® S-8, Variabel 10 - 100 µl, M8-100, DE-M, CE-IVD | 954 | 853.87
9280173 | Transferpette® S-8, Variabel 20 - 200 µl, M8-200, DE-M, CE-IVD | 954 | 853.87
9280174 | Transferpette® S-8, Variabel 30 - 300 µl, M8-300, DE-M, CE-IVD | 954 | 853.87
9280175 | Transferpette® S-12, Variabel 0.5 - 10 µl, M12-10, DE-M, CE-IVD | 954 | 978.44
9280176 | Transferpette® S-12, Variabel 5 - 50 µl, M12-50, DE-M, CE-IVD | 954 | 978.44
9280177 | Transferpette® S-12, Variabel 10 - 100 µl, M12-100, DE-M, CE-IVD | 954 | 978.44
9280178 | Transferpette® S-12, Variabel 20 - 200 µl, M12-200, DE-M, CE-IVD | 954 | 978.44
9280179 | Transferpette® S-12, Variabel 30 - 300 µl, M12-300, DE-M, CE-IVD | 954 | 978.44
9280581 | Transferpettor stations for 2 instruments with accessories | 980 | 216.42
9280602 | Transferpettor,cap. 2.5-10 µl | 979 | 481.67
9280605 | Transferpettor,cap. 5-25 µl | 979 | 481.67
9280610 | Transferpettor,cap. 10-50 µl | 979 | 481.67
9280620 | Transferpettor,cap. 20-100 µl | 979 | 481.67
9280696 | Transferpettor Fix 1 µl, white | 979 | 277.17
9280705 | Transferpettor,cap. 50 µl | 979 | 277.17
9280710 | Transferpettor,cap. 100 µl | 979 | 277.17
9280720 | Transferpettor,cap. 200 µl | 979 | 277.17
9280724 | Transferpettor,cap. 100-500 µl | 979 | 481.67
9280726 | Transferpettor,cap. 200-1000 µl | 979 | 481.67
9280730 | Transferpettor,cap. 1000-5000 µl | 979 | 481.67
9280732 | Transferpettor,cap. 2000-10000 µl | 979 | 481.67
9280741 | Caps for Transferpettor pack of 10 | 979 | 47.51
9280742 | Caps for Transferpettor pack of 10 | 979 | 47.51
9280743 | Caps for Transferpettor pack of 10 | 979 | 47.51
9280745 | Caps for Transferpettor pack of 10 | 979 | 47.51
9280751 | PE-Seals for Tranferpettor pack of 10 | 979 | 36.54
9280752 | PE-Seals for Tranferpettor pack of 10 | 979 | 36.54
9280753 | PE-Seals for Tranferpettor pack of 10 | 979 | 36.54
9280755 | PE-Seals for Tranferpettor pack of 10 | 979 | 36.54
9280800 | Caps for Transferpettor pack of 100 | 979 | 57.61
9280801 | Caps for Transferpettor pack of 100 | 979 | 57.61
9280802 | Caps for Transferpettor pack of 100 | 979 | 57.61
9280803 | Caps for Transferpettor pack of 100 | 979 | 57.61
9280805 | Caps for Transferpettor pack of 100 | 979 | 57.61
9280810 | Caps for Transferpettor pack of 50 | 979 | 28.81
9280850 | Transferpettor stations for 4 instruments with accessories | 980 | 328.93
9280901 | Seals for Tranferpettor pack of 3 | 979 | 29.19
9280903 | Seals for Tranferpettor pack of 3 | 979 | 29.19
9280905 | Seals for Tranferpettor pack of 3 | 979 | 29.19
9280944 | Hand dispenser HandyStep® S incl. rack holder, KB, IVD, with PD tips 0.1 ml, 1 ml and 10 ml | 1004 | 293.75
9280945 | Rack holder for hand dispenser HandyStep® S | 1004 | 22.86
9280949 | PD tips II Set, non sterile piston LCP, cylinder PP, bulk, 20 pcs. of 0.5/1/1.25/2.5/5/10/12.5 ml | 1005 | 134.38
9280950 | PD tips II 0.1 ml, non sterile piston LCP, cylinder PP, bulk, pack of 100 | 1005 | 117.32
9280951 | PD tips II 0.5 ml, non sterile piston PE-HD, cylinder PP, bulk, pack of 100 | 1005 | 105.01
9280952 | PD tips II 1 ml, non sterile piston PE-HD, cylinder PP, bulk, pack of 100 | 1005 | 105.01
9280953 | PD tips II 1.25 ml, non sterile piston PE-HD, cylinder PP, bulk, pack of 100 | 1005 | 105.01
9280954 | PD tips II 2.5 ml, non sterile piston PE-HD, cylinder PP, bulk, pack of 100 | 1005 | 105.01
9280955 | PD tips II 5 ml, non sterile piston PE-HD, cylinder PP, bulk, pack of 100 | 1005 | 105.01
9280956 | PD tips II 10 ml, non sterile piston PE-HD, cylinder PP, bulk, pack of 100 | 1005 | 105.01
9280957 | PD tips II 12.5 ml, non sterile piston PE-HD, cylinder PP, bulk, pack of 100 | 1005 | 105.01
9280958 | PD tips II 25 ml, non sterile piston PE-HD, cylinder PP, bulk, pack of 50 | 1005 | 59.13
9280959 | PD tips II 50 ml, non sterile piston PE-HD, cylinder PP, bulk, pack of 25 | 1005 | 31.92
9280960 | PD tips II 0.1 ml, sterile BIO-CERT® piston LCP, cylinder PP, individually wrapped, pack of 100 | 1005 | 231.14
9280961 | PD tips II 0.5 ml, sterile BIO-CERT® piston PE-HD, cylinder PP, individually wrapped, pack of 100 | 1005 | 203.97
9280962 | PD tips II 1 ml, sterile BIO-CERT® piston PE-HD, cylinder PP, individually wrapped, pack of 100 | 1005 | 203.97
9280963 | PD tips II 1.25 ml, sterile BIO-CERT® piston PE-HD, cylinder PP, individually wrapped, pack of 100 | 1005 | 203.97
9280964 | PD tips II 2.5 ml, sterile BIO-CERT® piston PE-HD, cylinder PP, individually wrapped, pack of 100 | 1005 | 203.97
9280965 | PD tips II 5 ml, sterile BIO-CERT® piston PE-HD, cylinder PP, individually wrapped, pack of 100 | 1005 | 203.97
9280966 | PD tips II 10 ml, sterile BIO-CERT® piston PE-HD, cylinder PP, individually wrapped, pack of 100 | 1005 | 203.97
9280967 | PD tips II 12.5 ml, sterile BIO-CERT® piston PE-HD, cylinder PP, individually wrapped, pack of 100 | 1005 | 203.97
9280968 | PD tips II 25 ml, sterile BIO-CERT® piston PE-HD, cylinder PP, individually wrapped, pack of 25 | 1005 | 64.31
9280969 | PD tips II 50 ml, sterile BIO-CERT® piston PE-HD, cylinder PP, individually wrapped, pack of 25 | 1005 | 66.44
9281080 | Pipette controllers micro-classic with 2 spare tubes | 948 | 82.54
9281085 | Spare adapters with suction tube pack of 3 | 948 | 25.54
9281091 | Membrane filter, non sterile,pack of 10 for all pipets from 0.1 to 100 ml | 941 | 94.84
9281092 | Membrane filter, sterile for all pipets from 0.1 to 100 ml | 941 | 14.52
9281094 | Silicon adapter, with non return valve (PTFE) | 941 | 31.2
9281095 | Membrane filter, 3 µm, in PE bag, non sterile, pack of 10 | 941 | 84.13
9281096 | Nickel-metal hydride battery for accu-jet pro | 941 | 30.31
9282104 | Natural microtip 10µl for gel pack of 4x204, for Socorex, Eppendorf | 988 | 133.24
9282116 | Natural tips 350 µl for Socorex, Gilson and Eppendorf pack of 1000 | 988 | 69.51
9282117 | Natural tips 350 µl for Socorex, Gilson and Eppendorf pack of 10x96 | 988 | 117.02
9282440 | Pipette stand F-Stand 6 places | 968 | 139.94
9282450 | Finnpipette F2, 1-channel fixed volume 1µl, for Finntips Flex 10,10,50 Mikro | 967 | 229.67
9282451 | Finnpipette F2, 1-channel fixed volume 5µl, for Finntips Flex 10,10,50 Mikro | 967 | 229.67
9282452 | Finnpipette F2, 1-channel fixed volume 10µl, for Finntips Flex 200,250 Univ.,200 Ext. | 967 | 229.67
9282453 | Finnpipette F2, 1-channel fixed volume 25µl, for Finntips Flex 200,250 Univ.,200 Ext. | 967 | 229.67
9282454 | Finnpipette F2, 1-channel fixed volume 50µl, for Finntips Flex 200,250 Univ.,200 Ext. | 967 | 229.67
9282455 | Finnpipette F2, 1-channel fixed volume 100µl, for Finntips Flex 200,250 Univ.,200 Ext. | 967 | 229.67
9282456 | Finnpipette F2, 1-channel fixed volume 250µl, for Finntips Flex 1000,1000,1000 Ext. | 967 | 229.67
9282457 | Finnpipette F2, 1-channel fixed volume 500µl, for Finntips Flex 1000,1000,1000 Ext. | 967 | 229.67
9282458 | Finnpipette F2, 1-channel fixed volume 1000µl, for Finntips Flex 1000,1000,1000 Ext. | 967 | 229.67
9282459 | Finnpipette F2, 1-channel fixed volume 2000µl, for Finntips 5ml | 967 | 229.67
9282460 | Finnpipette F2, 1-channel fixed volume 3000µl, for Finntips 5ml | 967 | 229.67
9282461 | Finnpipette F2, 1-channel fixed volume 5000µl, for Finntips 5ml | 967 | 229.67
9282462 | Finnpipette F2, 1-channel fixed volume 10000µl, for Finntips 10ml | 967 | 229.67
9282463 | Finnpipette F2, 1-channel fixed volume 20µl, for Finntips Flex 200,250 Univ.,200 Ext. | 967 | 229.67
9282464 | Finnpipette F2, 1-channel fixed volume 200µl, for Finntips Flex 200,250 Univ.,200 Ext. | 967 | 229.67
9282465 | Finnpipette F2, 1-channel variable volume 1-10 µl micro tip, for Finntips Flex10,10,50 Mikro | 967 | 386.75
9282466 | Finnpipette F2, 1-channel variable volume 2-20 µl micro tip, for Finntips 50 Mikro | 967 | 386.75
9282467 | Finnpipette F2, 1-channel variable volume 10-100 µl for Finntips Flex 200,250 Univ. | 967 | 386.75
9282470 | Finnpipette F2, 8-channel variable volume 1-10 µl, for Finntips Flex 10,10,50 Mikro | 970 | 1036.7
9282471 | Finnpipette F2, 8-channel variable volume 5-50 µl, for Finntips Flex 200,250 Univ.,200 Ext. | 970 | 1036.7
9282472 | Finnpipette F2, 8-channel variable volume 10-100 µl, for Finntips Flex 200,250 Univ.,200 Ext. | 970 | 1036.7
9282473 | Finnpipette F2, 8-channel variable volume 30-300 µl, for Finntips Flex 300,300 | 970 | 1036.7
9282474 | Finnpipette F2, 12-channel variable volume 1-10 µl, for Finntips Flex 10,10,50 Mikro | 970 | 1146.41
9282475 | Finnpipette F2, 12-channel variable volume 5-50 µl, for Finntips Flex 200,250 Univ.,200 Ext. | 970 | 1146.41
9282476 | Finnpipette F2, 12-channel variable volume 10-100 µl, for Finntips Flex 200,250 Univ.,200 Ext. | 970 | 1146.41
9282477 | Finnpipette F2, 12-channel variable volume 30-300 µl, for Finntips Flex 300,300 | 970 | 1146.41
9282478 | Finnpipette F2, 16-channel variable volume 1-10 µl, for Finntips Flex 10 (384), 50 Mikro | 970 | 1227.2
9282479 | Finnpipette F2, 16-channel variable volume 5-50 µl, for Finntips 50 Mikro | 970 | 1227.2
9282480 | Electr.Finnpipette Novus 1-channel variable volume 1-10 µl, incl. universal plug charger, | 969 | 952.84
9282481 | Electr.Finnpipette Novus 12-channel variable volume 1-10 µl, incl.universal plug charger, | 971 | 1661.83
9282482 | Electr.Finnpipette Novus 12-channel variable volume 5-50 µl, incl.Universal plug charger, | 971 | 1661.83
9282483 | Electr.Finnpipette Novus 12-channel variable volume 30-300 µl, incl.universal plug charger, | 971 | 1661.83
9282484 | Electr.Finnpipette Novus 16-channel variable volume 5-50 µl, incl.universal plug charger, | 971 | 1925.69
9282501 | Finntips FT 50-micro 0,5-50 µl, sterile, pack of 10x384 rack | 991 | 801.9
9282510 | Finntips Flex 10 0,2-10 µl, pack of 1000 | 992 | 90.44
9282511 | Finntips Flex 10 0,2-10 µl, pack of 10x96 rack | 992 | 129.56
9282512 | Finntips Flex 10 0,2-10 µl, sterile, pack of 10x96 rack | 992 | 137.31
9282514 | Finntips Flex 10 0,2-10 µl, Refill Kit, pack of 20x96 Refill | 992 | 188.95
9282515 | Finntips Flex 200 1-200 µl, pack of 1000 | 992 | 90.82
9282516 | Finntips Flex 200 1-200 µl, pack of 10x96 rack | 992 | 117.91
9282517 | Finntips Flex 200 1-200 µl, sterile, pack of 10x96 rack | 992 | 131.44
9282519 | Finntips Flex 200 1-200 µl, Refill Kit, pack of 20x96 Refill | 992 | 188.95
9282520 | Finntips Flex 1000 100-1000 µl, sterile, pack of 10x96 rack | 993 | 137.31
9282522 | Finntips Flex 1000 100-1000 µl, Refill Kit, pack of 16x96 Refill | 993 | 172.52
9282524 | Finntips Flex 1200 50-1200 µl, Refill Kit, pack of 16x96 Refill | 993 | 284.92
9282526 | Finntips Flex Filter Sterile 0,2-10 µl, sterile, pack of 10x96 Rack | 993 | 217.12
9282527 | Finntips Flex Filter Sterile 1-30 µl, sterile, pack of 10x96 Rack | 993 | 220.64
9282528 | Finntips Flex Filter Steril 1-100 µl, sterile, pack of 10x96 Rack | 993 | 217.12
9282529 | Finntips Flex Filter Sterile 1-200 µl, sterile, pack of 10x96 Rack | 993 | 217.12
9282530 | Finntips Flex Filter Sterile 5-300 µl, sterile, pack of 10x96 Rack | 993 | 217.12
9282531 | Finntips Flex Filter Sterile 100-1000 µl, sterile, pack of 10x96 Rack | 993 | 222.08
9282532 | Finntips Flex Filter Sterile 50-1200 µl, sterile, pack of 10x96 Rack | 993 | 274.08
9282533 | Finntips Flex Filter Sterile 1-10 ml, sterile, pack of 50 | 993 | 73.33
9282544 | Finntips Filter 20-micro 0,2-20 µl, sterile, pack of 10x384 Rack | 994 | 1445.03
9282552 | Finntips 250 Wide 10-250 µl, pack of 1000 | 994 | 92.77
9282554 | Finntips 250 Wide 10-250 µl, pack of 10x96 Rack | 994 | 136.14
9282555 | Finntips 250 Wide 10-250 µl, sterile, pack of 10x96 Rack | 994 | 171.35
9282556 | Finntips 1000 Wide 100-1000 µl, sterile, pack of 10x96 Rack | 994 | 195.99
9282661 | Pipette tips ClipTip 20 1-20µl, 46mm, in rack, pack of 10x96 | 964 | 81.69
9282662 | Pipette tips ClipTip 20 1-20µl, 46mm, sterile, in rack, pack of 10x96 | 964 | 105.96
9282663 | Pipette tips ClipTip 20 refill pack 1-20µl, 46mm, pack of 10x96 | 964 | 75.93
9282664 | Pipette tips ClipTip 20 refill pack 1-20µl, 46mm, sterile, pack of 10x96 | 964 | 97.42
9282665 | Filter tips ClipTip 20 1-20µl, 46mm, sterile, in rack, pack of 10x96 | 964 | 121.56
9282666 | Filter tips ClipTip 20 refill pack 1-20µl, 46mm, sterile, pack of 10x96 | 964 | 115.94
9282673 | Pipette tips ClipTip 200 10-200µl, 56mm, in rack, pack of 10x96 | 964 | 81.26
9282674 | Pipette tips ClipTip 200 10-200µl, 56mm, sterile, in rack, pack of 10x96 | 964 | 105.27
9282675 | Pipette tips ClipTip 200 refill pack 10-200µl, 56mm, pack of 10x96 | 964 | 75.93
9282676 | Pipette tips ClipTip 200 refill pack 10-200µl, 56mm, sterile, pack of 10x96 | 964 | 97.42
9282677 | Filter tips ClipTip 200 10-200µl, 56mm, sterile, in rack, pack of 10x96 | 964 | 120.99
9282678 | Filter tips ClipTip 200 refill pack 10-200µl, 56mm, sterile, pack of 10x96 | 964 | 116.92
9282679 | Pipette tips ClipTip 300 30-300µl, 63mm, in rack, pack of 10x96 | 965 | 81.26
9282680 | Pipette tips ClipTip 300 30-300µl, 63mm, sterile, in rack, pack of 10x96 | 965 | 105.27
9282681 | Pipette tips ClipTip 300 refill pack 30-300µl, 63mm, pack of 10x96 | 965 | 75.93
9282682 | Pipette tips ClipTip 300 refill pack 30-300µl, 63mm, sterile, pack of 10x96 | 965 | 97.42
9282683 | Filter tips ClipTip 300 30-300µl, 63mm, in rack, pack of 10x96 | 965 | 120.99
9282684 | Filter tips ClipTip 300 refill pack 30-300µl, 63mm, sterile, pack of 10x96 | 965 | 114.26
9282685 | Pipette tips ClipTip 1000 100-1000µl, 63mm, in rack, pack of 8x96 | 965 | 89.56
9282686 | Pipette tips ClipTip 1000 100-1000µl, 63mm, sterile, in rack, pack of 8x96 | 965 | 115.51
9282687 | Pipette tips ClipTip 1000 refill pack 100-1000µl, 63mm, pack of 8x96 | 965 | 83.79
9282688 | Pipette tips ClipTip 1000 refill pack 100-1000µl, 63mm, sterile, pack of 8x96 | 965 | 105.96
9282689 | Filter tips ClipTip 1000 100-1000µl, 63mm, sterile, in rack, pack of 8x96 | 965 | 117.73
9282690 | Filter tips ClipTip 1000 refill pack 100-1000µl, 63mm, sterile, pack of 8x96 | 965 | 114.29
9282694 | Finnpipette E1-ClipTip, 1-channel variable volume 0,5-12,5 µl with Bluetooth control | 964 | 1092.89
9282695 | Finnpipette E1-ClipTip, 1-channel variable volume 2-125 µl with Bluetooth control | 964 | 1092.89
9282696 | Finnpipette E1-ClipTip, 1-channel variable volume 10-300 µl with Bluetooth control | 964 | 1092.89
9282697 | Finnpipette E1-ClipTip, 1-channel variable volume 50-1250 µl with Bluetooth control | 964 | 1092.89
9282698 | Finnpipette E1-ClipTip, 8-channel variable volume 0,5-12,5 µl with Bluetooth control | 964 | 1752.68
9282699 | Finnpipette E1-ClipTip, 8-channel variable volume 2-125 µl with Bluetooth control | 964 | 1752.68
9282700 | Finnpipette E1-ClipTip, 8-channel variable volume 10-300 µl with Bluetooth control | 964 | 1752.68
9282701 | Finnpipette E1-ClipTip, 8-channel variable volume 50-1250 µl with Bluetooth control | 964 | 1752.68
9282702 | Finnpipette E1-ClipTip, 12-channel variable volume 0,5-12,5 µl with Bluetooth control | 964 | 2009.2
9282703 | Finnpipette E1-ClipTip, 12-channel variable volume 2-125 µl with Bluetooth control | 964 | 2009.2
9282704 | Finnpipette E1-ClipTip, 12-channel variable volume 10-300 µl with Bluetooth control | 964 | 2009.2
9282705 | Finnpipette E1-ClipTip, 12-channel variable volume 30-850 µl with Bluetooth control | 964 | 2009.2
9282706 | Finnpipette E1-ClipTip, 16-channel variable volume 0,5-12,5 µl with Bluetooth control | 964 | 2331.34
9282707 | Finnpipette E1-ClipTip, 16-channel variable volume 1-30 µl with Bluetooth control | 964 | 2331.34
9282708 | Finnpipette E1-ClipTip, 16-channel variable volume 2-125 µl with Bluetooth control | 964 | 2331.34
9282709 | Finnpipette E1-ClipTip Equalizer, 6-channel variable volume 15-1250 µl with Bluetooth control | 971 | 2155.95
9282710 | Finnpipette E1-ClipTip Equalizer, 8-channel variable volume 2-125 µl with Bluetooth control | 971 | 2338.5
9282711 | Finnpipette E1-ClipTip Equalizer, 8-channel variable volume 10-300 µl with Bluetooth control | 971 | 2338.5
9282712 | Finnpipette E1-ClipTip Equalizer, 8-channel variable volume 50-1250 µl with Bluetooth control | 971 | 2338.5
9282713 | Finnpipette E1-ClipTip Equalizer, 8-channel variable volume 0.5-12.5 µl with Bluetooth control | 971 | 2338.5
9282714 | Finnpipette E1-ClipTip Equalizer, 8-channel 384, variable volume 1-30 µl with Bluetooth control | 971 | 2338.5
9282715 | Finnpipette E1-ClipTip Equalizer, 8-channel variable volume 2-125 µl with Bluetooth control | 971 | 2338.5
9282716 | Finnpipette E1-ClipTip Equalizer, 12-channel variable volume 0.5-12.5 µl with Bluetooth control | 971 | 2517.46
9282717 | Finnpipette E1-ClipTip Equalizer, 12-channel variable volume 1-30 µl with Bluetooth control | 971 | 2517.46
9282718 | Finnpipette E1-ClipTip Equalizer, 12-channel variable volume 2-125 µl with Bluetooth control | 971 | 2517.46
9283134 | ViscoTips® 10.0 ml colour code orange, 10 packs of 25 | 1007 | 175.4
9283135 | Combitips® advanced 0,1 ml colour code white, pack of 100 | 1007 | 161.02
9283136 | Combitips® advanced 0,2 ml colour code light blue, pack of 100 | 1007 | 161.02
9283137 | Combitips® advanced 0,5 ml colour code violet, pack of 100 | 1007 | 161.02
9283138 | Combitips® advanced 1,0 ml colour code yellow, pack of 100 | 1007 | 161.02
9283139 | Combitips® advanced 2,5 ml colour code green, pack of 100 | 1007 | 161.02
9283140 | Combitips® advanced 5,0 ml colour code blue, pack of 100 | 1007 | 161.02
9283141 | Combitips® advanced 10,0 ml colour code orange, pack of 100 | 1007 | 161.02
9283142 | Combitips® advanced 25,0 ml colour code red, pack of 100 | 1007 | 189.77
9283143 | Combitips® advanced 50,0 ml colour code light grey, pack of 100 | 1007 | 208.45
9283144 | Combitips® advanced 0,1 ml PCR clean, colour code white, pack of 100 | 1007 | 201.28
9283145 | Combitips® advanced 0,2 ml PCR clean, colour code light blue, pack of 100 | 1007 | 201.28
9283146 | Combitips® advanced 0,5 ml PCR clean, colour code violet, pack of 100 | 1007 | 201.28
9283147 | Combitips® advanced 1,0 ml PCR clean, colour code yellow, pack of 100 | 1007 | 201.28
9283148 | Combitips® advanced 2,5 ml PCR clean, colour code green, pack of 100 | 1007 | 201.28
9283149 | Combitips® advanced 5,0 ml PCR clean, colour code blue, pack of 100 | 1007 | 201.28
9283150 | Combitips® advanced 10,0 ml PCR clean, colour code orange, pack of 100 | 1007 | 201.28
9283151 | Combitips® advanced 25,0 ml PCR clean, colour code red, pack of 100 | 1007 | 220.3
9283152 | Combitips® advanced 50,0 ml PCR clean, colour code light grey, pack of 100 | 1007 | 237.54
9283153 | Combitips® advanced 0,1 ml biopur, colour code white, pack of 100 | 1007 | 270.72
9283154 | Combitips® advanced 0,2 ml biopur, colour code light blue, pack of 100 | 1007 | 270.72
9283155 | Combitips® advanced 0,5 ml biopur, colour code light blue, pack of 100 | 1007 | 270.72
9283156 | Combitips® advanced 1,0 ml biopur, colour code yellow, pack of 100 | 1007 | 270.72
9283157 | Combitips® advanced 2,5 ml biopur, colour code green, pack of 100 | 1007 | 270.72
9283158 | Combitips® advanced 5,0 ml biopur, colour code blue, pack of 100 | 1007 | 270.72
9283159 | Combitips® advanced 10,0 ml biopur, colour code orange, pack of 100 | 1007 | 270.72
9283160 | Combitips® advanced 25,0 ml biopur, colour code orange, pack of 100 | 1007 | 319.81
9283161 | Combitips® advanced 50,0 ml biopur, colour code light grey, pack of 100 | 1007 | 343.7
9283162 | Adapter, red for 25ml Combitips® advanced | 1007 | 23.28
9283163 | Adapter, light grey for 50ml Combitips® advanced | 1007 | 23.28
9283164 | Adapter, red for 25ml Combitips® advanced pack of 7 | 1007 | 129.1
9283165 | Adapter, light grey for 50ml Combitips® advanced biopur pack of 7 | 1007 | 129.1
9283167 | Assortment pack Combitips® advanced (1 pc. of each size plus each 1 pc. 25 ml and 50 ml adapter) | 1007 | 26.02
9283171 | Pipettor station type 6 ABS, blue, for 6 pipets | 968 | 81.99
9283181 | Xplorer® plus 1-channel-pipet 0,5 - 10 µl, multifunction rocker medium grey | 975 | 1083.64
9283182 | Xplorer® plus 1-channel pipette 5 - 100 µl, multifunction rocker yellow | 975 | 1083.64
9283183 | Xplorer® plus 1-channel pipette 15 - 300 µl, multifunction rocker orange | 975 | 1083.64
9283184 | Xplorer® plus 1-channel pipette 50 - 1000 µl, multifunction rocker blue | 975 | 1083.64
9283185 | Xplorer® plus 1-channel pipette 0,25 - 5 ml, multifunction rocker violet | 975 | 1083.64
9283186 | Xplorer® plus 1-channel pipette 0,5 - 10 ml, multifunction rocker turquoise | 975 | 1083.64
9283187 | Xplorer® plus 8-channel pipette 0,5 - 10 µl, multifunction rocker medium grey | 978 | 1579.73
9283188 | Xplorer® plus 12-channel pipette 0,5 - 10 µl, multifunction rocker medium grey | 978 | 1854.09
9283189 | Xplorer® plus 8-channel pipette 5 - 100 µl, multifunction rocker yellow | 978 | 1579.73
9283190 | Xplorer® plus 12-channel pipette 5 - 100 µl, multifunction rocker yellow | 978 | 1854.09
9283191 | Xplorer® plus 8-channel pipette 15 - 300 µl, multifunction rocker orange | 978 | 1579.73
9283192 | Xplorer® plus 12-channel pipette 15 - 300 µl, multifunction rocker orange | 978 | 1854.09
9283193 | Xplorer® plus 8-channel pipette 50 - 1200 µl, multifunction rocker green | 978 | 1579.73
9283194 | Xplorer® plus 12-channel pipette 50 - 1200 µl, multifunction rocker green | 978 | 1854.09
9283240 | Xplorer® 1-channel pipettor 0,5 - 10 µl, multifunctional rocker middle grey | 974 | 934.81
9283241 | Xplorer® 1-channel pipettor 5 - 100 µl, multifunctional rocker yellow | 974 | 934.81
9283242 | Xplorer® 1-channel pipettor 15 - 300 µl, multifunctional rocker orange | 974 | 934.81
9283243 | Xplorer® 1-channel pipettor 50 - 1000 µl, multifunctional rocker blue | 974 | 934.81
9283244 | Xplorer® 1-channel pipettor 0.2 - 5 ml, multifunctional rocker purple | 974 | 934.81
9283245 | Xplorer® 1-channel pipettor 0.5 - 10 ml, multifunctional rocker turquoise | 974 | 934.81
9283246 | Xplorer® 8-channel pipettor 5 - 10 µl, multifunctional rocker middle grey | 977 | 1398.08
9283247 | Xplorer® 12-channel pipettor 5 - 10 µl, multifunctional rocker middle grey | 977 | 1579.73
9283248 | Xplorer® 8-channel pipettor 5 - 100 µl, multifunctional rocker yellow | 977 | 1398.08
9283249 | Xplorer® 12-channel pipettor 5 - 100 µl, multifunctional rocker yellow | 977 | 1579.73
9283250 | Xplorer® 8-channel pipettor 15 - 300 µl, multifunctional rocker orange | 977 | 1398.08
9283251 | Xplorer® 12-channel pipettor 15 - 300 µl, multifunctional rocker orange | 977 | 1579.73
9283252 | Xplorer® 8-channel pipettor 50 - 1200 µl, multifunctional rocker green | 977 | 1398.08
9283257 | Xplorer® 12-channel pipette 50 - 1200 µl, multifunction rocker green | 977 | 1579.73
9283516 | Biopur SAFE-LOCK reaction vessels 0.5 ml, pack of 50 | 1410 | 56.67
9283517 | Biopur SAFE-LOCK reaction vessels 1.5 ml, pack of 100 | 1410 | 57.77
9283518 | Biopur SAFE-LOCK reaction vessels 2.0 ml, pack of 100 | 1410 | 77.14
9283576 | PCR-cooler starterset | 1299 | 175.4
9283577 | PCR-cooler 0,2ml pink | 1299 | 106.03
9283578 | PCR cooler, blue for 0,2ml | 1299 | 106.03
9283579 | PCR tubes 0,2ml pack of 1000 | 1294 | 218.96
9283595 | twin.tec PCR plate 96 semi-skirted, (wells colorless) colorless, Pk. qty=25 | 1296 | 204.37
9283596 | twin.tec PCR plate 384 (wells colorless) colorless, Pk.qty=25 | 1299 | 302.57
9283604 | Multipette M4 incl. holder | 1006 | 565
9283622 | PCR tubes 0,2ml, transparent pack of 120 strips, 8-tube strip | 1294 | 268.07
9283624 | Frame for work tray pack of 5 | 1294 | 93.33
9283626 | PCR tubes 0,5 ml pack of 500 | 1294 | 89.98
9283661 | twin.tec PCR plate 96 skirted, (wells colorless) colorless, pack of 25 | 1296 | 204.37
9283662 | twin.tec PCR plate 96 skirted, (wells colorless) yellow, pack of 25 | 1296 | 204.37
9283663 | twin.tec PCR plate 96 skirted, (wells colorless) green, pack of 25 | 1296 | 204.37
9283664 | twin.tec PCR plate 96 skirted, (wells colorless) blue, pack of 25 | 1296 | 204.37
9283665 | twin.tec PCR plate 96 skirted, (wells colorless) red, pack of 25 | 1296 | 204.37
9283667 | twin.tec PCR plate 96 semi-skirted, (Wells colorless) yellow, pack of 25 | 1296 | 204.37
9283668 | twin.tec PCR plate 96 semi-skirted, (wells colorless) green, pack of 25 | 1296 | 204.37
9283669 | twin.tec PCR plate 96 semi-skirted, (wells colorless) blue, pack of 25 | 1296 | 204.37
9283670 | twin.tec PCR plate 96 semi-skirted, (wells colorless) red, pack of 25 | 1296 | 204.37
9283672 | PCR foil (self-adhesive) pack of 100 | 1297 | 228.26
9283679 | PCR film (self-adhesive) pack of 100 | 1297 | 228.26
9283681 | Multipette® M4 Starter Kit incl. 1 Combitip rack and 1 Combitip assortmentpack | 1006 | 599.66
9283687 | Multipette® E3, handdispenser with charging adapter and 2 Combitips advanced assortment® packs | 1006 | 980.91
9283688 | Multipette® E3x, handdispenser with charging adapter and 2 Combitips advanced assortment® packs | 1006 | 1252.77
9283691 | Multipette® E3 Bundle with charging adapter, 2 Combitips advanced® assorted packs and charger stand, 100-240V | 1006 | 1108.69
9283692 | Multipette® E3x Bundle with charging adapter, 2 Combitips advanced® assorted packs and charger stand, 100-240V | 1006 | 1351.72
9283752 | Finnpipette Digital 1 channel with variable volume 5-50 µl | 965 | 317.42
9283753 | Finnpipette Digital 1 channel with variable volume 20-200 µl | 965 | 318.5
9283755 | Finnpipette Digital 1 channel with variable volume 1000-5000 µl | 965 | 318.5
9283800 | Plastic dispenser POLYFIX 2 - 10 ml, w/o. bottle | 1011 | 187.21
9283958 | pipetus®-accu 0.1 - 200 ml with charger unit and charging stand for EURO | 940 | 566.05
9283961 | Silicone adapter | 940 | 18.97
9283962 | Spare safety valve | 940 | 61.11
9283965 | Round filter set,set of 5 pcs. yellow | 940 | 67.59
9283966 | Battery charger,230 Volts 9907503 | 940 | 125.97
9283967 | Wall owner for pipetus (inc. peg and screws) | 940 | 34.56
9283968 | retainer ring, white | 940 | 26.26
9283969 | pipetholder case | 940 | 47.72
9283970 | pipetholder, complete | 940 | 118.12
9284015 | Repeating pipette HandyStep® touch DE-M, inclusive universal AC adapter and shelf/rack mount | 1004 | 935.04
9284016 | Repeating pipette HandyStep® touch S DE-M, inclusive universal AC adapter and shelf/rack mount | 1004 | 1145.64
9284020 | Continuous bottle-top burette, 25 ml, type E | 1029 | 955.87
9284021 | Continuous bottle-top burette, 50ml, type RS | 1029 | 955.87
9284065 | Charging stand for HandyStep® touch and HandyStep® touch S, w/o universal AC adapter | 1004 | 368.55
9284066 | Support Stand for HandyStep® touch and HandyStep® touch S | 1004 | 136.61
9284067 | Universal AC adapter for HandyStep® touch and HandyStep® touch S | 1004 | 94.41
9284068 | Shelf/rack mount for HandyStep® touch and HandyStep® touch S | 1004 | 35.58
9284069 | Spare battery for HandyStep® touch and HandyStep® touch S | 1004 | 82.57
9284164 | Reaction vessel 0.5 ml, PP screw cap with safety closure, with ring stand, sterile, non grad., pack of 500 | 1408 | 323.59
9284165 | Reaction vessel 2.0 ml, PP screw cap with safety closure, with ring stand, sterile, grad., pack of 500 | 1408 | 323.59
9284166 | Reaction vessel 2.0 ml, PP screw cap with safety closure, w/o ring stand, sterile, grad., pack of 500 | 1408 | 323.59
9284167 | Test tubes 0.5 ml, PP w/o lid, ungrad., non sterile, with standing ring, pack of 1000 | 1408 | 147.6
9284168 | Test tubes 1.5 ml, PP w/o lid, ungrad., non sterile, with standing ring, pack of 1000 | 1408 | 147.6
9284169 | Test tubes 1.5 ml, PP w/o lid, ungrad., non sterile, w/o standing ring, pack of 1000 | 1408 | 147.6
9284170 | Test tubes 2.0 ml, PP w/o lid, ungrad., non sterile, w/o standing ring, pack of 1000 | 1408 | 147.6
9284190 | Manual dispenser ripette® red incl. 1 x 50ml adapter | 1002 | 304.45
9284209 | Capmat for riplate SW, 2 ml 5 packs of 20 | 1416 | 286.94
9284239 | LLG-uniDISPENS PRO Manual dispenser, 10 stroke adjustments, incl.25ml adapter, 2 dispenser-tips | 1002 | 207.2
9284251 | riplate® PP, 1 ml pack of 20 | 1416 | 97.16
9284252 | riplate® PP, 2 ml pack of 20 | 1416 | 134.15
9284260 | riplate® PP, 5 ml pack of 20 | 1416 | 143.15
9284292 | Silicone positioning mat for polySteribox® L | 1208 | 99.33
9284295 | riplate® medio 96 wells PP, 0,1 ml, pack of 32 | 1416 | 176.98
9284296 | riplate® medio 96 wells PP, 0.5 ml, pack of 40 | 1416 | 225.58
9284300 | riplate® RW PP, 2,0 ml, pack of 20 | 1416 | 138.99
9284380 | Dispensette® S Analog without recirculation valve 0,1 - 1 ml | 1016 | 437.95
9284381 | Dispensette® S Analog with recirculation valve 0,1 - 1 ml | 1016 | 504.87
9284382 | Dispensette® S Digital without recirculation valve 0,1 - 1 ml | 1017 | 455.7
9284383 | Dispensette® S Digital with recirculation valve 0,1 - 1 ml | 1017 | 512.72
9284384 | Dispensette® S Analog without recirculation valve 0,5 - 5 ml | 1016 | 437.95
9284385 | Dispensette® S Analog with recirculation valve 0,5 - 5 ml | 1016 | 504.87
9284386 | Dispensette® S Analog without recirculation valve 1 - 10 ml | 1016 | 437.95
9284387 | Dispensette® S Analog with recirculation valve 1 - 10 ml | 1016 | 504.87
9284388 | Dispensette® S Analog without recirculation valve 2,5 - 25 ml | 1016 | 572.63
9284389 | Dispensette® S Analog with recirculation valve 2,5 - 25 ml | 1016 | 620.48
9284390 | Dispensette® S Analog without recirculation valve 5 - 50 ml | 1016 | 609.09
9284391 | Dispensette® S Analog with recirculation valve 5 - 50 ml | 1016 | 660.53
9284392 | Dispensette® S Analog without recirculation valve 10 - 100 ml | 1016 | 819.96
9284393 | Dispensette® S Analog with recirculation valve 10 - 100 ml | 1016 | 876.15
9284394 | Dispensette® S Fix 1 ml without recirculation valve | 1017 | 437.95
9284395 | Dispensette® S Fix 1 ml with recirculation valve | 1017 | 504.87
9284396 | Dispensette® S Fix 2 ml without recirculation valve | 1017 | 437.95
9284397 | Dispensette® S Fix 2 ml with recirculation valve | 1017 | 504.87
9284398 | Dispensette® S Fix 5 ml without recirculation valve | 1017 | 437.95
9284399 | Dispensette® S Fix 5 ml with recirculation valve | 1017 | 504.87
9284402 | Dispensette® S Fix 10 ml without recirculation valve | 1017 | 437.95
9284407 | Dispensette® S Digital without recirculation valve 0,2 - 2 ml | 1017 | 455.7
9284408 | Dispensette® S Digital with recirculation valve 0,2 - 2 ml | 1017 | 512.72
9284409 | Dispensette® S Digital without recirculation valve 0,5 - 5 ml | 1017 | 455.7
9284412 | Dispensette® S Digital with recirculation valve 0,5 - 5 ml | 1017 | 512.72
9284413 | Dispensette® S Digital without recirculation valve 1 - 10 ml | 1017 | 455.7
9284416 | Dispensette® S Digital with recirculation valve 1 - 10 ml | 1017 | 512.72
9284417 | Dispensette® S Digital without recirculation valve 2,5 - 25 ml | 1017 | 561.02
9284419 | Dispensette® S Digital with recirculation valve 2,5 - 25 ml | 1017 | 616.17
9284422 | Dispensette® S Digital without recirculation valve 5 - 50 ml | 1017 | 606.12
9284423 | Dispensette® S Digital with recirculation valve 5 - 50 ml | 1017 | 659.81
9284426 | Dispensette® S Organic Analog variable, 0,5 - 5ml, without recirculation valve | 1018 | 437.95
9284427 | Dispensette® S Organic Analog variable, 0,5 - 5ml, with recirculation valve | 1018 | 504.87
9284428 | Dispensette® S Organic Analog variable, 1 - 10ml, without recirculation valve | 1018 | 437.95
9284429 | Dispensette® S Organic Analog variable, 1 - 10ml, with recirculation valve | 1018 | 504.87
9284432 | Dispensette® S Organic Analog variable, 2,5 - 25ml, without recirculation valve | 1018 | 572.63
9284433 | Dispensette® S Organic Analog variable, 2,5 - 25ml, with recirculation valve | 1018 | 620.48
9284436 | Dispensette® S Organic Analog variable, 5 - 50ml, without recirculation valve | 1018 | 609.09
9284437 | Dispensette® S Organic Analog variable, 5 - 50ml, with recirculation valve | 1018 | 660.53
9284438 | Dispensette® S Organic Analog variable, 10 - 100ml, without recirculation valve | 1018 | 819.96
9284439 | Dispensette® S Organic Analog variable, 10 - 100ml, with recirculation valve | 1018 | 876.15
9284442 | Dispensette® S Organic Fix 5 ml, without recirculation valve | 1018 | 437.95
9284443 | Dispensette® S Organic Fix 5 ml, with recirculation valve | 1018 | 504.87
9284446 | Dispensette® S Organic Fix 10 ml, without recirculation valve | 1018 | 437.95
9284447 | Dispensette® S Organic Fix 10 ml, with recirculation valve | 1018 | 504.87
9284452 | Dispensette® S TA (PT/IR) 1 - 10 ml, w/o recirculation valve | 1019 | 985.56
9284453 | Dispensette® S TA (PT/IR) 1 - 10 ml, w. recirculation valve | 1019 | 1050.06
9284456 | Dispensette® S Fix 10 ml with recirculation valve | 1017 | 504.87
9284457 | Dispensette® S TA (Tantal) 1 - 10 ml, w/o recirculation valve | 1019 | 985.56
9284458 | Dispensette® S TA (Tantal) 1 - 10 ml, w. recirculation valve | 1019 | 1050.06
9284459 | Dispensette® S Analog without recirculation valve 0,2 - 2 ml | 1016 | 437.95
9284462 | Dispensette® S Analog with recirculation valve 0,2 - 2 ml | 1016 | 504.87
9284510 | thread bottle 500 ml, wide neck with GLS 80 thread DURAN complete | 70 | 30.12
9284511 | thread bottle 1.000 ml, wide neck with GLS 80 thread DURAN complete | 70 | 38.13
9284512 | thread bottle 2.000 ml, wide neck with GLS 80 thread DURAN complete | 70 | 65.06
9284513 | thread bottle 5.000 ml, wide neck with GLS 80 thread DURAN complete | 70 | 240.42
9284514 | thread bottle 10.000 ml, wide neck with GLS 80 thread DURAN complete | 70 | 403.4
9284515 | thread bottle 20.000 ml, wide neck with GLS 80 thread DURAN complete | 70 | 847.64
9284516 | thread bottle 500 ml, wide neck amber, with GLS 80 thread DURAN complete | 70 | 83.66
9284517 | thread bottle 1000 ml, wide neck amber, with GLS 80 thread DURAN complete | 70 | 101.36
9284518 | thread bottle 2000 ml, wide neck amber, with GLS 80 thread DURAN complete | 70 | 145.98
9284519 | thread bottle 5000 ml, wide neck amber, with GLS 80 thread DURAN complete | 70 | 376.06
9284520 | thread bottle 10000 ml, wide neck amber, with GLS 80 thread DURAN complete | 70 | 569.78
9284521 | thread bottle 20000 ml, wide neck amber, with GLS 80 thread DURAN complete | 70 | 912.96
9284530 | pouring ring for GLS 80 blue, PP | 72 | 3.58
9284533 | Insert for screw cap GL 18, 3.2 mm inner dia. | 73 | 28.27
9284534 | Insert for screw cap GL 18, 6.0 mm inner dia. | 73 | 30.25
9284535 | Insert for screw cap GL 18, 8.0 mm inner dia. | 73 | 30.94
9284536 | Insert for screw cap GL 18, 10.0 mm inner dia. | 73 | 30.94
9284537 | Insert for screw cap GL 18, 12.0 mm inner dia. | 73 | 28.27
9284538 | Screw Cap GL 18 for hose connection, blue | 73 | 11.67
9284539 | Set for pressure compensation 4 port, screw cap GL 18 | 73 | 40.1
9284540 | Screw cap GL 18, red 4 port, screw cap GL 18 | 73 | 4.97
9284541 | Bottle 100ml, amber with screw cap | 78 | 11.22
9284542 | Bottle 250ml amber with screw cap | 78 | 13.8
9284543 | Threaded bottle 500 ml, amber-soda-lime glass without coating, GL 32, with screw cap | 78 | 14.42
9284544 | Threaded bottle 1000 ml, amber-soda-lime glass without coating, GL 45, with screw cap | 78 | 16.99
9284545 | Threaded bottle 2500 ml, amber-soda-lime glass without coating, GL 45, with screw cap | 78 | 30.83
9284849 | Bottle-top dispenser, Seripettor cap. 0.2 - 2 ml, w/o. bottle | 1019 | 229.17
9284850 | Bottle-top dispenser, Seripettor cap. 1 - 10 ml, w/o. bottle | 1019 | 229.17
9284851 | Bottle-top dispenser, Seripettor cap. 2.5 - 25 ml, w/o. bottle | 1019 | 250.1
9284852 | Seripettor pro, 1.0-10 ml Bottle-top dispenser w.SafetyPrime valve | 1019 | 378.41
9284853 | Seripettor® pro, 2.5-25 ml bottle-top-dispenser without SafetyPrime valve | 1019 | 493.2
9284854 | Seripettor pro, 0.2-2 ml Bottle-top dispenser w.SafetyPrime valve | 1019 | 378.41
9287756 | Interface cable RS 232 | 1029 | 158.83
9287779 | "Solarus" digital burettes 10ml | 1029 | 1194.81
9287780 | "Solarus" digital burettes 20ml | 1029 | 1194.81
9287781 | "Solarus" digital burettes 50ml | 1029 | 1194.81
9287800 | Dispenser ceramus® variable vol. 0,2-1,0ml, grad. 0,05ml | 1014 | 500.14
9287801 | Dispenser ceramus® variable vol. 0,4-2,0ml, grad. 0,05ml | 1014 | 500.14
9287802 | Dispenser ceramus® variable vol. 1,0-5,0ml, grad. 0,1ml | 1014 | 500.14
9287803 | Dispenser ceramus® variable vol. 2 - 10 ml, grad. 0,25ml | 1014 | 500.14
9287804 | Dispenser ceramus® variable Vol. 5-30ml, grad. 0,5ml | 1014 | 651.65
9287805 | Dispenser ceramus® variable vol. 10 - 60 ml, grad 1,0 ml | 1014 | 683.1
9287806 | Dispenser ceramus® fix 1 ml | 1014 | 471.25
9287807 | Dispenser ceramus® fix 2 ml | 1014 | 471.25
9287808 | Dispenser ceramus® fix 5 ml | 1014 | 471.25
9287809 | Dispenser ceramus® fix 10 ml | 1014 | 471.25
9287815 | Dispenser ceramus® fix 25 ml | 1014 | 602.73
9287816 | Dispenser ceramus® fix 50 ml | 1014 | 651.65
9287831 | Dispenser ceramus® classic Vol. 0,2 - 1 ml | 1014 | 400.83
9287832 | Dispenser ceramus® classic Vol. 0,4 - 2 ml | 1014 | 400.83
9287833 | Dispenser ceramus® classic cap. 1-5 ml | 1014 | 400.83
9287834 | Dispenser ceramus® classic cap. 2-10 ml | 1014 | 400.83
9287835 | Dispenser ceramus® classic cap. 5-30 ml | 1014 | 556.11
9287836 | Dispenser ceramus® classic cap. 10 - 60 ml | 1014 | 594
9287859 | table stand for pipetus | 940 | 51.82
9287870 | Dispenser opus® titration Vol. 20 ml, power supply with euro-plug 230 V | 1030 | 2185.1
9287871 | Dispenser opus® titration Vol. 50 ml, power supply with euro-plug 230 V | 1030 | 2185.1
9287872 | Dispenser opus® Vol. 20 ml, power supply with euro-plug 230 V | 1020 | 2694.72
9287873 | Dispenser opus® Vol. 50 ml, power supply with euro-plug 230 V | 1020 | 2694.72
9287874 | Dispenser opus® Vol. 10 ml, main supply with european plug 230 V | 1020 | 2694.72
9287875 | Dispenser opus® titration Vol. 10 ml, main supply with european plug 230 V | 1030 | 2185.1
9288201 | Spare suction system,pack of 3 | 948 | 59.26
9300021 | Weighing bottles,DURAN®,low form,cap. 15 ml 40x25 mm | 383 | 23.41
9300022 | Weighing bottles,DURAN®,low form,cap. 6 ml 25x25 mm | 383 | 20.81
9300023 | Weighing bottles,DURAN®,low form,cap. 15 ml 35x30 mm | 383 | 20.81
9300032 | Weighing bottles,DURAN®,low form,cap. 30 ml 50x30 mm | 383 | 24.71
9300037 | Weighing bottles,DURAN®,low form,cap. 45 ml 60x30 mm | 383 | 31.2
9300041 | Weighing bottles,DURAN®,low form,cap. 80 ml 80x30 mm | 383 | 52.01
9300113 | Weighing bottles,DURAN®,tall form,cap. 10 ml 25x40 mm | 383 | 19.52
9300118 | Weighing bottles,DURAN®,tall form,cap. 20 ml 30x50 mm | 383 | 19.52
9300123 | Weighing bottles,DURAN®,tall form,cap. 45 ml 35x70 mm | 383 | 23.41
9300124 | Weighing bottles,DURAN®,tall form,cap. 70 ml 40x80 mm | 383 | 26.01
9300127 | Weighing bottles,DURAN®,tall form,cap. 110 ml 50x80 mm | 383 | 28.6
9300150 | LLG-Weighing bottle Ø 40x25mm, NS 34,5/12 low form, with NS stopper | 383 | 17.79
9300151 | LLG-Weighing bottle Ø 25x25mm, NS 19/12 low form, with NS stopper | 383 | 16.53
9300152 | LLG-Weighing bottle Ø 35x30mm, NS 29/12 low form, with NS stopper | 383 | 16.94
9300153 | LLG-Weighing bottle Ø 50x30mm, NS 45/12 low form, with NS stopper | 383 | 17.67
9300154 | LLG-Weighing bottle Ø 60x30mm, NS 50/12 low form, with NS stopper | 383 | 20.78
9300160 | LLG-Weighing bottle Ø 25x40mm, NS 19/12 high form, with NS stopper | 383 | 16.43
9300161 | LLG-Weighing bottle Ø 30x50mm, NS 24/12 high form, with NS stopper | 383 | 17.09
9300162 | LLG-Weighing bottle Ø 35x70mm, NS 29/12 high form, with NS stopper | 383 | 17.54
9300163 | LLG-Weighing bottle Ø 40x80mm, NS 34,5/12 high form, with NS stopper | 383 | 18.13
9300164 | LLG-Weighing bottle Ø 50x80mm, NS 45/12 high form, with NS stopper | 383 | 17.67
9300345 | Weighing Bottles with NS Stopper, High Form, H. mm 40 AD.mm 20 | 383 | 24.23
9300356 | Weighing Bottles with NS Stopper, High Form, H. mm 50 AD.mm 35 | 383 | 27.81
9300357 | Weighing Bottles with NS Stopper, High Form, H. mm 50 AD.mm 40 | 383 | 28.83
9300360 | Weighing Bottles with NS Stopper, High Form, H. mm 65 AD.mm 40 | 383 | 29.22
9301006 | Weighing scoop, aluminium length 70 mm | 381 | 8.6
9301008 | Weighing scoop, aluminium length 90 mm | 381 | 9.04
9301010 | Weighing scoop, aluminium length 105 mm | 381 | 9.5
9301026 | Weighing scoops,glass,length 60 mm | 381 | 26.44
9301028 | Weighing scoops,glass,length 80 mm | 381 | 29.41
9301030 | Weighing scoops,glass,length 100 mm | 381 | 33.83
9301065 | Rack for NMR tubes | 1454 | 87.55
9301066 | Weighing scoops 3 ml, DURAN glass round, with tubular stem, length 52 mm | 381 | 16.45
9301067 | Weighing scoops 6 ml, DURAN glass round, with tubular stem, length 56 mm | 381 | 18.18
9301068 | Weighing scoops 10 ml, DURAN glassm round, with tubular stem, length 80 mm | 381 | 25.31
9301069 | Weighing boats 58x10x10 mm pack of 100 | 382 | 139.06
9301216 | Basins,PP, 1 ltr.,o.d. 160 mm,h. 70 mm | 107 | 3.24
9301220 | Basins,PP,cap. 2 ltr.,o.d. 200 mm,h. 80 mm | 107 | 4.66
9301224 | Basins,PP,cap. 3 ltr.,o.d. 240 mm,h. 100 mm | 107 | 6.85
9301228 | Basins,PP,cap. 4 ltr.,o.d. 280 mm,h. 120 mm | 107 | 9.69
9301232 | Basins,PP,cap. 7 ltr.,o.d. 320 mm,h. 130 mm | 107 | 13.49
9301236 | Basins,PP,cap. 9 ltr.,o.d. 360 mm,h. 150 mm | 107 | 14.88
9301240 | Basins,PP,cap. 13 ltr.,o.d. 400 mm,h. 180 mm | 107 | 21.6
9301356 | Eurobox 27l, stackable corrosion resistand aluminium alloy | 53 | 260.76
9301357 | Euro-boxes 42l, stackable corrosion resistand aluminium alloy | 53 | 300.86
9301358 | Eurobox 60l, stackable corrosion resistand aluminium alloy | 53 | 325.72
9301359 | Euroboy 70l, stackable corrosion resistand aluminium alloy | 53 | 329.64
9301360 | Eurobox 81l, stackable corrosion resistand aluminium alloy | 53 | 446.08
9301361 | Eurobox 155l, stackable corrosion resistand aluminium alloy | 53 | 499.7
9301362 | Eurobox 240l, stackable corrosion resistand aluminium alloy | 53 | 571.66
9301481 | Foldable box MINI, 4 L, white 238x161x100mm, PP | 52 | 3.6
9301485 | Foldable box MIDI, 14.5 L, black 400x300x145mm, PP | 52 | 9.37
9301486 | Foldable box MIDI, 14.5 L, white 400x300x145mm, PP | 52 | 9.37
9301502 | Trolley, blue, PP 607x407x170 mm Capacity 200 kg | 271 | 50.53
9301503 | Euronormbox L, transparent, 20 L 400x300x220mm, full wall | 53 | 11.38
9301504 | Euronormbox, transparent, 46 L 600x400x220mm, full wall | 53 | 17.67
9301505 | Euronormbox L, transparent, 66 L 600x400x320mm, full wall | 53 | 21.68
9301506 | Lid for Euronormbox transparent 400x300mm, full wall | 53 | 6.82
9301507 | Lid for Euronormbox transparent 600x400mm, full wall | 53 | 9.37
9301567 | Safety box PMMA 330x175x180mm | 264 | 127.81
9301568 | Safety box rack, stainless steel for box 9.301.567 | 264 | 31.85
9301569 | Silicone gasket for safety box 9.301 567 | 264 | 21.7
9301643 | Transport and storage containers,thermoplastic cap. 9 ltrs,PP | 52 | 29.48
9301664 | Cover 46x33 cm 91D201000 | 52 | 21.21
9303000 | Water-jet pump G 1/2, nickel plated brass, non-return valve, connector plug | 1060 | 95.64
9303001 | Quick coupling for water jet pump G 1/2, chromium plated brass | 1060 | 27.25
9303009 | Water estimator to Dean Stark 10:0,1ml, flask 500 ml, zero point at the stopcock, measuring tube with stopcock, | 640 | 247.03
9303028 | Non return valve PP tube ID 8-10 mm | 161 | 3.01
9303029 | Non return valve PP tube ID 10-15 mm | 161 | 5.48
9303031 | Water jet vacuum pump, PP | 1060 | 22.53
9303032 | Adapters PP for water jet pump | 1060 | 1.55
9303125 | Water-jet pump,PP,ultimate pressure : 16 mbar | 1060 | 61.45
9303401 | Sample flasks PF 600, brown | 1257 | 20.85
9303403 | Sodium hydroxide tablets pack of 2x50g UN 1823, 8, II, (E) | 1257 | 113.37
9303405 | Rubber sleeves, GK 600 l | 1257 | 26.06
9303431 | Nitrification blocker 25 ml NTH 600 solution | 1257 | 79.83
9303433 | Nitrification inhibitor flask with 50ml liquid | 1258 | 42.02
9303720 | Disposable Sampler 100 ml "LiquiDispo" HDPE, 500 mm long, pack of 20 | 557 | 183.03
9303721 | Disposable Sampler 100 ml "LiquiDispo" HDPE, sterile 500 mm long, pack of 20 | 557 | 216.33
9303722 | Disposable Sampler 190 ml "LiquiDispo" HDPE, 1000 mm long, pack of 20 | 557 | 224.65
9303723 | Disposable Sampler 190 ml "LiquiDispo" HDPE, sterile 1000 mm long, pack of 20 | 557 | 262.36
9303728 | Disposable Sampler 10 ml "MicroDispo" HDPE, 500 mm long, pack of 20 | 546 | 213.85
9303729 | Disposable Sampler 10 ml "MicroDispo" HDPE, sterile 500 mm long, pack of 20 | 546 | 252.76
9303730 | Disposable Sampler 10 ml "MicroDispo" HDPE, 1000 mm long, pack of 20 | 546 | 262.61
9303731 | Disposable Sampler 10 ml "MicroDispo" HDPE, sterile 1000 mm long, pack of 20 | 546 | 307.07
9303732 | Disposable Sampler 100 ml "ViscoDispo" HDPE, 500 mm long, pack of 20 | 557 | 183.03
9303733 | Disposable Sampler 100 ml "ViscoDispo" HDPE, sterile 500 mm long, pack of 20 | 557 | 216.33
9303734 | Disposable Sampler 190 ml "ViscoDispo" HDPE, 1000 mm long, pack of 20 | 557 | 224.59
9303735 | Disposable Sampler 190 ml "ViscoDispo" HDPE, sterile 1000 mm long, pack of 20 | 557 | 262.36
9303736 | Disposable sampler 100 ml "PowderDispo" HDPE, 500 mm long, pack of 20 | 546 | 188.29
9303775 | Tubing clamp Stop-it up to 10 mm, red | 163 | 4.06
9303776 | Tubing clamp Stop-it up to 15 mm, red | 163 | 7
9303777 | Tubing clamp Stop-it up to 20 mm, red | 163 | 9.45
9303778 | Tubing clamp Stop-it up to 10 mm, yellow | 163 | 4.51
9303779 | Tubing clamp Stop-it up to 15 mm, yellow | 163 | 7.52
9303780 | Tubing clamp Stop-it up to 20 mm, yellow | 163 | 9.45
9303781 | Tubing clamp Stop-it up to 10 mm, blue | 163 | 4.06
9303782 | Tubing clamp Stop-it up to 15 mm, blue | 163 | 7.52
9303783 | Tubing clamp Stop-it up to 20 mm, blue | 163 | 9.45
9303784 | Tubing clamp Stop-it up to 10 mm, green | 163 | 4.51
9303785 | Tubing clamp Stop-it up to 15 mm, green | 163 | 7.52
9303786 | Tubing clamp Stop-it up to 20 mm, green | 163 | 9.45
9303787 | Tubing clamp Stop-it up to 10 mm, Metal | 163 | 5.15
9303788 | Tubing clamp Stop-it up to 15 mm, Metal | 163 | 8.04
9303789 | Tubing clamp Stop-it up to 20 mm, Metal | 163 | 8.78
9303790 | Tubing clamp Stop-it up to 30 mm, Metal | 163 | 15.06
9303800 | "Industry" sampler,aluminium telescopic rods length 65-120 cm | 555 | 37.56
9303801 | "Industry" sampler,aluminium telescopic rods length 95-280 cm | 555 | 74.68
9303802 | "Industry" sampler,aluminium telescopic rods length 125-250 mm | 555 | 49.26
9303804 | "Industry" sampler,aluminium telescopic rods lenght 115-300 cm | 555 | 74.68
9303806 | "Industry" sampler,aluminium telescopic rods length 165-450 cm | 555 | 103.31
9303807 | "Industry" sampler,aluminium telescopic rods length 174-600 cm | 555 | 131.17
9303810 | Angled beaker 600 ml PP, for TeleScoop | 555 | 69.06
9303812 | Angled beaker 1000 ml PP, for TeleScoop | 555 | 69.9
9303814 | Angled beaker 2000 ml PP, for TeleScoop | 555 | 76.7
9303820 | Pendulum beaker 600 ml PP, for TeleScoop | 555 | 64.14
9303822 | Pendulum beaker 1000 ml PP, for TeleScoop | 555 | 66.88
9303824 | Pendulum beaker 2000 ml for TeleScoop | 555 | 73.33
9303828 | Surface brailer | 556 | 91.52
9303829 | Depth brailer | 556 | 99.94
9303830 | Bottle holder 750 ml PP/Alu, for TeleScoop | 556 | 79.85
9303840 | "Chemistry" sampler,with PP holding rod cap. 250 ml,shaft length : 1000 mm | 553 | 92.98
9303842 | "Chemistry" sampler,with PP holding rod cap. 600 ml,shaft length : 1000 mm | 553 | 95.94
9303844 | "Chemistry" sampler,with PP holding rod cap. 1000 ml,shaft length : 1000 mm | 553 | 97.97
9303846 | Dip sampler 1000 ml stainless steel V2A for TeleScoop | 556 | 209.08
9303850 | Quick-sampler,total length 500 mm,cap. 75 ml | 543 | 273.4
9303851 | Vampire sampler, complete | 557 | 1498.14
9303858 | Silo drill lenght 1500 mm | 543 | 883.36
9303859 | Extension rods lenght 1000 mm V2A for 9.303 858 | 543 | 192.44
9303860 | Multi-sampler V4A/PTFE 550 mm, 3 chambers of 14 ml dia. 25 mm | 544 | 552.4
9303862 | Multi-sampler V4A/PTFE 850 mm, 3 chambers of 17 ml dia. 25 mm | 544 | 619.81
9303864 | Multi-sampler V4A/PTFE 1500 mm, 5 chambers of 17 ml dia. 25 mm | 544 | 905.11
9303865 | All coat sampler V4A 1500 mm length | 544 | 1027.41
9303866 | Multi sampler V4A 1500 mm length | 544 | 1095.14
9303868 | Silo drill, length 1500 mm V2A | 543 | 4154.14
9303870 | Zone collectors,anodized aluminium,length 550 mm chambers 3 | 544 | 332.94
9303872 | Zone collectors,anodized aluminium,length 850 mm chambers 3 | 544 | 370.44
9303874 | Zone collectors,anodized aluminium,length 1500 mm chambers 5 | 544 | 478.13
9303875 | Cross-section sampler, aluminium 550mm, chambers 3x70ml | 544 | 292.69
9303876 | Cross-section sampler length 850mm, aluminium | 544 | 325.8
9303877 | Cross-section sampler, aluminium 1500mm, chambers 5x260ml | 544 | 414.23
9303878 | Jumbo sampler, aluminium 850mm, chambers 3x880ml | 544 | 615.26
9303879 | Jumbo sampler, aluminium 1500mm, chambers 5x1700ml | 544 | 871.28
9303880 | Cleaning brush for zone sampler 600 mm lenght, dia. 25 mm | 544 | 75.36
9303882 | Cleaning brush for zone sampler 800 mm lenght, dia. 25 mm | 544 | 75.36
9303883 | Jumbo sampler, aluminium 2500mm, chambers 7x2900ml | 544 | 1168.69
9303884 | Cleaning brush for zone sampler 1000 mm lenght, dia. 25 mm | 544 | 75.36
9303885 | Cleaning brush for zone sampler 1000 mm lenght, dia. 50 mm | 544 | 82.75
9303886 | Uno-sampler V4A/PTFE 550 mm, 1 chamber of 17 ml dia. 25 mm | 544 | 563.25
9303887 | Uno-sampler V4A/PTFE 850 mm, 1 chamber of 17 ml dia. 25 mm | 544 | 630.88
9303888 | Uno-sampler V4A/PTFE 1500 mm, 1 chamber of 17 ml dia. 25 mm | 544 | 923.33
9303910 | Control seals close-it, printed, red pack of 500 | 548 | 83.03
9303911 | Control seals close-it, printed, green pack of 500 | 548 | 83.03
9303912 | Control seals close-it, printed, yellow pack of 500 | 548 | 92.85
9303913 | Cotrol seals close-it, printed, blue pack of 500 | 548 | 83.03
9303914 | Control seals clos-it, printed, black pack of 500 | 548 | 83.03
9303915 | Control seals close-it, plain, white pack of 500 | 548 | 83.03
9303919 | Label dispenser for close-it 95x95mm | 548 | 132.03
9303941 | Manual cable reel, PP, black electrically conductive, without cable | 558 | 218.94
9303943 | Cable, V2A steel, 10m | 558 | 51.37
9303950 | Liqui-Samplers,for liquids,PTFE/FEP,length 1000 mm diam. 32 mm | 557 | 425.73
9303951 | Liqui-Samplers,for liquids,PTFE/FEP,length 2000 mm daim. 32 mm | 557 | 572.51
9303955 | Liqui-Samplers,for liquids,PP,transparent length 1000 mm,diam. 32 mm | 557 | 301.85
9303956 | Liqui-Samplers,for liquids,PP,transparent length 2000 mm,diam. 32 mm | 557 | 408.53
9303960 | Sample collector for viscous substances PTFE/FEP transparent,length 1000 mm,diam 32 mm | 558 | 543.91
9303961 | Sample collector for viscous substances PTFE/FEP transparent,length 2000 mm,diam 32 mm | 558 | 744.14
9303965 | Sample collector for viscous substances PP transparent,length 1000 mm,diam 32 mm | 558 | 413.93
9303966 | Sample collector for viscous substances PP transparent,length 2000 mm,diam 32 mm | 558 | 594.54
9303970 | Mini-Sampler PE,complete with 7 bottles in case | 556 | 273.63
9303980 | Control seals, red, Maxi 150x150mm pack of 250, printed | 548 | 121.34
9303981 | Control seals, green, Maxi 150x150mm pack of 250, printed | 548 | 117.85
9303982 | Control seals, yellow, Maxi 150x150mm pack of 250, printed | 548 | 117.85
9303983 | Control seals, blue, Maxi 150x150mm pack of 250, printed | 548 | 109.91
9303984 | Control seals, black, Maxi 150x150mm pack of 250, printed | 548 | 117.85
9303985 | Control seals, white roll 250 pieces | 548 | 121.34
9303986 | Control seals close-it food white, 95x95 mm, plain, roll 500 pieces | 548 | 83.03
9303989 | Roller "Close-it" 120x120 mm | 548 | 185.18
9303990 | close-it controll closure seal Food, red, printed, 150x150 mm roll of 250 pieces | 548 | 121.34
9303991 | close-it closure seal Food, white, plain, 150x150 mm roll of 250 pieces | 548 | 109.91
9303992 | close-it control seals tape, white, 95 mm roll of 50 meter | 548 | 92.85
9303993 | close-it control seals tape, white, 150 mm roll of 50 meter | 548 | 117.85
9303994 | Control seals close-it food white, 95 mm, non printed roll 50 meter | 548 | 83.03
9303995 | close-it tape Food, white, 150 mm roll of 50 meter | 548 | 117.85
9303996 | Control seals close-it food yellow, 95x95 mm, printed roll 500 pieces | 548 | 92.85
9303997 | Control seals close-it food blue, 95x95 mm, printed roll 500 pieces | 548 | 83.03
9303998 | Control seals close-it food green, 95x95 mm, printed roll 500 pieces | 548 | 83.03
9303999 | Control seals close-it food black, 95x95 mm, printed roll 500 pieces | 548 | 83.03
9304000 | Control seals close-it Kontroll-Verschlußsiegel Food, yellow, printed, 150x150 mm roll of 250 pcs. | 548 | 109.91
9304001 | Control seals close-it Food, blue, printed, 150x150 mm roll of 250 pcs. | 548 | 109.91
9304002 | Control seals close-it Food, green, printed, 150x150 mm roll of 250 pcs. | 548 | 109.91
9304003 | Control seals close-it Food, black, printed, 150x150 mm roll of 250 pcs. | 548 | 117.85
9304038 | Oxygen bottle,cap. 100-150 ml Winkler type,with glass stopper | 1258 | 34.6
9304048 | Oxygen bottle,cap. 250-300 ml Winkler type,with glass stopper | 1258 | 39.47
9304050 | Spring clamps, for oxygen bottles, according to Winkler, 100 - 150 ml | 1258 | 1.81
9304170 | Karlsruher BOD bottle KF 250 without plug 9304171 or 9304172 with NS 19 conical ground joint, 250 ml | 1259 | 49.93
9304262 | Sedimentation cones,DURAN®,Imhoff without stopcock,graduated up to 100 ml | 1261 | 157.33
9304272 | Sedimentation cones,DURAN®,Imhoff with stopcock,graduated up to 100 ml | 1261 | 209.65
9304273 | Sedimentation cones,DURAN®,Imhoff without stopcock,graduated up to 1000 ml | 1261 | 157.01
9304280 | Sedimentation cone,SAN,glass-clear graduated up to 1000 ml | 1261 | 41.37
9304281 | Sedimentation cone rack, Acrylic for two plastic Imhoff cones | 1262 | 85.17
9305319 | Woulff bottles,DURAN®,cap. 500 ml neck 3xNS19/26 | 1077 | 159.79
9305324 | Woulff bottles,DURAN®,cap. 1000 ml neck 3xNS24/29 | 1077 | 171.43
9305329 | Woulff bottles,DURAN®,cap. 2000 ml neck 3xNS29/32 | 1077 | 251.97
9305336 | Woulff bottles,DURAN®,cap. 5000 ml neck 3xNS34/35 | 1077 | 350.11
9305340 | Woulff bottle 500ml, Erlenmeyer pattern with analogue pressure gange | 1077 | 408.89
9305341 | Woulff bottles 1000ml, Erlenmeyer pattern with analogue pressure gange | 1077 | 454.91
9305342 | Woulff bottle 2000ml, Erlenmeyer pattern with analogue pressure gange | 1077 | 541.63
9305343 | Woulff bottles with pressure gange 5000ml, bottle shape | 1077 | 815.25
9305344 | Woulff bottles with pressure gauge 10000 ml, bottle-shape | 1077 | 1031.05
9305345 | Woulff bottles with pressure gange 15.000ml, bottle-shape | 1077 | 1104.5
9305346 | Woulff bottles with pressure gange 20.000ml, bottle-shape | 1077 | 1557.31
9305349 | Cold trap DURAN 250ml GL 45/2xGL 14 | 1076 | 236.09
9305350 | Condensation traps, two-piece, NS 29 DURAN 100ml, tubing connections | 1076 | 184.55
9305351 | Condensation traps, two-piece, NS 45 DURAN 250ml, tubing connections | 1076 | 209.72
9305352 | Condensation traps, two-piece, NS 29 DURAN 100ml, cone/socket | 1076 | 219.8
9305353 | Condensation traps 250ml, DURAN cone/socket NS 29 | 1076 | 244.97
9306107 | Slot-head screwdriver set Wera 160I/7 chrome-vanadium-molybdenum steel EN60900, set of 7 pieces | 131 | 73.2
9306111 | Side cutter,180 mm | 131 | 34.12
9306115 | Water pump pliers Belzer 2619LS Format 240 CV-rot, 240 mm, chrome-vanadium steel | 131 | 27.04
9306117 | Combination pliers,special tool steel,180 mm | 131 | 31.41
9306125 | Laboratory Tool box Proxxon 1/2" with 43 high-quality branded tools for universal use | 131 | 269.03
9306127 | Hammer Promat with rounded shaft | 130 | 17.77
9309409 | Flame photometer PFP7 420 x 360 x 300 mm incl. Na, K, Li, Ca & Ba filters | 1148 | 5519.7
9309410 | Air compressor 8515 230V, 50/60Hz | 1148 | 1010.88
9309411 | Butane regulator | 1148 | 486.58
9309412 | Propane regulator | 1148 | 486.58
9309419 | Water seperator (small) | 1148 | 263.44
9309420 | Water seperator (large) | 1148 | 307.7
9309421 | Dust cover | 1148 | 136.98
9309425 | Calibration standard 500 ml 1000ppm potassic | 1148 | 139.72
9309426 | Calibration standard 500 ml 1000ppm lithium | 1148 | 139.72
9309427 | Calibration standard 500 ml 3000ppm barium | 1148 | 139.72
9309428 | Calibration standard 5000 ml 1000ppm sodium | 1148 | 139.72
9309429 | Calibration standard 500 ml 1000ppm calcium | 1148 | 139.72
9310010 | Beaker tongs UNIFIX,with rubber jaws clamping range 50-100 mm,length 160 mm | 144 | 305.31
9310016 | Beaker tongs,18/10 steel,ceramic-lined jaws clamping range 60-150 mm,length 300 mm | 144 | 28.83
9310025 | Flask tong, 18/10 steel, points polyamid coated clamping range 15-60 mm, length 230 mm | 144 | 24.79
9310116 | Crucible tongs,18/10 steel,length 160 mm | 143 | 10.53
9310120 | Crucible tongs,18/10 steel,length 200 mm | 143 | 13.44
9310122 | Crucible tongs,18/10 steel,length 220 mm | 143 | 14.03
9310125 | Crucible tongs,18/10 steel,length 250 mm | 143 | 15.4
9310130 | Crucible tongs,18/10 steel,length 300 mm | 143 | 16.73
9310140 | Crucible tongs,18/10 steel,length 400 mm | 143 | 28.6
9310150 | Crucible tongs,18/10 steel,length 500 mm | 143 | 41.06
9310160 | Crucible tongs,18/10 steel,length 600 mm | 143 | 49.05
9310285 | Tongs, length 200 mm stainless steel with PTFE coating | 144 | 39.15
9310290 | Tongs, length 240 mm stainless steel with PTFE coating | 144 | 39.15
9314490 | Micro pestles 0.5ml, PP pack of 100, with micro tubes | 1387 | 247.73
9314491 | Micro pestles PP for 1.5ml pack of 100 with tubes | 1387 | 220.36
9314492 | Micro pestles 0.5ml, PP pack of 100 | 1387 | 203.41
9314493 | Micro pestles 1.5ml, PP pack of 100 | 1387 | 181.24
9314496 | Accessory drive motor for micro pesle | 1388 | 234.04
9314497 | Spare adapters | 1388 | 26.49
9314498 | Micro pestles 0.5ml, PP with micro tubes, pack of 100 | 1387 | 329.88
9314499 | Micro pestles 1.5ml, PP with micro tubes, pack of 100 | 1387 | 294.68
9314500 | LLG-micro-pestle stainless steel, for 0,5 ml vials | 1387 | 29.52
9314501 | LLG-micro-pestle stainless steel, for 1,5 ml vials | 1387 | 31.79
9314502 | LLG-micro-pestle stainless steel, for 2,0 ml vials | 1387 | 34.06
9315010 | Centrifuge tubes,round bottom,DURAN®,cap. 6 ml 12x100 mm | 688 | 7.55
9315011 | Centrifuge tubes, round bottom, DURAN®, 12 ml, 16 x 100 mm | 688 | 7.62
9315014 | Centrifuge tubes, round bottom, DURAN®, 25 ml, 24 x 100 mm | 688 | 11.22
9315017 | Centrifuge tubes,round bottom,DURAN®,cap. 50 ml 34x100 mm | 688 | 20.49
9315024 | Centrifuge tubes,round bottom,DURAN®,cap. 80 ml 40x115 mm | 688 | 26.29
9315026 | Centrifuge tubes, round bottom, DURAN®, 80 ml, 44 x 100 mm | 688 | 26.29
9315036 | Centrifuge tubes,round bottom,DURAN®,cap. 250 ml 56x147 mm | 688 | 38.29
9315080 | Centrifuge tubes 10ml Pyrex®, O.D.: 17mm, NS 14/15, conical, pack of 10 | #N/A | 295.06
9315081 | Centrifuge tubes 30ml Pyrex®, O.D.: 28.5mm, NS 24/20, cylindrical, pack of 10 | #N/A | 249.31
9315201 | Centrifuge tube 98x17 mm, AR-glass® 10-15 ml, round bottom, rimless, non graduated, cylindrical | 688 | 0.33
9315203 | Centrifuge tube 107x17 mm, AR-glass® 10-15 ml, round bottom, rimless, non graduated, cylindrical | 688 | 0.39
9315207 | Centrifuge tube 98x33-35 mm, AR-glass® 50-55 ml, round bottom, rimless, non graduated, cylindrical | 688 | 5.25
9315210 | Centrifuge tube 115x40 mm, AR-glass® 70-100 ml, round bottom, rimless, non graduated, cylindrical | 688 | 7.26
9315217 | Centrifuge tube 98x17 mm, AR-glass® 10-15 ml, round bottom, rimless, graduated | 688 | 3.5
9315220 | Centrifuge tube 107x17 mm, AR-glass® 10-15 ml, round bottom, rimless, graduated | 688 | 3.4
9315225 | Centrifuge tube 100x24-25 mm, AR-glass® 25 ml, round bottom, rimless, graduated | 688 | 4.05
9315263 | Centrifuge tubes 15ml, conical Pyrex®, O.D.: 17mm, pack of 40 | #N/A | 416.92
9315265 | Centrifuge vessel 100ml Pyrex®, Neck-I.D.: 17mm, pear-shaped, pack of 2 | #N/A | 230.24
9315329 | Centrifuge tubes, 50 ml, 35 x 99 mm, PC, straight rim, round bottom, graduated, division 1 ml, clear | 696 | 41.79
9315339 | Centrifuge tubes, 100 ml, 41 x 115 mm, PC, stright rim, round bottom, graduated, division 2 ml, clear | 696 | 61.22
9315343 | Sample tube 12 ml, PFA 110 mm high, 16 mm diam., without ring mark, with stopper | 1221 | 40.99
9315344 | Sample tube 12 ml, PFA 110 mm high, 16 mm diam., without ring mark, without stopper | 1221 | 53.62
9315345 | Sample tube 15 ml, PFA height 110 mm, 22 mm diam., with ring mark, with screw cap GL 25 | 1221 | 79.56
9315346 | Sample tube 15 ml, PFA height 110 mm, 22 mm diam., with ring mark, with screw cap GL 25 | 1221 | 65.56
9315412 | Centrifuge tube 15 ml, AR glass conical, 17x113 mm, conical base pack of 100 | 689 | 89.51
9315413 | Centrifuge tube 15 ml, Borosilicate 3.3 wall thickness ca.1,0 mm resilient up to RZB 3500 pack of 100 | 689 | 166.93
9315421 | Centrifuge tube 15 ml, AR glass wall thickness ca. 1,0 mm resilient up to RZB 3500 pack of 100 | 689 | 86.48
9315423 | Centrifuge tube 15 ml, AR glass conical, 17x98 mm, pointed base, pack of 100 | 689 | 73.48
9315509 | Centrifuge tubes, conical, 12 ml, 16 x 100 mm | 688 | 8.19
9315514 | Centrifuge tubes,conical,cap. 25 ml,24x100 mm | 688 | 17.32
9315517 | Centrifuge tubes,conical,cap. 50 ml,34x100 mm | 688 | 27.6
9315654 | Centrifuge tubes 12ml PC round | 697 | 5.33
9315655 | Centrifuge tubes PC 15ml, round | 697 | 5.58
9315656 | Centrifuge tubes 16 ml round, PC | 697 | 5.64
9315658 | Centrifuge tubes 38ml round bottom, PC | 697 | 6.05
9315659 | Centrifuge tubes 50ml PC round | 697 | 6.28
9315660 | Centrifuge tubes 50 ml round, PC, with border | 697 | 7.03
9315661 | Centrifuge tubes 100 ml round, PC, with border | 697 | 14.19
9315691 | Centrifuge tubes,PC with screw cap cap. 10 ml,16x80 mm | 697 | 11.09
9315692 | Centrifuge tubes,PC with screw cap cap. 28 ml,25,4x101,8 mm | 697 | 12.05
9315693 | Centrifuge tubes,PC with screw cap cap. 30 ml,25.5x95 mm | 697 | 12.05
9315694 | Centrifuge tubes,PC with screw cap cap. 50 ml,28.5x107 mm | 697 | 14.55
9315695 | Centrifuge tubes,PC with screw cap cap. 85 ml,38x106 mm | 697 | 16.5
9315701 | Centrifuge tubes, FEP with screw cap cap. 10 ml,16x80 mm | 696 | 39.73
9315702 | Centrifuge tubes, PTFE with screw cap cap. 30 ml,25.5x92 mm | 696 | 60.98
9315703 | Centrifuge tubes, PTFE with screw cap cap. 50 ml,28.5x107 mm | 696 | 67.89
9315708 | Centrifuge tubes,polysulfone with screw cap cap. 30 ml,25.5x95 mm | 696 | 14.62
9315709 | Centrifuge tubes,polysulfone with screw cap cap. 50 ml,28.5x107 mm | 696 | 17.97
9315711 | Centrifuge tubes,PP-copolymer with screw cap cap. 10 ml,16x80 mm | 697 | 8.91
9315712 | Oak-Ridge-centr.tubes 28 ml, PPCO | 697 | 10.25
9315713 | Centrifuge tubes,PP-copolymer with screw cap cap. 30 ml,25.5x94 mm | 697 | 10.25
9315714 | Centrifuge tubes,PP-copolymer with screw cap cap. 50 ml,28.5x104 mm | 697 | 12.77
9315716 | Centrifuge bottles Nalgene 250 ml PPCO, with screw cap PP | 698 | 15.17
9315717 | Centrifuge bottles Nalgene 500 ml (up to 13700 xg) PPCO, with screw cap PP | 698 | 17.32
9315718 | Centrifuge bottles Nalgene 1 L PPCO, with screw cap PP | 698 | 35.32
9315719 | Centrifuge bottles Nalgene 1L for IEC rotors PPCO, with screw cap PP | 698 | 36.61
9315720 | Centrifuge bottle Nalgene 500 ml (up to 4800 x g) PPCO, with screw cap PP | 698 | 18.18
9315721 | Centrifuge bottles,PP with screw cap,cap. 250 ml | 698 | 22.37
9315723 | Centrifuge bottles,PP with screw cap,cap. 500 ml | 698 | 33.63
9315724 | Centrifuge bottles,PP with screw cap,cap. 1000 ml | 698 | 43.31
9315725 | Centrif.bottle 1 Ltr. PC IEC | 698 | 44.55
9315732 | Sealing cap assemblies,PP,diam. 20 mm | 698 | 34.17
9315733 | Sealing cap assemblies,PP,diam. 24 mm | 698 | 43.62
9315734 | Sealing cap assemblies,PP,diam. 38 mm | 698 | 55.6
9315738 | Sealing cap assemblies,PP,diam. 20 mm pack of 2 | 698 | 38.23
9315739 | Sealing cap assemblies,PP,diam. 24 mm pack of 2 | 698 | 37.69
9315740 | Sealing cap assemblies,PP,diam. 58 mm pack of 2 | 698 | 44.7
9315741 | Sealing cap assemblies,PP,diam. 63 mm,pack of 2 | 698 | 60.9
9315763 | Centrifuge bottles,PP-copolymer,with screw cap, cap. 250 ml, | 698 | 33.04
9315764 | Centrifuge bottles,PP-copolymer,with screw cap, cap. 500 ml | 698 | 36.47
9315810 | ASTM centrifuge tube, cap. 100 ml | 689 | 42.69
9315815 | ASTM centrifuge tube, cap. 100 ml, 7200 | 690 | 45.05
9315820 | ASTM centrifuge tube 100 ml Boro 3.3,resilient till RZB 700, diam. 44 mm,cylindric,cone-shaped bottom ASTM D96 | 689 | 44.72
9315830 | Centrifuge tubes 12x100 mm 7 ml, PP, cylindrical pack of 100 | 695 | 61.32
9315831 | Centrifuge tubes 35x99,5 mm 70 ml, PP, cylindrical pack of 20 | 695 | 44.12
9315832 | Centrifuge tubes 16x108 mm 10 ml, PP, cylindrical pack of 500 | 695 | 121.28
9315833 | Centrifuge tubes 18x120 mm 15 ml, PP, cylindrical pack of 500 | 695 | 121.28
9315834 | Centrifuge tubes 18x118 mm 15 ml, PP, graduated 0.2 ml, conical, pack of 100 | 695 | 73.22
9316062 | LLG-Centrifuge tubes 15 ml PP, graduated, sterile, conical, single packed, pack of 50 | 691 | 24.25
9316063 | LLG-Centrifuge tubes 15 ml PP, graduated, non sterile, conical pack of 500 | 691 | 100.61
9316064 | LLG-Centrifuge tubes 50 ml PP, graduated, sterile, conical, single packed, pack of 50 | 691 | 33.29
9316065 | LLG-Centrifuge tubes 50 ml PP, graduated, non sterile, conical pack of 500 | 691 | 126.71
9316067 | LLG-Centrifuge tubes 50 ml PP, graduated, sterile, with rim, single packed, pack of 50 | 691 | 30.43
9318021 | Cylinders,DURAN,cap. 300 ml, 50x150 mm | 103 | 37.77
9318034 | Cylinders,DURAN,cap. 250 ml, 40x200 mm | 103 | 30.93
9318036 | Cylinders,DURAN,cap. 570 ml, 60x200 mm | 103 | 37.83
9318046 | Cylinders,DURAN,cap. 700 ml, 60x250 mm | 103 | 44.03
9318052 | Cylinders,DURAN,cap. 380 ml, 40x300 mm | 103 | 37.16
9318053 | Cylinders,DURAN,cap. 600 ml, 50x300 mm | 103 | 43.03
9318068 | Cylinders,DURAN,cap. 500 ml, 40x400 mm | 103 | 46.5
9318074 | Cylinders,DURAN,cap. 2000 ml, 80x400 mm | 103 | 98.43
9318077 | Cylinders,DURAN,cap. 1500 ml, 65x450 mm | 103 | 50.59
9318080 | Cylinders,DURAN,cap. 1000 ml, 50x500 mm | 103 | 60.85
9318107 | Cylinders,DURAN,plane ground rim,cap.130 ml, 40 x 100 mm | 103 | 43.69
9318134 | Cylinders,DURAN,plane ground rim,cap.250 ml, 40 x 200 mm | 103 | 44.26
9318136 | Cylinders,DURAN,plane ground rim,cap.570 ml, 60 x 200 mm | 103 | 46.1
9318146 | Cylinders,DURAN,plane ground rim,cap.700 ml, 60 x 250 mm | 103 | 47.79
9318168 | Cylinders,DURAN,plane ground rim,cap.500 ml, 40 x 400 mm | 103 | 51.59
9318201 | Cylinders,DURAN,with knob lid,80 x 80 mm | 103 | 85.08
9318203 | Cylinders,DURAN,with knob lid,100 x 100 mm | 103 | 107.21
9318205 | Cylinders,DURAN,with knob lid,120 x 120 mm | 103 | 114.58
9318210 | Cylinders,DURAN,with knob lid,150 x 150 mm | 103 | 157.12
9318221 | Cylinders,DURAN,with knob lid,210 x 210 mm | 103 | 275.78
9318232 | Cylinders,DURAN,with knob lid,260 x 260 mm | 103 | 423.56
9380421 | Centrifuge tubes 50ml, PP conical, 30x115mm, sterile, blue grad., in bag, pack of 20 | 693 | 6.2
9380422 | Centrifuge tubes 50ml, PP conical, with rim, 30x115mm, sterile, blue grad., pack of 25 | 693 | 29.51
9380423 | Centrifuge tubes 15ml, PP conical, 17.0x120mm, sterile, blue grad., pack of 50 | 693 | 28.04
9380440 | LLG-Serological pipettes type 1 1ml, PS, paper/plastic peel, individually packed, yellow code, sterile, pack of 500 | 938 | 78.34
9380441 | LLG-Serological pipettes type 1 2ml, PS, paper/plastic peel, individually packed, green code, sterile, pack of 500 | 938 | 94.05
9380442 | LLG-Serological pipettes type 1 10ml, wide mouth, PS, paper/plastic peel, indiv. packed, yellow code, sterile, pack of 200 | 938 | 62.69
9380443 | LLG-Serological pipettes type 1 50ml, PS, paper/plastic peel, individually packed, violet code, sterile, pack of 100 | 938 | 78.34
9390013 | Protective hoods Tyvek® 500 type TY PH30 S WH L0, white, PE-Spunbond nonwoven, pack of 100 | 251 | 223.24
9390049 | Lab coat Tyvek® 500, size S model TY PL30 S WH 09, 2 pockets, white, PE-Spunbond nonwoven, with zipper, pack of 50 | 247 | 414.88
9390050 | Lab coat Tyvek® 500, size M model TY PL30 S WH 09, 2 pockets, white, PE-Spunbond nonwoven, with zipper, pack of 50 | 247 | 477.79
9390051 | Lab coat Tyvek® 500, size L model TY PL30 S WH 09, 2 pockets, white, PE-Spunbond nonwoven, with zipper, pack of 50 | 247 | 477.79
9390052 | Lab coat Tyvek® 500, size XL model TY PL30 S WH 09, 2 pockets, white, PE-Spunbond nonwoven, with zipper, pack of 50 | 247 | 477.79
9390054 | Disposable overall Tyvek® 500 Xpert, size XXXL type TYV CHF5S WH 00, white, PE-Spunbond nonwoven, Cat. III | 250 | 19.78
9390055 | Disposable overall Tyvek® 500 Xpert, size S type TYV CHF5S WH 00, white, PE-Spunbond nonwoven, Cat. III | 250 | 19.78
9390056 | Disposable overall Tyvek® 500 Xpert, size M type TYV CHF5S WH 00, white, PE-Spunbond nonwoven, Cat. III | 250 | 19.78
9390057 | Disposable overall Tyvek® 500 Xpert, size L type TYV CHF5S WH 00, white, PE-Spunbond nonwoven, Cat. III | 250 | 19.78
9390058 | Disposable overall Tyvek® 500 Xpert, size XL type TYV CHF5S WH 00, white, PE-Spunbond nonwoven, Cat. III | 250 | 19.78
9390059 | Disposable overall Tyvek® 500 Xpert, size XXL type TYV CHF5S WH 00, white, PE-Spunbond nonwoven, Cat. III | 250 | 19.78
9390071 | Hood Tyvek® IsoClean®, white clear processed and sterile pack of 100, model IC 668 B | 1508 | 483.26
9390076 | Over boot Tyvek® IsoClean®, size M white, anti-slip sole, non sterile, model IC 458 B WH 0B, pack of 100 | 1509 | 401.19
9390090 | Laboratory mat, red, 250x250mm, silicone | 191 | 31.46
9390091 | Laboratory mat, black, 250x250mm, silicone | 191 | 31.46
9390092 | Laboratory mat, rot, 350x350mm, silicone | 191 | 44.77
9390093 | Laboratory mat, black, 350x350mm, silicone | 191 | 44.77
9390185 | Cleanroom tissues MicroPure MP 100 fleece, 305 x 305mm, class 100, pack of 150 | 1528 | 45.94
9390186 | Cleanroom tissues MicroPure MP 100 fleece, 224 x 224mm, class 100, pack of 300 | 1528 | 45.48
9390187 | Cleanroom tissues MicroPure AP fleece, 305 x 305mm, class 1000, pack of 150 | 1528 | 47.17
9390188 | Cleanroom tissues MicroPure AP fleece, 224 x 224mm, class 1000, pack of 300 | 1528 | 44.81
9390189 | Cleanroom tissues MicroPure MP SV fleece, 305 x 305mm, class 1000-10000, pack of 250 | 1528 | 48.84
9390190 | Cleanroom tissues MicroPure MP SV fleece, 224 x 224mm, class 1000-10000, pack of 500 | 1528 | 60.07
9390330 | Cell culture flasks EasYFlask PS, 7 ml, 25 cm², Nunclon, vent/close caps, sterile, pack of 200 | 1333 | 288.17
9390331 | Cell culture flasks EasYFlask PS, 7ml, 25 cm², Nunclon, filter caps, sterile, pack of 200 | 1333 | 291.42
9390332 | Cell culture flasks EasYFlask PS, 25 ml, 75 cm², Nunclon, vent/close caps, sterile, pack of 100 | 1333 | 254.68
9390333 | Cell culture flasks EasYFlask PS, 25 ml, 75 cm², Nunclon, filter caps, sterile, pack of 100 | 1333 | 266.41
9390346 | Filter-cap bottle,Nunclon,PS,cap. 30 ml, pack of 50 | 1333 | 159.37
9390348 | Filter-cap bottle,Nunclon,PS,cap. 68 ml pack of 32 | 1333 | 167.82
9390350 | TripleFlasks Nunclon,PS,cap. 200 ml,pack of 32 | 1334 | 503.75
9390351 | TripleFlasks Nunclon D,PS, cap. 200 ml, pack of 32 | 1334 | 473.06
9390356 | Cell scraper Nunclon,sterile,length 320 mm pack of 250 | 1342 | 1303.9
9390401 | Multiplates, 6 well, PS, Nunclon, treated, flat bottom, with cover, sterile, pack of 75 | 1337 | 265.04
9390402 | Multiplates, 6 well, PS, Nunclon, treated, flat bottom, with cover, sterile, pack of 85 | 1337 | 265.42
9390403 | Multiplates Nunclon,sterile,12 wells,pack of 75 | 1337 | 253.69
9390410 | Multiplates 24 Well, Nunclon, PS, treated, flat, with cover, sterile, pack of 75 | 1337 | 255.49
9390411 | Multiplates Nunclon,sterile,48 wells,pack of 75 | 1337 | 291.6
9390510 | MicroWell plates,96 wells,round, pack of 180 | 1318 | 275.17
9390511 | MicroWell plates,96 wells,round,sterile pack of 50 | 1318 | 129.31
9390512 | MicroWell plates,96 wells,conical,pack of 140 | 1318 | 322.83
9390513 | MicroWell plates,96 wells,conical,sterile pack of 50 | 1318 | 143.81
9390514 | F96-MicroWell plates, transparent, PS, without lid, not treated, non-sterile, pack of 60 | 1339 | 128.66
9390515 | F96-MicroWell plates, transparent, PS, without lid, not treated, sterile, pack of 50 | 1339 | 146.7
9390550 | F96-MicroWell plates, transparent, PS, without lid, MaxiSorp, non-sterile, with certificate, pack of 60 | 1318 | 237.75
9390551 | F96-MicroWell plates, transparent, PS, without lid, MaxiSorp, non-sterile, pack of 60 | 1318 | 175.36
9390552 | Immuno plates,PS,96 wells,MaxiSorp U96, pack of 60 | 1318 | 160.3
9390555 | F96-MicroWell plates, transparent, PS, without lid, PolySorp, non-sterile, pack of 60 | 1318 | 174.28
9390556 | Immuno plates,PS,96 wells,PolySorp U96, pack of 60 | 1318 | 166.75
9400004 | Test tubes,soda-glass,40 x 8 mm,pack of 200 | 25 | 23.81
9400007 | Test tubes,soda-glass,70 x 10 mm,pack of 100 | 25 | 11.97
9400009 | LLG-Test tubes 75 x 12 mm soda-glass | 25 | 10.38
9400011 | Test tubes,soda-glass,85 x 15 mm,pack of 100 | 25 | 16.09
9400015 | Test tubes, soda-glass, 100 x 10 mm, pack of 100 | 25 | 11.97
9400017 | Test tubes, soda-glass, 100 x 12 mm, pack of 100 | 25 | 13.52
9400020 | Test tubes, soda-glass, 100 x 14 mm, pack of 100 | 25 | 14.68
9400022 | LLG-Test tubes, soda-glass, 100 x 16 mm pack of 100 | 25 | 17.2
9400030 | LLG-Test tubes, soda-glass, 130 x 14 mm, pack of 100 | 25 | 18.33
9400040 | LLG-Test tubes, soda-glass, 160 x 16 mm, pack of 100 | 25 | 20.31
9400050 | LLG-Test tubes 180 x 18 mm soda-glass | 25 | 30.25
9400211 | Test tubes with snap-on lid,30 x 19 mm pack of 200 | 28 | 47.07
9400215 | Test tubes with PE-snap-on lid,40 x 19 mm pack of 200 | 28 | 47.07
9400220 | Test tubes with snap-on lid,50 x 21 mm pack of 200 | 28 | 50.2
9400225 | Test tubes with snap-on lid,45 x 23 mm pack of 200 | 28 | 50.2
9400230 | Test tubes with snap-on lid,50 x 30 mm pack of 250 | 28 | 88.54
9400235 | Test tubes with snap-on lid,54 x 24 mm pack of 200 | 28 | 57.98
9400240 | Test tubes with snap-on lid,55 x 27 mm pack of 200 | 28 | 63.06
9400250 | Test tubes with snap-on lid,70 x 25 mm pack of 200 | 28 | 66.08
9400260 | Test tubes with snap-on lid,75 x 27 mm pack of 200 | 28 | 71.69
9400270 | Test tubes with snap-on lid,80 x 30 mm pack of 200 | 28 | 83.57
9400280 | Test tubes with snap-on lid,100 x 30 mm pack of 200 | 28 | 94.26
9400290 | Test tubes with snap-on lid,145 x 34 mm pack of 100 | 28 | 116.5
9400310 | Standard NMR tubes 5mm, "Economy" quality OD 4.95±0.05mm, ID 4.19±0.05, length 178mm one end closed, pack of 2x50 | 1452 | 158.01
9400311 | Standard NMR tubes 5mm, "Economy" quality OD 4.95±0.05mm, ID 4.19±0.05, length 203mm one end closed, pack of 2x50 | 1452 | 226.65
9400615 | PP-tubes 55x12mm 4 ml, nature, pack of 3600 | 695 | 292.33
9400632 | PP-tubes 75x12mm 5 ml, nature, pack of 2000 | 695 | 186.94
9400664 | PP-tubes 100x16mm 12 mm, pack of 1600 | 695 | 175.94
9400665 | PP-tubes 100x17mm 14 ml, pack of 1500 | 695 | 222.69
9400780 | Test tubes (Coagulometer), PS, PLASTIBRAND, glass clear, pack of 1000 | 696 | 44.9
9400787 | Handle stopper, PE-LD, PLASTIBRAND pack of 1000 | 696 | 44.68
9400788 | Handle stopper, PE-LD, PLASTIBRAND pack of 1000 | 696 | 43.54
9400792 | Sample tubes 16x100mm pack of 2000, PS universal | 696 | 131.44
9400927 | Cryobox,PC,133x133x52 mm | 761 | 24.07
9400929 | Labtop cooler,12 places | 794 | 220.06
9400930 | Labtop cooler,12 places | 794 | 221.03
9400932 | Labtop cooler,with gel,32 places | 794 | 389.1
9400933 | Labtop cooler,with gel,32 places | 794 | 394.52
9400935 | Aluminium holder for 6 vials, pack of 12 | 768 | 33.47
9400944 | Cryovial rack,PC,197x102x28 | 765 | 54.33
9400945 | Freezing box Mr.Frosty PC box,with screw cap,117x86 mm | 795 | 168.44
9400946 | Cryobox,PC,76x76x51 mm | 761 | 15.19
9400947 | Cryobox,PC,133x133x51 mm | 761 | 24.02
9400948 | Cryobox,PC,133x133x95 mm | 761 | 30.15
9400949 | Cryobox,PC,133x133x51 mm | 761 | 23.48
9400950 | Cyro-jars 15ml, 33x47mm pack of 75 | 755 | 156.56
9400956 | Aluminium holder,for 5 vials, | 768 | 2.63
9400957 | Protective sleeve,PVC,length 273 mm pack of 100 | 769 | 149
9400958 | Cryovial rack,PC,197x102x22 mm | 765 | 52.26
9400967 | Colored PS inserts,white,pack of 100 | 755 | 19.39
9400968 | Colored PS inserts,yellow,pack of 100 | 755 | 19.39
9400969 | Colored PS inserts,blue,pack of 100 | 755 | 19.39
9400970 | Colored PS inserts,green,pack of 100 | 755 | 19.39
9400971 | Colored PS inserts,red,pack of 100 | 755 | 19.39
9400978 | Cryoware marker set,set of 1 each red,green,blue pack of 4 | 762 | 35.61
9400979 | Cryoware marker,black,pack of 4 | 762 | 35.61
9400982 | Floating rack for cryovials,rectangular 103x103x65 mm, | 765 | 12.62
9400983 | Floating rack for cryovials,round diam. 66 mm,pack of 4 | 765 | 39.13
9400984 | Floating rack for cryovials,round diam. 96 mm,pack of 4 | 765 | 42.37
9400990 | Freezing box Mr.Frosty for cryo tubes 3,6 ml, PC | 795 | 156.48
9400991 | Freezing box Mr.Frosty for cryo tubes 4,5-5,0 ml, PC | 795 | 156.48
9401050 | LLG-Grid divider 12x12 H=30mm, from cardboard for Cryobox 136 x 136 mm | 757 | 1.94
9401055 | LLG-Grid divider 5x5 H=30mm, from cardboard, for Cryobox 136 x 136 mm | 757 | 1.91
9401084 | LLG-Transfer pipettes, 3 ml, macro graduated, 150 mm, sterile, single wrapped, pack of 1000 | 936 | 99.61
9401085 | LLG-Transfer pipettes, 1 ml, macro graduated, 150 mm, sterile, single wrapped, pack of 1000 | 936 | 99.61
9401090 | BEL-ART-Mini Cooler Cryo-Safe 0°C, for 0.5 or 1.5 ml tubes | 794 | 256.98
9401091 | BEL-ART-Mini Cooler Cryo-Safe 0°C, for 0.5, 1.5 or 2.0 ml tubes | 794 | 198.19
9401092 | BEL-ART-Junior Cooler Cryo-Safe 0°C, for 15 ml tubes | 794 | 251.99
9401093 | BEL-ART-Maxi Cooler Cryo-Safe 0°C, for 0.5 or 1.5 ml tubes | 794 | 418.33
9401094 | BEL-ART-Maxi Cooler Cryo-Safe 0°C, for 0.5, 1.5 or 2.0 ml tubes | 794 | 363.37
9401160 | LLG-Cryotubes 1.2 ml, PP, natural external thread with stand foot, writ. area, sterile, 2 bags of 50 | 754 | 27.38
9401161 | LLG-Cryotubes 1.2 ml, PP, natural internal thread, with stand foot, writ. area, sterile, 2 bags of 50 | 754 | 27.38
9401162 | LLG-Cryotubes 2.0 ml, PP, natural external thread, with stand foot, writ. area, sterile, 2 bags of 50 | 754 | 27.38
9401163 | LLG-Cryotubes 2.0 ml, PP, natural internal thread, with stand foot, writ. area, sterile, 2 bags of 50 | 754 | 27.38
9401164 | LLG-Cryotubes 2.0 ml, PP, natural external thread, w/o stand foot, writ. area, sterile, 2 bags of 50 | 754 | 27.38
9401165 | LLG-Cryotubes 2.0 ml, PP, natural internal thread, w/o stand foot, writ. area, sterile, 2 bags of 50 | 754 | 27.38
9401166 | LLG-Cryotubes 5.0 ml, PP, natural external thread, with stand foot, writ. area, sterile, 2 bags of 50 | 754 | 27.38
9401167 | LLG-Cryotubes 5.0 ml, PP, natural internal thread, w/o stand foot, writ. area, sterile, 2 bags of 50 | 754 | 27.38
9401168 | LLG-Cryotubes 5.0 ml, PP, natural internal thread, with stand foot, writ. area, sterile, 2 bags of 50 | 754 | 27.38
9401170 | LLG-Insert cap disks for cryotubes blue, star-shaped, pack of 1000 | 754 | 13.75
9401171 | LLG-Insert cap disks for cryotubes white, star-shaped, pack of 1000 | 754 | 13.75
9401172 | LLG-Insert cap disks for cryotubes yellow, star-shaped, pack of 1000 | 754 | 13.75
9401173 | LLG-Insert cap disks for cryotubes purple, star-shaped, pack of 1000 | 754 | 13.75
9401174 | LLG-Insert cap disks for cryotubes red, star-shaped, pack of 1000 | 754 | 13.75
9401175 | LLG-Insert cap disks for cryotubes green, star-shaped, pack of 1000 | 754 | 13.75
9401223 | Cryotubes 4.0 ml, PP, natural internal thread, w/o stand foot, writ.area, sterile, pack of 1000 | 755 | 477.94
9401224 | Cryotubes 4.0 ml, PP, natural internal thread, with stand foot, writ.area, sterile, pack of 1000 | 755 | 544.52
9401272 | Cryo-Color-Code orange,PS pack of 2000 | 756 | 107
9401274 | Cryo-Color-Code white,PS pack of 2000 | 756 | 107
9401275 | Cryo-Color-Code blue,PS pack of 2000 | 756 | 107
9401276 | Cryo-Color-Code green,PS pack of 2000 | 756 | 107
9401278 | Cryo-Color-Code yellow,PS pack of 2000 | 756 | 107
9401430 | Centrifuge tubes 15 ml, PP, clear with big writing area, HDPE cap, sterile, pack of 10x50 | 693 | 277.33
9401432 | Centrifuge tubes, 50 ml, PP, clear, with large labelling field, HDPE cap, sterile, pack of 20 x 25 | 693 | 275.17
9401433 | Centrifuge tubes 50 ml, PP, clear with big writing area, HDPE cap, sterile, racked, pack of 12x25 | 693 | 213.6
9401805 | Jars 1,0 ml, PE-LD, with lid 9x32 mm, pack of 100 | 45 | 21.53
9401810 | Sample container 30 ml, PFA with screw cap | 1230 | 52.13
9401812 | Sample container 60 ml, PFA with screw cap | 1230 | 63.49
9401814 | Sample container 90 ml, PFA with screw cap | 1230 | 69.86
9401816 | Sample container 180 ml, PFA with screw cap | 1230 | 87.74
9401820 | Jar 2,5 ml, PE-LD, with lid 14x32 mm | 45 | 0.23
9401822 | Jar 5,0 ml, PE-LD, with lid 15x50 mm | 45 | 0.41
9401825 | Jar 8,0 ml, PE-LD, with lid 56x17 mm | 45 | 0.36
9401830 | Jar 7,0 ml, PE-LD, with lid 32x22 mm | 45 | 0.54
9401835 | Jar 20,0 ml, PE-LD, with lid 73x25 mm | 45 | 0.39
9401838 | Jar 25,0 ml, PE-LD, with lid 32x52 mm | 45 | 0.62
9401840 | Jar 35,0 ml, PE-LD, with lid 31x74,5 mm | 45 | 0.62
9401850 | Jar 5,0 ml, PE-HD, with screw cap 21x35,7 mm | 45 | 3.06
9401851 | Jar 10,0 ml, PE-HD, with screw cap 21x58,4 mm | 45 | 3.63
9401852 | Jar 30 ml, PE-HD, with screw cap 37x53 mm | 45 | 4.22
9401853 | Jar 60 ml, PE-HD, with screw cap 35x94,2 mm | 45 | 5.18
9401854 | Jar 90 ml, PE-HD, with screw cap 55x63,4 mm | 45 | 6.36
9401855 | Jar 180 ml, PE-HD, with screw cap 55x109,6 mm | 45 | 7.57
9401860 | Multipurpose beakers 30 ml with red screw lid, non-graduated, non-sterile, pack of 1000 | 47 | 169.13
9401861 | Multipurpose beakers 200 ml, PS with red screw lid, non-graduated, sterilized, pack of 150 | 47 | 119.68
9402310 | LLG-Round sample containers 30ml PP, white, with screw-lid, pack of 10 | 44 | 13.2
9402313 | LLG-Round sample containers 75ml PP, white, with screw-lid, pack of 10 | 44 | 16.09
9402318 | LLG-Round sample containers 310ml PP, white, with screw-lid, pack of 10 | 44 | 20.55
9402321 | LLG-Round sample contianers 600ml PP, white, with screw-lid, pack of 10 | 44 | 34.06
9402324 | LLG-Round sample containers 1250ml PP, white, with screw-lid, pack of 5 | 44 | 24.56
9402350 | LLG-Containers 40ml PS, white, with LDPE tear-off lid, pack of 10 | 44 | 17.71
9402353 | LLG-Containers 100ml PP, white, with PP tear-off lid, pack of 10 | 44 | 19.13
9402356 | LLG-Containers 250ml PS, white, with LDPE tear-off lid, pack of 10 | 44 | 20.68
9402359 | LLG-Containers 1000ml PP, white, with PP tear-off lid, pack of 5 | 44 | 26.59
9402416 | Jars,PP,with push-on lid,cap. 50 ml,56 x 25 mm pack of 10 | 45 | 29.09
9402421 | Jars,PP,with push-on lid,cap. 115ml,75 x 30 mm pack of 10 | 45 | 32.39
9402771 | Sample vials 5 ml, PP conical, with snap-on lid pack of 25 | 47 | 36.17
9402777 | Sample vials 18 ml, PP conical, with snap-on lid pack of 25 | 47 | 45.35
9402781 | Sample vials 50 ml, PP conical, with snap-on lid pack of 10 | 47 | 28.32
9402783 | Sample vials 160 ml, PP conical, with snap-on lid pack of 10 | 47 | 33.21
9404006 | LLG-Dry swab with Rayon tip and plastic stick, length x 150 mm, sterile, individually wrapped, pack of 1000 | 1397 | 70.7
9404010 | BEL-ART-waste bags 480x580 mm Biohazard, orange-red, pack of 200 | 259 | 304.06
9404011 | Bel-Art-waste bags 970x1220 mm orange-red, pack of 100 | 259 | 549.84
9404020 | LLG-Disposable bags 200x300mm highly transparent, PP, 50 µm, pack of 100 | 258 | 13.31
9404050 | LLG-Autoclavable bags 310x660mm PP, transparent, BIOHAZARD, pack of 50 | 258 | 21.4
9404051 | LLG-Autoclavable bags 415x600mm PP, transparent, BIOHAZARD, pack of 50 | 258 | 25.19
9404052 | LLG-Autoclavable bags 610x810mm PP, transparent, BIOHAZARD, pack of 50 | 258 | 40.08
9404065 | Trash sacks,PE-HD,with adhesive strip,203x254 mm pack of 50 | 260 | 40.38
9404066 | Trash sacks,PE-HD,with adhesive strip,305x406 mm pack of 50 | 260 | 66.51
9404070 | Biohazard disposal bags 220x280 mm PE-HD, pack of 100 | 259 | 40.54
9404099 | LLG-Disposable bags 200x300mm standard, PP, 50 µm, pack of 100 | 258 | 9.83
9404100 | LLG-Disposable bags 300x500mm 6 l, high tranparency, PP, 50 µm, pack of 500 | 258 | 163.31
9404101 | LLG-Disposable bags 400x780mm 22 l, high tranparency, PP, 50 µm, pack of 500 | 258 | 187.95
9404102 | LLG-Disposable bags 600x800mm 32 l, high tranparency, PP, 50 µm, pack of 500 | 258 | 248.67
9404103 | LLG-Disposable bags 600x800mm 32 l, standard, PP, 50 µm, pack of 100 | 258 | 43.75
9404104 | LLG-Disposable bags 700x1100mm 72 l, high tranparency, PP, 50 µm, pack of 350 | 258 | 214.83
9404105 | LLG-Disposable bags 700x1100mm 110 l, standard, PP, 50 µm, pack of 75 | 258 | 54.2
9404114 | SteriBag sample bags 60 ml, 76x127 mm without write-on panel, sterile, pack of 500 | 559 | 206.83
9404115 | SteriBag sample bags 150 ml, 76x178 mm without write-on panel, sterile, pack of 500 | 559 | 213.54
9404116 | SteriBag sample bags 450 ml, 114x229 mm without write-on panel, sterile, pack of 500 | 559 | 240.22
9404117 | SteriBag sample bags 650 ml, 140x229 mm without write-on panel, sterile, pack of 500 | 559 | 244.13
9404118 | SteriBag sample bags 800 ml, 114x305 mm without write-on panel, sterile, pack of 500 | 559 | 268.92
9404119 | SteriBag sample bags 60 ml, 76x127 mm with write-on panel, sterile, pack of 500 | 559 | 224.57
9404120 | SteriBag sample bags 150 ml, 76x178 mm with write-on panel, sterile, pack of 500 | 559 | 231.42
9404121 | SteriBag sample bags 450 ml, 114x229 mm with write-on panel, sterile, pack of 500 | 559 | 251.18
9404122 | SteriBag sample bags 650 ml, 140x229 mm with write-on panel, sterile, pack of 500 | 559 | 295.46
9404123 | SteriBag sample bags 900 ml, 114x305 mm with write-on panel, sterile, pack of 500 | 559 | 285.17
9404126 | SteriBag Premium sample bags 300 ml, 145x200 mm with write-on panel, sterile, pack of 100 | 559 | 245.44
9404128 | LLG-Flat bags,PE, 100 x 150 mm,pack of 100 | 193 | 2.19
9404130 | LLG-Flat bags,PE, 150 x 200 mm pack of 100 | 193 | 4.17
9404140 | LLG-Flat bags,PE, 200 x 320 mm,pack of 100 | 193 | 7.65
9404150 | LLG-Flat bags,PE, 250 x 400 mm,pack of 100 | 193 | 11.9
9404151 | LLG-Flat bags,PE, 250 x 400 mm x 0.10 mm, pack of 100 | 193 | 21.7
9404152 | LLG-Flat bags,PE, 300 x 500 mm,pack of 100 | 193 | 15.89
9404153 | LLG-Flat bags,PE, 300 x 500 x 0,10 mm pack of 100 | 193 | 35.06
9404160 | LLG-Bags with seal,PE, 80 x 120 mm,pack of 100 | 193 | 2.01
9404161 | LLG-Bags with seal,PE, 100 x 150 mm,pack of 100 | 193 | 2.91
9404162 | LLG-Bags with seal,PE, 120 x 170 mm,pack of 100 | 193 | 3.66
9404163 | LLG-Bags with seal,PE, 150 x 220 mm,pack of 100 | 193 | 5.69
9404164 | LLG-Bags with seal,PE, 180 x 250 mm,pack of 100 | 193 | 7.44
9404165 | LLG-Bags with seal,PE, 200 x 300 mm,pack of 100 | 193 | 9.5
9404166 | LLG-Bags with seal,PE, 250 x 350 mm,pack of 100 | 193 | 13.88
9404167 | LLG-Bags with seal,PE, 300 x 400 mm,pack of 100 | 193 | 19
9404171 | LLG-Pressure-seal bag, PE, 100x150mm with write-on patch, pack of 100 | 193 | 3.53
9404172 | LLG-Pressure-seal bag, PE, 120x170mm with write-on patch, pack of 100 | 193 | 4.45
9404173 | LLG-Pressure-seal bag, PE, 70x100 mm with write-on patch, pack of 100 | 193 | 1.98
9404176 | LLG-Pressure-seal bag, PE, 40x60 mm with write-on patch, pack of 100 | 193 | 0.93
9404177 | LLG-Pressure-seal bag, PE, 160x220mm with write-on patch, pack of 100 | 193 | 7.33
9404178 | LLG-Pressure-seal bag, PE, 200x300mm with write-on patch, pack of 100 | 193 | 11.69
9404179 | LLG-Pressure-seal bag, PE, 80x12 mm with write-on patch, pack of 100 | 193 | 2.47
9404182 | Lightning sealers,plastic,length 120 mm, pack of 1000 | 260 | 28.29
9404184 | Lightning sealers,plastic,length 180 mm, pack of 1000 | 260 | 45.91
9404186 | Lightning sealers,plastic,length 240 mm, pack of 1000 | 260 | 70.53
9404220 | LLG-Disposable bags 300x500mm standard, PP, 50 µm, pack of 500 | 258 | 87.26
9404221 | LLG-Disposable bags 400x780mm standard, PP, 50 µm, pack of 250 | 258 | 78.13
9404222 | LLG-Disposable bags 500x780mm standard, PP, 50 µm, pack of 250 | 258 | 96.61
9404223 | LLG-Disposable bags 600x780mm standard, PP, 50 µm, pack of 250 | 258 | 105.56
9404224 | LLG-Disposable bags 700x1100mm standard, PP, 50 µm, pack of 250 | 258 | 173.22
9404231 | Whirl-Pak® sample bags 75x185 mm w.writing field, stand up, PE, sterile, capacity 120 ml, filling volume 80 ml, pack of 500 | 560 | 125.71
9404232 | Whirl-Pak® sample bags 115x230 mm w.writing field, stand up, PE, sterile, capacity 540 ml, filling volume 360 ml,pack of 500 | 560 | 189.64
9404233 | Whirl-Pak® homogenizer bags 150x230 mm w/o writing field, PE, sterile, capacity 720 ml, filling volume 480ml, pack of 500 | 560 | 208.42
9404234 | Whirl-Pak® sample bags 75x185 mm w/o writing field, PE, sterile, capacity 120 ml, filling volume 80 ml,pack of 500 | 560 | 95.9
9404235 | Whirl-Pak® sample bags 115x230 mm w/o writing field, PE, sterile, capacity 540 ml, filling volume 360 ml,pack of 500 | 560 | 122.27
9404236 | Whirl-Pak® sample bags 125x380 mm w/o writing field, PE, sterile, cap. 1080 ml, filling volume 720 ml,pack of 500 | 560 | 195.32
9404303 | Quick-lock binders 98x2.5 mm, white Nylon, flat pack of 1000 | 260 | 20.72
9404305 | Quick-lock binders 135x2.5 mm, white Nylon, flat pack of 1000 | 260 | 41.27
9404307 | Quick-lock binders 200x2.6 mm, white Nylon, flat pack of 1000 | 260 | 55.6
9404309 | Quick-lock binders 140x3.5 mm, white Nylon, flat pack of 1000 | 260 | 46.88
9404310 | Quick-lock binders 290x3.5 mm, white Nylon, flat pack of 500 | 260 | 46.43
9404311 | Quick-lock binders 160x4.5 mm, white Nylon, flat pack of 1000 | 260 | 66.83
9404314 | Quick-lock binders 200x3.5 mm, white Nylon, flat pack of 1000 | 260 | 71.78
9404316 | Quick-lock binders 250x4.8 mm, white Nylon, flat pack of 100 | 260 | 15.19
9404326 | Quick-lock binders 300x7.8 mm, white Nylon, flat pack of 100 | 260 | 33.6
9405116 | Cryo gloves 8-8,5 S 300mm length | 242 | 232.95
9405117 | Cryo gloves 9-9,5 M 300mm length | 242 | 232.95
9405118 | Cryo gloves 10-10,5 L 300mm length | 242 | 232.95
9405119 | Cryo gloves 11-11,5 XL 300mm length | 242 | 242.63
9405120 | Cryo gloves 8-8,5 S 400mm length | 242 | 239.4
9405121 | Cryo gloves 11-11,5 XL 400mm length | 242 | 252.31
9405122 | Cryo gloves 11-11,5 XL 500mm length | 242 | 317.4
9405123 | Cryo gloves 9-9,5 M 700mm length | 242 | 364.74
9405124 | Cryo gloves 10-10,5 L 700mm length | 242 | 364.74
9405125 | Cryo gloves 11-11,5 XL 700mm length | 242 | 376.58
9405126 | CRYO GLOVES® size S (8-8 ½) 300 mm, water tight, pair | 242 | 305.03
9405127 | CRYO GLOVES® size M (9-9 ½) 300 mm, watertight, pair | 242 | 305.03
9405128 | CRYO GLOVES® size L (10-10 ½) 300 mm, watertight, pair | 242 | 305.03
9405129 | CRYO GLOVES® size XL (11-11 ½) 300 mm, watertight, pair | 242 | 310.41
9405130 | CRYO GLOVES® size S (8-8 ½) 400 mm, watertight, pair | 242 | 308.79
9405131 | CRYO GLOVES® size M (9-9 ½) 400 mm, watertight, pair | 242 | 308.79
9405132 | Cryo gloves, size L (10-10,5) 400 mm, waterproof | 242 | 308.79
9405133 | CRYO GLOVES® size XL (11-11 ½) 400 mm, watertight, pair | 242 | 317.94
9405134 | CRYO GLOVES® size M (9-9 ½) 500 mm, watertight, pair | 242 | 374.42
9405135 | CRYO GLOVES® size L (10-10 ½) 500 mm, watertight, pair | 242 | 374.42
9405136 | CRYO GLOVES® size XL (11-11 ½) 500 mm, watertight, pair | 242 | 385.18
9405137 | CRYO GLOVES® size M (9-9 ½) 700 mm, watertight, pair | 242 | 459.96
9405138 | CRYO GLOVES® size L (10-10 ½) 700 mm, watertight, pair | 242 | 459.96
9405139 | CRYO GLOVES® size XL (11-11 ½) 700 mm, watertight, pair | 242 | 471.81
9405140 | Cyro protection set consisting of gloves 400mm S, face shield, apron and two safety labels | 244 | 655.88
9405141 | Cyro protection set consisting of gloves 400mm M, face shield, apron and two safety labels | 244 | 655.88
9405142 | Cyro protection set consisting of gloves 400mm L, face shield, apron and two safety labels | 244 | 655.88
9405143 | Cyro protection set consisting of gloves 400mm XL, face shield, apron and two safety labels | 244 | 655.88
9405144 | Cyro protection set consisting of gloves 500mm M, face shield, apron and two safety labels | 244 | 744.37
9405145 | Cyro protection set consisting of gloves 500 L, face shield, apron and two safety labels | 244 | 744.37
9405146 | Cyro protection set consisting of gloves 500 XL, face shield, apron and two safety labels | 244 | 744.37
9405147 | Cryo protection set consisting of gloves 700mm M, face shield, apron and two safety labels | 244 | 801.62
9405148 | Cyro protection set consisting of gloves 700mm L, face shield, apron and two safety labels | 244 | 801.62
9405149 | Cyro protection set consisting of gloves 700mm XL, face shields, apron and two safety labels | 244 | 801.62
9405165 | Surgical face masks BASIC, white "BASIC", tear-resistant bands pack fo 50 | 206 | 5.69
9405205 | Manufix® Examination gloves, size S (6-7) Sensitive, Latex, unpowdered, non sterile, pack of 100 | 219 | 11.07
9405206 | Manufix® Examination gloves, size (7-8) Sensitive, Latex, unpowdered, non sterile, pack of 100 | 219 | 11.07
9405207 | Manufix® Examination gloves, size L (8-9) Sensitive, Latex, unpowdered, non sterile, pack of 100 | 219 | 11.07
9405235 | Latex examination gloves,size XS, not sterila pack of 100 | 219 | 16.48
9405236 | Latex gloves, powderfree, Size 6-7 S, Pk qty.=100 | 219 | 16.48
9405237 | Latex gloves, powderfree, Size 7-8 M, Pk qty.=100 | 219 | 16.48
9405238 | Latex gloves, powderfree Size 8-9 L, Pk qty.=100 | 219 | 16.48
9405239 | Latex gloves, powderfree, Size 9-10 XL, Pk qty.=100 | 219 | 16.48
9405288 | Vasco® medical examination gloves, size 8-9 large Powdered, small, Latex, clear, powdered, non sterile, pack of 100 | 218 | 7.98
9405289 | Vasco® medical examination gloves, size 6-7 smal Sensitive, Latex, clear, powder free, non sterile, pack of 100 | 218 | 11.12
9405290 | Vasco® medical examination gloves, size 7-8 medium Sensitive, Latex, clear, powder free, non sterile, pack of 100 | 218 | 11.12
9405291 | Vasco® medical examination gloves, size 8-9 large Sensitive, Latex, clear, powder free, non sterile, pack of 100 | 218 | 11.12
9405750 | LLG-Storage box, PP, blue for 1.5ml (1.8ml, 2ml) vials or 2ml shell vials, with cover (130 x 130 x 45mm), | 1451 | 28.5
9405751 | LLG-Storage box, PP, orange for 1.5ml (1.8ml, 2ml) vials or 2ml shell vials, with cover (130 x 130 x 45mm), | 1451 | 28.5
9405753 | LLG-Storage box, PP, yellow for 1.5ml (1.8ml, 2ml) vials or 2ml shell vials, with cover (130 x 130 x 45mm), | 1451 | 28.5
9405754 | LLG-Storage box, PP, green for 1.5ml (1.8ml, 2ml) vials or 2ml shell vials, with cover (130 x 130 x 45mm), | 1451 | 28.5
9405756 | LLG-Storage box, PP, red for 4ml vials or 4ml shell vials, with cover (130 x 130 x 52mm), | 1451 | 29.95
9405760 | LLG-Storage box, PP, neon-green for 1,5ml vials or 2ml shell vials, with cover (67 x 67mm), 16 cavitites | 1451 | 22.73
9405761 | LLG-Storage box, PP, neon-pink for 1,5ml vials or 2ml shell vials, with cover (67 x 67mm), 16 cavities | 1451 | 22.73
9405765 | LLG-Storage box, PP, transparent for 1,5ml vials or 2ml shell vials, with cover (67 x 67mm), 16 cavitites | 1451 | 19.13
9405840 | Cryo boxes, PP, with grid 133x133x50/75mm, grid 9x9, natural, combi lid, numeral coded, pack of 5 | 760 | 36.36
9405841 | Cryo boxes, PP, with grid 133x133x50/75mm, grid 9x9, assorted, combi lid, numeral coded, pack of 5 | 760 | 38.63
9405842 | Cryo boxes, PP, with grid 133x133x50/75mm, grid 9x9, blue, combi lid, numeral coded, pack of 5 | 760 | 38.63
9405843 | Cryo boxes, PP, with grid 133x133x50/75mm, grid 9x9, yellow, combi lid, numeral coded, pack of 5 | 760 | 38.63
9405844 | Cryo boxes, PP, with grid 133x133x50/75mm, grid 9x9, green, combi lid, numeral coded, pack of 5 | 760 | 38.63
9405845 | Cryo boxes, PP, with grid 133x133x50/75mm, grid 9x9, red, combi lid, numeral coded, pack of 5 | 760 | 38.63
9405846 | Cryo boxes, PP, with grid 133x133x50/75mm, grid 9x9, black, combi lid, uncoded, pack of 5 | 760 | 38.63
9405847 | Cryo boxes, PP, with grid 133x133x52/75mm, grid 10x10, natural, slip lid, numeral coded, pack of 5 | 760 | 40.86
9405848 | Cryo boxes, PP, with grid 133x133x52/75mm, grid 10x10, yellow, slip lid, numeral coded, pack of 5 | 760 | 40.86
9405849 | Cryo boxes, PP, with grid 133x133x52/75mm, grid 10x10, red, slip lid, numeral coded, pack of 5 | 760 | 40.86
9405850 | Cryo boxes, PP, with grid 133x133x52/75mm, grid 10x10, green, slip lid, numeral coded, pack of 5 | 760 | 40.86
9405851 | Cryo boxes, PP, with grid 133x133x52/75mm, grid 10x10, blue, slip lid, numeral coded, pack of 5 | 760 | 40.86
9405852 | Cryo boxes, PP, with grid 133x133x52/75mm, grid 10x10, black, slip lid, uncoded, pack of 5 | 760 | 40.86
9405855 | Cryo boxes, PP, with grid 133x133x52/75mm, grid 10x10, assorted, slip lid, numeral coded, pack of 5 | 760 | 40.86
9405870 | LLG-Grid divider 4x4 H=65mm, from cardboard for Cryobox 136 x 136 mm | 757 | 3.19
9405871 | LLG-Grid divider 9x9 H=30mm, from cardboard, for Cryobox 136 x 136 mm | 757 | 1.55
9405872 | LLG-Grid divider 9x9 H=40mm, from cardboard for Cryobox 136 x 136 mm | 757 | 2.29
9405873 | LLG-Grid divider 9x9 H=65mm, from cardboard for Cryobox 136 x 136 mm | 757 | 2.27
9405875 | LLG-Grid divider 10x10 H=30mm, from cardboard for Cryobox 136 x 136 mm | 757 | 1.65
9405876 | LLG-Grid divider 10x10 H=40mm, from cardboard for Cryobox 136 x 136 mm | 757 | 1.81
9405877 | LLG-Grid divider 10x10 H=65mm, from cardboard for Cryobox 136 x 136 mm | 757 | 3.09
9405883 | LLG-Grid divider 16x16 H=30mm, from cardboard for Cryobox 136 x 136 mm | 757 | 1.95
9405890 | Cryo box PP 9x9 natural 133 x 133 x 52 mm | 760 | 7.16
9405891 | Cryo box PP 9x9 natural 133 x 133 x 75 mm | 760 | 8.29
9405892 | Cryo box PP 9x9 yellow 133 x 133 x 52 mm | 760 | 7.16
9405893 | Cryo box PP 9x9 yellow 133 x 133 x 75 mm | 760 | 8.47
9405894 | Cryo box PP 9x9 red 133 x 133 x 52 mm | 760 | 7.16
9405895 | Cryo box PP 9x9 red 133 x 133 x 75 mm | 760 | 8.47
9405896 | Cryo box PP 9x9 green 133 x 133 x 52 mm | 760 | 7.16
9405897 | Cryo box PP 9x9 green 133 x 133 x 75 mm | 760 | 8.47
9405898 | Cryo box PP 9x9 blue 133 x 133 x 52 mm | 760 | 7.16
9405899 | Cryo box PP 9x9 blue 133 x 133 x 75 mm | 760 | 8.47
9405900 | Cryo box PP 9x9 black 133 x 133 x 52 mm | 760 | 8.47
9405901 | Cryo box PP 9x9 black 133 x 133 x 75 mm | 760 | 8.47
9405910 | Cryobox Arctic Squares, 133x133x53 mm PC, 10x10 cases, arctic blue, for cryo tubes up to 2,0 ml | 759 | 20.83
9405911 | Cryobox Arctic Squares, 76x76x53 mm PC, 5x5 cases, ruby red, for cryo tubes up to 2,0 ml | 759 | 13.46
9405913 | Cryobox Arctic Squares, 133x133x53 mm PC, 9x9 cases, assorted colours, for cryo tubes up to 2,0 ml, pack of 4 | 759 | 80.09
9406011 | LLG-Macro-cuvettes 4 ml, PS path length 10 mm, styrofoam magazine, pack of 100 | 1157 | 8.34
9406012 | LLG-Halfmicro-cuvettes 1.6 ml, PS path length 10 mm, tyrofoam magazine, pack of 100 | 1157 | 9.01
9406110 | Cuvettes, macro, 340-900nm PS, 2.5-4.5ml, pack of 100 | 1158 | 15.08
9406111 | Cuvettes, macro, 300-900nm PMMA, 2.5-4.5ml, pack of 100 | 1158 | 21.63
9406114 | Cuvettes, Semi-micro, 340-900nm PS, 1.5-3.0ml, pack of 100 | 1158 | 15.76
9406115 | Cuvettes, Semi-micro, 300-900nm PMMA, 1.5-3.0ml, pack of 100 | 1158 | 22.73
9406118 | Standard plastic cells 1.5-3.0 ml for uns in the UVrange pack of 100 | 1159 | 60.85
9406119 | UV macro cuvettes 2,5ml pack of 100 | 1159 | 55.26
9406120 | UV micro cuvettes, centre 8,5mm pack of 100 | 1159 | 40.38
9406121 | UV micro cuvettes, centre 8,5mm pack of 500 | 1159 | 182.89
9406122 | UV micro cuvettes, centre 15mm pack of 100 | 1159 | 40.38
9406123 | UV mirco cuvettes, centre 15 mm pack of 500 | 1159 | 182.89
9406124 | Caps for micro cuvettes, PE pack of 100, blue | 1159 | 25.2
9406125 | Caps for micro cuvettes, PE pack of 100, yellow | 1159 | 25.2
9406126 | Caps for micro cuvettes, PE pack of 100, green | 1159 | 25.2
9406127 | Caps for micro cuvettes, PE pack of 100, orange | 1159 | 25.2
9406431 | Standard cuvette 4,5 ml, PS pack of 100, | 1157 | 12.23
9406432 | Semi micro cuvette 1,5 ml, PS pack of 100, low form | 1157 | 12.62
9406433 | Semi-micro cuvette 2,5 ml pack of 100, high form | 1157 | 12.56
9406434 | Standard cuvette 4,5 ml, PS 4 clear faces, pack of 100 | 1157 | 10.89
9406435 | Standard cuvette 4,5 ml, PMMA pack of 100 | 1157 | 17.64
9406436 | Semi micro cuvette 2,5 ml PMMA, high form, pack of 100 | 1157 | 17.18
9406437 | Semi micro-cuvette 1,5 ml PMMA, low form, pack of 100 | 1157 | 19.9
9406438 | Standard cuvette 4,5 ml, PMMA 4 clear faces, pack of 100 | 1157 | 15.44
9406439 | Disposable stirrer, 90x3 mm, PS for cuvettes, pack of 100 | 1157 | 6.23
9406440 | Lid 10x10 mm, PE-LD, for cuvettes, pack of 1000 | 1157 | 30.54
9406441 | Cuvette holder for 12 cuvettes PE | 1157 | 3.89
9407077 | Bottles Nunclon,PS,cap. 30 ml,straight neck pack of 50 | 1333 | 154.19
9407152 | Bottles Nunclon,PS,cap. 68 ml,straight neck pack of 32 | 1333 | 164.31
9407230 | Cell culture tubes, 100 x 14 mm, PS, PE screw cap, round bottom, sterile, pack of 600 | 1332 | 483.89
9407393 | Cell and tissue culture plates, 35 mm Ø, PS, with vents, Nunclon treated, with lid, non-sterile, pack of 500 | 1332 | 264.16
9407395 | Cell and tissue culture plates, 60 mm Ø, PS, with vents, Nunclon treated, with lid, sterile, pack of 400 | 1332 | 232.38
9407398 | Cell and tissue culture plates, 100 mm Ø, PS, with vents, Nunclon treated, with lid, sterile, pack of 150 | 1332 | 157.06
9407399 | Cell and tissue culture plates, 150 mm Ø, PS, with vents, Nunclon treated, with lid, sterile, pack of 80 | 1332 | 217.31
9407401 | Cell and tissue culture plates, 100 x 20 mm, PS, with vents, Nunclon treated, with lid, sterile, pack of 240 | 1332 | 234.53
9407471 | MicroWell plates,PS,96 wells,round,pack of 50 | 1318 | 173.2
9407473 | F96-MicroWell plates, transparent, PS, with lid, straight bar, without barcode, cell culture, sterile, pack of 50 | 1339 | 175.36
9407475 | F96-MicroWell plates, transparent, PS, without lid, straight bar, without barcode, cell culture, sterile, pack of 50 | 1339 | 139.85
9407480 | Cover for MicroWell plates,PS,128x86 mm pack of 100 | 1320 | 103.68
9407481 | Cover for MicroWell plates,PS,128x86 mm pack of 50 | 1320 | 113.65
9407482 | Sealing Tape for microtiter plates PE, clear, sterile, pack of 800 | 1320 | 432.97
9407605 | Rack with 96 single tubes 1,2ml pack of 10, PP, non sterile | 1412 | 118.31
9407606 | Pack with 12x8-tube-strips 1,2ml pack of 10, PP, non sterile | 1412 | 117.73
9407607 | Test tubes, single, 1,2ml pack of 960, PP, non sterile | 1412 | 73.27
9407608 | 8-tube-strips 1,2ml, loose pack of 120, PP, non-sterile | 1412 | 73.27
9407609 | Lids, single, PE pack of 960, non-sterile | 1412 | 70.27
9407610 | 8-cap-strips, PE pack of 120, non-sterile | 1412 | 38.29
9407611 | Rack with grid (empty) pack of 10, PP, non sterile | 1412 | 70.27
9407614 | Deep well plates, 1.1 ml 96-well, PP, non-sterile, stackable, pack of 24 | 1417 | 113.63
9407615 | Deep well plates, 2.2 ml 96-well, PP, non-sterile, stackable, pack of 24 | 1417 | 151.38
9407616 | Cover mat for 1.1 ml plates 96-well, PE, non-sterile, pack of 24 | 1417 | 96.16
9407617 | Cover mat for 2.2 ml plates 96-well, EVA, non-sterile, pack of 24 | 1417 | 94.18
9407618 | Deep well plates, 0.5 ml 96-well, PP, non-sterile, stackable, pack of 48 | 1417 | 252.36
9407619 | Deep well plates, 1.1 ml 96-well, PS, non-sterile, stackable, pack of 32 | 1417 | 136.9
9407620 | Sealing Joil, gas-permeable pack of 100, non-sterile | 1297 | 138.33
9407621 | Cover mat for 0,5 ml plates 96-well, PP, non-sterile, pack of 50 | 1417 | 380.46
9407622 | Deep well plates, 0.5 ml 384-well, PP, non-sterile, stackable, pack of 48 | 1417 | 426.62
9407623 | Cover mat for 0,3 ml plates 384-well, silicone, non-sterile, pack of 50 | 1417 | 596.76
9407624 | Deep well plate, 1.2 ml 96-well, PP, non-sterile, stackable, low, profile, raised wells, pack of 32 | 1417 | 177.74
9408035 | Petri dishes 35x10mm PS, non sterile, with vents, pack of 740 | 1365 | 214.75
9408040 | Petri dishes, 60x15 mm, PS, non-sterile, with vent, pack of 600 | 1365 | 97.91
9408094 | Petri dishes 94x16 mm, PS, non-sterile, Standard, without vents, pack of 480 | 1365 | 65.24
9408095 | Petri dishes 94x16 mm PS, non-sterile, standard, with vent, pack of 480 | 1365 | 69.83
9408905 | Tip-box with 28 tips 0,5-5ml | 987 | 58.58
9408909 | Tip-box with 18 tips 1-10ml | 987 | 75.69
9408970 | Microtitre plates 330µl, PP U-bottom, non-sterile, pack of 100 | 1317 | 149.64
9408976 | Microplates pureGrade 96-well, UV-transparent, standard, F-bottom, non-sterile, without lid, pack of 50 | 1317 | 741.68
9408983 | Cover foil for microtiterplate PP, DMSO-resistent, pack of 100 | 1297 | 135.61
9409008 | LLG-Temperature block exact, 4x3 bore for 15.0 ml centrifuge tubes | 764 | 106.8
9409015 | LLG-Temperature block exact 96 x 0,2 ml PCR tubes + 6 x 1,5 ml tubes | 764 | 115.41
9409017 | LLG-Temperature block exact 24 x 1,5 ml tubes | 764 | 111.88
9409018 | LLG-Temperature block exact 24 x 2,0 ml tubes | 764 | 111.88
9409023 | LLG-Microtubes 0.5 ml non-sterile, clear, with lid, PP, DNase, RNase and pyrogen free, pack of 1000 | 690 | 24.74
9409088 | Tube racks for 2x10 tubes blue, 210x90x46mm | 35 | 12.87
9409097 | LLG-Pipette tips Economy 100-5000 µl non-sterile, clear, pack of 250 | 981 | 24.07
9409098 | LLG-Pipette tips Economy 1000-10000 µl non-sterile, clear, pack of 100 | 981 | 22.96
9409128 | Pipette tips 1 - 250 µl yellow -G-, pack of 1000 | 983 | 15.94
9409129 | Pipette tips 0.5 - 20 µl crystal -E-, pack of 1000 | 983 | 27.11
9409130 | Pipette tips 0.1 - 10 µl crystal -G-, pack of 1000 | 983 | 27.11
9409131 | Microtube racks, interlocking for 4 sizes natural, 175x95x51mm | 34 | 12.9
9409132 | Microtube racks, interlocking for 4 sizes blue, 175x95x51mm | 34 | 12.9
9409133 | Microtube racks, interlocking for 4 sizes green, 175x95x51mm | 34 | 12.9
9409134 | Microtube racks, interlocking for 4 sizes pink, 175x95x51mm | 34 | 12.9
9409135 | Microtube racks, interlocking for 4 sizes yellow, 175x95x51cm | 34 | 12.9
9409136 | Microtube racks, interlocking for 4 sizes orange, 175x95x51cm | 34 | 12.9
9409137 | Microtube racks, interlocking for 4 sizes assorted colours, 175x95x51mm pack of 5 | 34 | 54.05
9409138 | Pipette tips 1 - 200 µl yellow, pack of 1000 | 983 | 14.85
9409139 | Pipette tips 100 - 1200 µl blue, pack of 1000 | 983 | 16.58
9409140 | Finntip Pipet tips 1 - 5 ml pack of 75 | 983 | 15.01
9409191 | Pipet tips,PP,cap. 1-10 ml pack of 200 | 984 | 62
9409192 | Pipet tips,PP,cap. 1-10 ml pack of 1000 | 984 | 246.6
9409199 | Pipet tips,PP,cap. 0.5-5 ml,pack of 1000 | 984 | 137.53
9409223 | Pipet tips,PP,cap. 0.5-5 ml,pack of 200 | 984 | 33.15
9409238 | Automatic pipette washer, PE-HD for pipets up to 500 mm | 944 | 182.54
9409239 | Automatic pipette washer, PE-HD for pipets up to 600 mm | 944 | 191.42
9409245 | PCR tubes 0.2 ml, white attached transparent single cap, standard, PP, pack of 120 | 1294 | 190.71
9409246 | PCR tubes 0.15 ml, white attached transparent single cap, Low Profile, PP, pack of 120 | 1294 | 190.71
9409247 | PCR-plates 96-well w/o frame, Low Profile, clear, blue coding, pack of 50 | 1295 | 196.87
9409248 | PCR-plates 96-well w/o frame, Low Profile, white, blue coding, pack of 50 | 1295 | 248.93
9409254 | PCR-plates 96-well w/o frame, standard Profile, clear, blue coding, pack of 50 | 1295 | 196.87
9409255 | PCR-plates 96-well w/o frame, standard Profile, white, blue coding, pack of 50 | 1295 | 248.93
9409256 | PCR-plates 96-well half frame, Low Profile, clear, blue coding, pack of 50 | 1295 | 196.87
9409257 | PCR-plates 96-well half frame, Low Profile, white, blue coding, pack of 50 | 1295 | 248.93
9409258 | PCR-plates 96-well half frame, Low Profile, raised frame, clear, blue coding, pack of 50 | 1295 | 218.76
9409259 | PCR-plates 96-well half frame, Low Profile, raised frame, white, blue coding, pack of 50 | 1295 | 248.93
9409264 | PCR-plates 96-well half frame, standard Profile, clear, blue coding, pack of 50 | 1295 | 196.87
9409265 | PCR-plates 96-well half frame, standard Profile, white, blue coding, pack of 50 | 1295 | 248.93
9409266 | PCR-plates 96-well full frame, Low Profile, white, black coding, pack of 50 | 1295 | 348.94
9409277 | Reaction tubes 5.0 ml 2 bags of 100 pieces | 692 | 74.76
9409278 | Reaction tubes 5.0 ml, PCR clean 2 bags of 100 pieces | 692 | 83.81
9409279 | Reaction vials 5.0 ml, sterile 10 bags of 20 pieces | 692 | 92.53
9409288 | Reaction tubes 5.0 ml Biopur, single packed, pack of 50 | 692 | 92.53
9409289 | Reaction vials Protein LoBind, 5.0 ml PCR clean, 2 bags of 50 pieces | 692 | 79.69
9409290 | Reaction vials DNA LoBind 5.0 ml PCR clean, 4 bags of 50 pieces | 692 | 101.1
9409294 | Tube clip for reaction vials 5.0 ml pack of 10 | 692 | 44.29
9409303 | Reaction tubes, disposable, 2 ml, PP, PLASTIBRAND, transparent, with cap, pack of 500 | 1406 | 35.91
9409310 | Microcentrifuge Tubes 1.5 ml, natural PP, with lid, pack of 1000 | 1406 | 19.65
9409312 | Reaction vessel stands,PP,8x16 openings,red | 33 | 20.85
9409317 | Standard reaction tubes 1,5ml with lid pack of 1.000 colourless 3810X | 1409 | 73.16
9409320 | SAFE-LOCK reaction vessels 0.5 ml,colorless, pack of 500 | 1410 | 82.38
9409324 | Tubes DNA LoBind 0.5 ml PCR clean, pack of 250 | 1409 | 49.69
9409326 | Tubes DNA LoBind 1.5 ml PCR clean, pack of 250 | 1409 | 27.47
9409327 | Tubes DNA LoBind 2.0 ml PCR clean, pack of 250 | 1409 | 32.84
9409328 | Tubes Protein LoBind 0.5 ml PCR clean, pack of 100 | 1409 | 26.19
9409329 | Tubes Protein LoBind 1.5 ml PCR clean, pack of 100 | 1409 | 23.45
9409330 | Tubes Protein LoBind 2.0 ml PCR clean, pack of 100 | 1409 | 31.42
9409331 | SAFE-LOCK reaction vessels 1.5 ml,colorless, pack of 1000 | 1410 | 83.33
9409332 | SAFE-LOCK reaction vessels,cap. 1.5 ml,yellow pack of 1000 | 1410 | 116.82
9409333 | SAFE-LOCK reaction vessels,cap. 1.5 ml,red pack of 1000 | 1410 | 116.82
9409334 | SAFE-LOCK reaction vessels,cap. 1.5 ml,blue pack of 1000 | 1410 | 116.82
9409335 | SAFE-LOCK reaction vessels,cap. 1.5 ml,green pack of 1000 | 1410 | 116.82
9409336 | SAFE-LOCK reaction vessels,cap. 1.5 ml,amber pack of 1000 | 1410 | 115.31
9409337 | Reaction tubes 1,5ml, blue pack of 1000, with lid | 1409 | 119.53
9409338 | Reaction tubes 1,5ml, yellow pack of 1000, with lid | 1409 | 119.53
9409339 | Reaction tubes 1,5ml, green pack of 1000, with lid | 1409 | 119.53
9409341 | SAFE-LOCK reaction vessels 2 ml,colorless, pack of 1000 | 1410 | 113.81
9409342 | SAFE-LOCK reaction vessels,cap. 2 ml,yellow pack of 1000 | 1410 | 138.44
9409343 | SAFE-LOCK reaction vessels,cap. 2 ml,red pack of 1000 | 1410 | 138.44
9409344 | SAFE-LOCK reaction vessels,cap. 2 ml,blue pack of 1000 | 1410 | 138.44
9409345 | SAFE-LOCK reaction vessels,cap. 2 ml,green pack of 1000 | 1410 | 138.44
9409346 | SAFE-LOCK reaction vessels,cap. 2 ml,amber pack of 1000 | 1410 | 149.52
9409347 | Reaction tubes 1,5ml, red pack of 1000, with lid | 1409 | 119.53
9409351 | PCR-plates 96-well full frame, Low Profile, clear, black coding, pack of 50 | 1295 | 341.9
9409352 | SAFE-LOCK reaction vessels,cap. 0.5 ml,blue pack of 500 | 1410 | 109.35
9409353 | SAFE-LOCK reaction vessels,cap. 0.5 ml,green pack of 500 | 1410 | 109.35
9409354 | SAFE-LOCK reaction vessels,cap. 0.5 ml,yellow pack of 500 | 1410 | 109.35
9409355 | SAFE-LOCK reaction vessels,cap. 0.5 ml,red pack of 500 | 1410 | 109.35
9409356 | SAFE-LOCK reaction vessels,cap. 0.5 ml,amber pack of 500 | 1410 | 119.03
9409357 | Safe-Lock reaction vessel 0,5 ml assorted colours, pack of 500 | 1410 | 89.36
9409358 | Safe-Lock reaction vessels 1,5 ml assorted colour, pack of 1000 | 1410 | 89.36
9409359 | Safe-Lock reaction vessels 2,0 ml assorted colours, pack of 1000 | 1410 | 111.42
9409368 | PCR plates 48-well, 0,2 ml PP, thin walled, flexible, transparent, without frameworks, high wells, pack of 20 | 1295 | 78.05
9409370 | PCR tubes 0.2 ml, transparent domed cap, single pack of 1000 | 1293 | 95.69
9409371 | PCR tubes 0.2 ml, transparent flat cap, single pack of 1000 | 1293 | 56.56
9409372 | PCR tubes 0.5 ml, transparent flat cap, single pack of 1000 | 1293 | 70.35
9409373 | PCR tubes 0,2ml, transparent, 8-strips pack of 125, with lid | 1294 | 170.58
9409374 | 8 PCR tube strips, 0.2 ml, transparent without caps, pack of 125 | 1293 | 98.49
9409375 | 8 PCR cap strips, transparent for PCR tubes, pack of 125 | 1293 | 35.22
9409377 | PCR tubes 0.15 ml, PP 8-strips, with lid, low profile RT PCR, pack of 120 | 1294 | 164.71
9409379 | PCR-boxrack, PP, with lid for 0,2 ml reaction vessels assorted colours, pack of 5 | 1299 | 63.49
9409380 | Reaction vessel stand,PP,for 20 reaction tubes grey | 33 | 19.46
9409381 | PCR plates 96-well, 0.2 ml PP, thin walled, flexible, high wells without frameworks, pack of 50 | 1295 | 191.82
9409383 | PCR plates 96-well, 0.2 ml PP, thin walled, flexible, high wells half frameworks, pack of 50 | 1295 | 232.19
9409386 | Sealing film for PCR- micro plates 96 well, PP, pack of 100 | 1297 | 143.12
9409392 | UVetten® single sealed, without adapter for use in BioPhotometer pack of 80 | 1159 | 108.25
9409397 | Starter Set, 80 UVettes + 1 adapter for light centre height 15 mm(GeneQuant as well) convertible to 8,5 mm | 1159 | 146.64
9409398 | UVetten® routine pack, 2x100 pcs | 1159 | 205.57
9409403 | epT.I.P.S.® standard, turquiose 0.5-10 ml, 165 mm, colourless (milky), 2 packs of 100 | 996 | 99.83
9409404 | epT.I.P.S.® standard, turquoise 0.5-10 ml, 243 mm, 2 packs of 100 | 996 | 129.1
9409406 | ep Dualfilter T.I.P.S.® 1-10 ml, single sealed pack of 100 | 997 | 133.85
9409407 | epT.I.P.S.® standard, clear 2-200 µl, pack of 1000 | 996 | 71.26
9409408 | epT.I.P.S.® standard, clear 20-300 µl, pack of 1000 | 996 | 71.26
9409409 | epT.I.P.S.® standard, clear 50-1000 µl, pack of 1000 | 996 | 71.26
9409410 | epT.I.P.S.® standard, anthracide 0.1-10 µl, 34 mm, 2 packs of 500 | 996 | 115.38
9409411 | epT.I.P.S.® standard, grey 0.1-20 µl, 40 mm, 2 packs of 500 | 996 | 115.38
9409412 | epT.I.P.S.® standard, light grey 0.5-20 µl, 46 mm, 2 packs of 500 | 996 | 109.83
9409413 | epT.I.P.S.® standard, yellow 2-200 µl, 53 mm, 2 packs of 500 | 996 | 71.26
9409414 | epT.I.P.S.® standard, orange 20-300 µl, 55 mm, 2 packs of 500 | 996 | 71.26
9409415 | epT.I.P.S.® standard, blue 50-1000 µl, 71 mm, 2 packs of 500 | 996 | 71.26
9409416 | epT.I.P.S.® standard, green 50-1250 µl, 76 mm, 2 packs of 500 | 996 | 121.1
9409417 | epT.I.P.S.® standard, red 0.25-2.5 ml, 115 mm, 5 pack of 100 | 996 | 83.33
9409418 | epT.I.P.S.® standard, puple 0.1-5.0 ml, 120 mm, 5 packs of 100 | 996 | 97.31
9409558 | Pipette tips 1000 µl blackKnights, coductive pack of 8 racks of 140 pcs. | 999 | 140.89
9409662 | Slide-Mailer for 5 slides, assorted colours, pack of 25 | 1119 | 21.08
9409669 | Pipette tips 0.1-20 µl PP, bulk, pack of 2000 | 984 | 63.75
9409670 | Pipette tips 0.5-20 µl PP, bulk, pack of 2000 | 984 | 59.26
9409671 | Pipette tips 1-50 µl PP, bulk, pack of 2000 | 984 | 46.13
9409672 | Pipette tips 2-200 µl PP, bulk, pack of 1000 | 984 | 23.69
9409673 | Pipette tips 5-300 µl PP, bulk, pack of 1000 | 984 | 28.58
9409674 | Pipette tips 50-1000 µl PP, bulk, pack of 1000 | 984 | 26.82
9409675 | Pipette tips 0.1-20 µl PP, bulk, pack of 10000 | 984 | 214.14
9409676 | Pipette tips 0.5-20 µl PP, bulk, pack of 10000 | 984 | 173.69
9409677 | Pipette tips 1-50 µl PP, bulk, pack of 10000 | 984 | 166.66
9409678 | Pipette tips 2-200 µl PP, bulk, pack of 10000 | 984 | 116.19
9409679 | Pipette tips 5-300 µl PP, bulk, pack of 10000 | 984 | 203.43
9409680 | Pipette tips 50-1000 µl PP, bulk, pack of 5000 | 984 | 76.44
9409688 | Pipette tips Tip-Box 0.1-20 µl PP, pack of 480 | 986 | 27.38
9409689 | Pipette tips Tip-Box 0.5-20 µl PP, pack of 480 | 986 | 27.38
9409690 | Pipette tips Tip-Box 1-50 µl PP, pack of 480 | 986 | 27.38
9409691 | Pipette tips Tip-Box 2-200 µl PP, pack of 480 | 986 | 27.38
9409692 | Pipette tips Tip-Box 5-300 µl PP, pack of 480 | 986 | 27.38
9409693 | Pipette tips Tip-Box 50-1000 µl PP, pack of 480 | 986 | 27.38
9409700 | Filter tips Tip-Box 0.1-1 µl PP/PE, pack of 480 | 986 | 54.68
9409701 | Filter tips Tip-Box 0.5-10 µl PP/PE, pack of 480 | 986 | 54.68
9409702 | Filter tips Tip-Box 1-20 µl PP/PE, pack of 480 | 986 | 54.68
9409703 | Filter tips Tip-Box 2-20 µl PP/PE, pack of 480 | 986 | 54.68
9409704 | Filter tips Tip-Box 5-100 µl PP/PE, pack of 480 | 986 | 54.68
9409705 | Filter tips Tip-Box 5-200 µl PP/PE, pack of 480 | 986 | 54.68
9409706 | Filter tips Tip-Box 50-1000 µl PP/PE, pack of 480 | 986 | 54.68
9409716 | Pipette tips Tip-Box 0.1-20 µl PP, sterile, pack of 960 | 986 | 82.55
9409717 | Pipette tips Tip-Box 0.5-20 µl PP, sterile, pack of 960 | 986 | 82.55
9409718 | Pipette tips Tip-Box 1-50 µl PP, sterile, pack of 960 | 986 | 82.55
9409719 | Pipette tips Tip-Box 2-200 µl PP, sterile, pack of 960 | 986 | 91.13
9409721 | Pipette tips Tip-Box 5-300 µl PP, sterile, pack of 960 | 986 | 91.13
9409722 | Pipette tips Tip-Box 50-1000 µl PP, sterile, pack of 960 | 986 | 82.55
9409723 | Filter tips Tip-Box 0.1-1 µl PP/PE, sterile, pack of 960 | 987 | 131.99
9409724 | Filter tips Tip-Box 0.5-10 µl PP/PE, sterile, pack of 960 | 987 | 129.69
9409725 | Filter tips Tip-Box 1-20 µl PP/PE, sterile, pack of 960 | 987 | 129.69
9409726 | Filter tips Tip-Box 2-20 µl PP/PE, sterile, pack of 960 | 987 | 111.93
9409727 | Filter tips Tip-Box 5-100 µl PP/PE, sterile, pack of 960 | 987 | 114.76
9409728 | Filter tips Tip-Box 5-200 µl PP/PE, sterile, pack of 960 | 987 | 114.76
9409729 | Filter tips Tip-Box 50-1000 µl PP/PE, sterile, pack of 960 | 987 | 131.99
9409745 | Pipette tips Tip-Stack 0.5-20 µl PP, pack of 960 | 987 | 78.34
9409746 | Pipette tips Tip-Stack 2-200 µl PP, pack of 960 | 987 | 73.72
9409747 | Pipette tips Tip-Stack 50-1000 µl PP, pack of 960 | 987 | 75.56
9409748 | Pipette tips Tip-Stack 0.5-20 µl PP, sterile, pack of 960 | 987 | 117.52
9409749 | Pipette tips Tip-Stack 2-200 µl PP, sterile, pack of 960 | 987 | 108.4
9409750 | Pipette tips Tip-Stack 50-1000 µl PP, sterile, pack of 960 | 987 | 115.52
9409757 | Pipette tips Tip-Rack 0.1-20 µl PP, pack of 960 | 985 | 34.98
9409758 | Pipette tips Tip-Rack 0.5-20 µl PP, pack of 960 | 985 | 34.98
9409759 | Pipette tips Tip-Rack 1-50 µl PP, pack of 960 | 985 | 34.98
9409760 | Pipette tips Tip-Rack 2-200 µl PP, pack of 960 | 985 | 34.98
9409761 | Pipette tips Tip-Rack 5-300 µl PP, pack of 960 | 985 | 34.98
9409762 | Pipette tips Tip-Rack 50-1000 µl PP, pack of 960 | 985 | 34.98
9409763 | Pipette tips Tip-Rack 0.1-20 µl PP, sterile, pack of 960 | 985 | 71.28
9409764 | Pipette tips Tip-Rack 0.5-20 µl PP, sterile, pack of 960 | 985 | 78.69
9409765 | Pipette tips Tip-Rack 1-50 µl PP, sterile, pack of 960 | 985 | 78.69
9409766 | Pipette tips Tip-Rack 2-200 µl PP, sterile, pack of 960 | 985 | 78.69
9409767 | Pipette tips Tip-Rack 5-300 µl PP, sterile, pack of 960 | 985 | 78.69
9409768 | Pipette tips Tip-Rack 50-1000 µl PP, sterile, pack of 960 | 985 | 78.69
9409769 | Filter tips Tip-Rack 0.1-1 µl PP/PE, pack of 960 | 985 | 71.63
9409770 | Filter tips Tip-Rack 0.5-10 µl PP/PE, pack of 960 | 985 | 62.43
9409771 | Filter tips Tip-Rack 1-20 µl PP/PE, pack of 960 | 985 | 62.43
9409772 | Filter tips Tip-Rack 2-20 µl PP/PE, pack of 960 | 985 | 62.58
9409773 | Filter tips Tip-Rack 5-100 µl PP/PE, pack of 960 | 985 | 62.62
9409774 | Filter tips Tip-Rack 5-200 µl PP/PE, pack of 960 | 985 | 62.62
9409775 | Filter tips Tip-Rack 50-1000 µl PP/PE, pack of 960 | 985 | 57.35
9409776 | Filter tips Tip-Rack 0.1-1 µl PP/PE, sterile, pack of 960 | 985 | 118.77
9409777 | Filter tips Tip-Rack 0.5-10 µl PP/PE, sterile, pack of 960 | 985 | 118.77
9409778 | Filter tips Tip-Rack 1-20 µl PP/PE, sterile, pack of 960 | 985 | 118.77
9409779 | Filter tips Tip-Rack 2-20 µl PP/PE, sterile, pack of 960 | 985 | 118.77
9409780 | Filter tips Tip-Rack 5-100 µl PP/PE, sterile, pack of 960 | 985 | 118.77
9409781 | Filter tips Tip-Rack 5-200 µl PP/PE, sterile, pack of 960 | 985 | 118.77
9409782 | Filter tips Tip-Rack 50-1000 µl PP/PE, sterile, pack of 960 | 985 | 118.77
9409783 | Tip-Box, empty grey tip-tray up to 50 µl | 987 | 8.31
9409784 | Tip-Box, empty yellow tip-tray 200 µl | 987 | 8.31
9409785 | Tip-Box, empty green tip-tray 300 µl | 987 | 9.7
9409786 | Tip-Box, empty blue tip-tray 1000 µl | 987 | 9.7
9409841 | Scalpel handle length 130 mm, type 1 rust-free | 1401 | 19.26
9409844 | Scalpel handle length 160 mm, type 4 rust-free | 1401 | 21.53
9409845 | Scalpel handle length 150 mm, type 5 hollow handle, rust-free | 1401 | 43.49
9409846 | Scalpel handle 16 cm, no.6 ergonomic, not to be used for sterile preparations | 1401 | 34.66
9409850 | Scapel Protecting cap L 80 x W 20 x H 11 mm not to be used for sterile preparations PP | 1401 | 3.94
9409911 | Scalpel blades type 11, non-sterile pack of 12 blades | 1401 | 6.75
9409915 | Scalpel blades type 15, non-sterile pack of 12 blades | 1401 | 6.75
9409916 | Scalpel blades type 16, non-sterile pack of 12 blades | 1401 | 6.75
9409918 | Scalpel blades type 18, non-sterile pack of 12 blades | 1401 | 6.75
9409919 | Scalpel blades type 19, non-sterile pack of 12 blades | 1401 | 6.75
9409920 | Scalpel blades type 20, non-sterile pack of 12 blades | 1401 | 6.75
9409921 | Scalpel blades type 21, non-sterile pack of 12 blades | 1401 | 6.75
9409922 | Scalpel blades type 22, non-sterile pack of 12 blades | 1401 | 6.54
9409923 | Scalpel blades type 23, non-sterile pack of 12 blades | 1401 | 6.54
9409924 | Scalpel blades type 24, non-sterile pack of 12 blades | 1401 | 6.75
9409926 | Scalpel blades type 26, non-sterile pack of 12 blades | 1401 | 6.75
9409927 | Scalpel blades type 27, non-sterile pack of 12 blades | 1401 | 6.75
9409928 | Scalpel blades type 28, non-sterile pack of 12 blades | 1401 | 6.75
9409929 | Scalpel blades type 29, non-sterile pack of 12 blades | 1401 | 6.75
9409930 | Scalpel blades acuate non sterile, pack of 12 | 1401 | 13.49
9410403 | Discardit II Disposable syringes 10 ml PP/PE, 2-parts, eccentric, OE-sterilized, pack of 100 | 1461 | 10.27
9410431 | Plastipak Disposable syringes 30 ml PP, with luer nozzle, with two-piece plunger, eccentric, sterile, pack of 60 | 1461 | 39.52
9411015 | LLG-Pasteur pipets, glass cap. 2 ml, length 150 mm, pack of 4x250 | 936 | 48.84
9411020 | LLG-Pasteur pipets, glass cap. 2 ml, length 230 mm, pack of 4x250 | 936 | 50.69
9411030 | Pasteur-Plast pipets 3 ml macro, graduated, 150 mm, non-sterile PE, 200C, pack of 500 | 936 | 19.13
9411031 | Pasteur-Plast pipets 1 ml graduated, 150 mm, non-sterile PE, 201C, pack of 500 | 936 | 23.25
9411032 | Pasteur-Plast pipettes 3 ml micro, non graduated, 150 mm, non-sterile, PE, 202C, pack of 500 | 936 | 25.13
9411033 | Pasteur-Plast pipets 10 ml non graduated with mark at 10 ml, 170 mm, non-sterile, PE, pack of 200 | 936 | 27.73
9411035 | Pasteur-Plast pipets 3 ml Macro, graduated, 150 mm, sterile, single packed, pack of 500 | 936 | 57.9
9411038 | Pasteur-Plast pipets 1 ml 150 mm, sterile, single packed, pack of 500 | 936 | 55.8
9411039 | Pasteur-Plast pipets 1 ml capillary, graduated, 144 mm, sterile, pack 500 | 936 | 80.76
9411215 | Micro-hematocrit capillaries heparinized, length 75 mm x 1.1/1.2 mm pack of 100 | 947 | 5.15
9411270 | Minicaps 4 µl length: 30-32 mm, pack of 100 | 947 | 15.63
9411276 | Minicaps 30 µl length: 30-32 mm, pack of 100 | 947 | 15.63
9411277 | Capillary pipettes, 40 µl, Minicaps pack of 100, 30 mm lenght | 947 | 15.63
9411280 | Minicaps 100µl pack of 100, 100mm | 947 | 15.63
9411318 | Disposable micro-pipets,with ring mark mark at 20 µl,pack of 250 | 946 | 38.87
9411449 | Natural macro tips 5 ml graduated, pack of 2 bags of 250 | 989 | 100.68
9411482 | Protection filters for 2/5 ml model Calibra® digital 832.02, and Acura® analog 831.05, pack of 250 | 956 | 38.66
9411491 | Universal pipette stand In-Line 337 light grey for 7 pipettes | 960 | 144.36
9411492 | Universal pipette stand In-Line 337 ice blue for 7 pipettes | 960 | 144.36
9411493 | Universal pipette stand In-Line 337 mint green for 7 pipettes | 960 | 144.36
9411494 | Universal pipette stand In-Line 337 vanilla yellow for 7 pipettes | 960 | 144.36
9411501 | Natural macro tips 2 ml pack of 2 bags of 250 | 989 | 94.91
9411502 | Natural macro tips 10 ml pack of 300 | 989 | 107.31
9411504 | Universal pipette stand In-Line 337 pastell pink for 7 pipettes | 960 | 144.36
9411505 | Pipette rack, light-grey for 3 micro-, macro- and/or multi canal pipettes "Socorex" | 960 | 144.36
9411509 | Syringe tips Ecostep bioproof 0.75 ml 10 - 100 µl, non-sterile, yellow, pack of 100 | 1005 | 143.77
9411511 | Syringe tips Ecostep bioproof 3.75 ml 50 - 500 µl, non-sterile, blue, pack of 100 | 1005 | 146.46
9411513 | Syringe tips Ecostep bioproof 37.5 ml 500 - 5000 µl, non-sterile, red, pack of 100 | 1005 | 193.3
9411520 |  | 1008 | 259.81
9411521 |  | 1008 | 259.81
9411522 | Self-refilling syringes, series 174 0,5-5ml, grad. 0,5ml | 1008 | 262.44
9411523 | Self-refilling syringes 174 1-10:1ml with valve | 1008 | 304.11
9411524 | Dosys basic 172, 0.1 - 1 ml, self-filling syringe without 3-way valve | 1008 | 145.06
9411525 | Dosys basic 172, 0.3 - 2 ml self-filling syringe without 3-way valve | 1008 | 145.06
9411526 | Dosys basic 172, 0.5 - 5 ml self-filling syringe without 3-way valve | 1008 | 159.24
9411527 | Dosys basic 172, 1 - 10 ml self-filling syringe without 3-way valve | 1008 | 186.31
9411529 | Dispenser Calibrex 520 Variable, 0.25-2ml, digital, without bottle | 1013 | 342.66
9411530 | Dispenser Calibrex 520 Variable, 1-5ml, digital without bottle | 1013 | 342.66
9411531 | Dispenser Calibrex 520 Variable, 1-10ml, digital without bottle | 1013 | 342.66
9411562 | Dispenser Calibrex organo 525, 2.5-25 ml, ground glass plunger, autclavable | 1013 | 485.33
9411563 | Dispenser Calibrex organo 525, 5-50 ml, ground glass plunger, autoclavable | 1013 | 532.91
9411564 | Dispenser Calibrex organo 525, 10-100 ml, ground glass plunger, autoclavable | 1013 | 593.82
9411565 | Dispenser Calibrex solutae 530, 2.5-25 ml, PFA coated plunger, autoclavable | 1013 | 485.33
9411566 | Dispenser Calibrex solutae 530, 5-50 ml, PFA coated plunger, autoclavable | 1013 | 532.91
9411578 | Syringe tips Ecostep bioproof 0.75 ml 10 - 100 µl, sterilised, yellow, DNA-,DNase-,RNase,Pyrogen-free, pack of 50 | 1005 | 166.45
9411579 | Syringe tips Ecostep bioproof 3.75 ml 50 - 500 µl, sterilised, blue, DNA-,DNase-,RNase,Pyrogen-free, pack of 50 | 1005 | 170.58
9411580 | Syringe tips Ecostep bioproof 37.5 ml 500 - 5000 µl, sterilised, red, DNA-,DNase-,RNase,Pyrogen-free, pack of 50 | 1005 | 219.88
9411590 | Acura® manual 825 Micro pipette 0.1 - 2 µl | 955 | 312.81
9411591 | Acura® manual 825 Micro pipette 0,5 - 10 µl | 955 | 312.81
9411592 | Acura® manual 825 Micro pipette 1 - 10 µl | 955 | 293.39
9411593 | Acura® manual 825 Micro pipette 2 - 20 µl | 955 | 293.39
9411594 | Acura® manual 825 Micro pipette 5 - 50 µl | 955 | 293.39
9411595 | Acura® manual 825 Micro pipette 10 - 100 µl | 955 | 293.39
9411596 | Acura® manual 825 Micro pipette 20 - 200 µl | 955 | 293.39
9411597 | Acura® manual 825 Micro pipette 100 - 1000 µl | 955 | 293.39
9411598 | Acura® manual 835 macro pipettes 0.5-5ml | 955 | 321.96
9411599 | Acura® manual 835 macro pipettes 1-10ml | 955 | 321.96
9411620 | Acura® manual 825 Triopack C pack of 3 Micro pipettes 2/10/50µl | 955 | 800.52
9411621 | Acura® manual 825 Triopack J pack of 3 Micro pipettes 2/20/200µl | 955 | 783.81
9411622 | Acura® manual 825 Triopack M pack of 3 Micro pipettes 10Y/50/200µl | 955 | 765.55
9411623 | Acura® manual 825 Triopack P pack of 3 Micro pipettes 10Y/100/1000µl | 955 | 765.55
9411624 | Acura® manual 825 Triopack S pack of 3 Micro pipettes 20/200/1000µl | 955 | 765.55
9411625 | Acura® manual 825 Triopack T pack of 3 Micro pipettes 50/200/1000µl | 955 | 765.55
9411626 | Acura® manual 825 Triopack V pack of 3 Micro pipettes 0,1/1/5ml | 955 | 791.64
9411627 | Acura® manual 835 Triopack Y pack of 3 Macro pipettes 1/5/10ml | 955 | 815.65
9411628 | Acura® manual 825 Triopack O pack of 3 Micro pipettes 10/100/1000µl | 955 | 783.81
9411630 | Acura® manual 855, 0.5 - 10 µl multichannel pipet adjustable 8 channel, autoclavable | 958 | 643.39
9411631 | Acura® manual 855, 5 - 50 µl multichannel pipet adjustable 8 channel, autoclavable | 958 | 602.91
9411632 | Acura® manual 855, 20 - 200 µl multichannel pipet adjustable 8 channel, autoclavable | 958 | 602.91
9411633 | Acura® manual 855, 40 - 350 µl multichannel pipet adjustable 8 channel, autoclavable | 958 | 602.91
9411634 | Acura® manual 855, 0,5 - 10 µl multichannel pipet adjustable 12 channel, autoclavable | 958 | 741.57
9411635 | Acura® manual 855, 5 - 50 µl multichannel pipet adjustable 12 channel, autoclavable | 958 | 692.06
9411636 | Acura® manual 855, 20 - 200 µl multichannel pipet adjustable 12 channel, autoclavable | 958 | 692.06
9411637 | Acura® manual 855, 40 - 350 µl multichannel pipet adjustable 12 channel, autoclavable | 958 | 692.06
9411650 | Acura® manual 826 XS TwiXS Pack E pack of 2 Micro pipets 2 / 20 µl | 956 | 587.08
9411651 | Acura® manual 826 XS TwiXS Pack G pack of 2 Micro pipets 10 / 100 µl | 956 | 587.08
9411652 | Acura® manual 826 XS TwiXS Pack K pack of 2 Micro pipets 50 / 200 µl | 956 | 586.25
9411653 | Acura® manual 826 XS TwiXS Pack N pack of 2 Micro pipets 100 / 1000 µl | 956 | 586.25
9411654 | Acura® manual 826 XS TwiXS Pack H pack of 2 Micro pipettes 20 / 200 µl | 956 | 586.25
9411655 | Acura® manual 826 XS TwiXS Pack Q pack of 2 Micro pipettes 20 / 1000 µl | 956 | 586.25
9411660 | Acura® electro XS 926, micropipette 0,1 - 2 µl, with 4,8 V battery | 957 | 634.56
9411661 | Acura® electro XS 926, Micropipette 0,5 - 10 µl, mit 4,8 V battery | 957 | 634.56
9411662 | Acura® electro XS 926, micropipette 0,5 - 10 µl, for tips 200µl, with 4,8 V battery | 957 | 634.56
9411663 | Acura® electro XS 926, micropipette 1 - 20 µl, with 4,8 V battery | 957 | 634.56
9411664 | Acura® electro XS 926, Mikropipette 2,5 - 50 µl, with 4,8 V battery | 957 | 634.56
9411665 | Acura® electro XS 926, Micropipette 5 - 100 µl, mit 4,8 V battery | 957 | 634.56
9411666 | Acura® electro XS 926, micropipette 10 - 200 µl, with 4,8 V battery | 957 | 634.56
9411667 | Acura® electro XS 926, Micropipette 50 - 1000 µl, with 4,8 V battery | 957 | 634.56
9411668 | Acura® electro XS 926, micropipette 0.1 - 2 µl, Initialpack, with 4.8 V battery, charging station and replacement battery, | 958 | 924.19
9411669 | Acura® electro XS 926, Micropipette 0.5 - 10 µl, Initialpack, with 4.8 V battery, charging station and replacement battery, | 958 | 924.19
9411670 | Acura® electro XS 926, micropipette 0,5 - 10 µl, for tips 200µl, Initialpack, w. 4.8 V battery, charging station and replacement battery, | 958 | 924.19
9411671 | Acura® electro XS 926, micropipette 1 - 20 µl, Initialpack, with 4.8 V battery, charging station and replacement battery, | 958 | 924.19
9411672 | Acura® electro XS 926, micropipette 2.5 - 50 µl, Initialpack, with 4.8 V battery, charging station and replacement battery, | 958 | 924.19
9411673 | Acura® electro XS 926, Micropipette 5 - 100 µl, Initialpack, with 4.8 V battery, charging station and replacement battery, | 958 | 924.19
9411674 | Acura® electro XS 926, micropipette 10 - 200 µl, Initialpack, with 4.8 V battery, charging station and replacement battery, | 958 | 924.19
9411675 | Acura® electro XS 926, Micropipette 50 - 1000 µl, Initialpack, with 4.8 V battery, charging station and replacement battery, | 958 | 924.19
9411680 | Acura® electro 936, macropipette 0,1 - 2 ml, with 4,8V battery | 957 | 659.62
9411681 | Acura® electro 936, macropipette 0,25 - 5 ml, with 4,8V battery | 957 | 659.62
9411682 | Acura® electro 936, Macropipette 0,5 - 10 ml, mit 4,8V battery | 957 | 659.62
9411683 | Acura® electro 936, macropipette 0,1 - 2 ml, Initialpack, with 4,8V battery, incl.charger | 958 | 949.75
9411684 | Acura® electro 936, macropipette 0,25 - 5 ml, initialpack, with 4,8V battery, incl.charger | 958 | 949.75
9411685 | Acura® electro 936, Macropipette 0,5 - 10 ml, Initialpack, with 4,8V battery, incl.charging station | 958 | 949.75
9411690 | Acura® electro 956, multichannel pipette 8-channel, 0,5 - 10 µl, alone with 4,8 V battery | 959 | 1084.4
9411691 | Acura® electro 956, mutlichannel pipette 8-channel, 2,5 - 50 µl, alone with 4,8 V battery | 959 | 1046.3
9411692 | Acura® electro 956, multichannel pipette 8-channel 10 - 200 µl, alone with 4,8 V battery | 959 | 1046.3
9411693 | Acura® electro 956, multichannel pipette 8-channel, 20 - 350 µl, alone with 4,8 V battery | 959 | 1046.3
9411694 | Acura® electro 956, multichannel pipette 12-channel, 0,5 - 10 µl, alone with 4,8 V battery | 959 | 1161.8
9411695 | Acura® electro 956, mutichannel pipette 12-channel, 2,5 - 50 µl, alone with 4,8 V battery | 959 | 1143.36
9411696 | Acura® electro 956, multichannel pipette 12-channel, 10 - 200 µl, alone with 4,8 V battery | 959 | 1143.36
9411697 | Acura® electro 956, multichannel pipette 12-channel, 20 - 350 µl, alone, with 4,8 V battery | 959 | 1143.36
9411731 | Pasteur pipettes, glass, 2 ml 150mm, non sterile, pack of 250 | 956 | 33.08
9412800 | DRUCKLUFT 67 Compressed air, UN 1950, 2, 5A, (E) spray can, cap. 200 ml | 1173 | 34.94
9412801 | DRUCKLUFT 67 Compressed air, UN 1950, 2, 5A, (E) spray can, cap. 400 ml | 1173 | 50.98
9412805 | DRUCKLUFT 67 SUPER Compressed air, UN 1950, 2, 5A, (E) spray can, cap. 400 ml | 1173 | 68.11
9412810 | Label remover SOLVENT 50 pressurized package, flammable, AEROSOLS, spray can,cap. 200 ml, UN 1950, cl.2, code 5F, ADR | 170 | 18
9413015 | KIMTECH® Science* Laboratory tissues white, 2 x 14 g/m², 21 x 20 cm, pack of 200 tissues | 1174 | 7.46
9413017 | KIMTECH® Science* Laboratory tissues white, 2 x 14 g/m², 20 x 20,5 cm, box of 100 tissues | 1174 | 5.41
9413018 | WYPALL® L10 Extra wipes, roll of 630 wipes, 185x380 mm pack of 6 rolls | 1177 | 92.02
9413019 | WYPALL® X60 wipes, 24.5 x 42 cm, pressed, light grey, 68 g/m², multibox, 1 roll with 150 wipes | 1177 | 44.06
9413020 | KIMTECH® Science* Precision Wipes white, 1 x 19 g/m², 30 x 30 cm, Box à 196 wipes | 1174 | 31.69
9413021 | KIMWIPES® Lite precision wipes, box of 280 wipes,115x220 mm, | 1174 | 8.44
9413034 | WYPALL® X60 wipes, 31.5 x 36.5 cm, quarter folded, embossed, white, pack of 12 bags of 76 wipes | 1177 | 221.22
9413044 | WYPALL® L20 Extra+ wipes 33x38 cm AIRFLEX, 2 x 25g/m², perforated, blue large roll à 500 wipes | 1177 | 37
9413046 | WYPALL® L30 Ultra+ wipes 38x37 cm AIRFLEX, 3 x 20g/m², perforated, blue jumbo roll à 670 wipes | 1177 | 86.16
9413047 | Wall holders,for large rolls,wide,with trash sack metal | 1178 | 62.49
9413051 | KLEENEX® hand towels - big white, interfold, AIRFLEX® 215x415 mm, bag of 94 towels | 1179 | 10.35
9413054 | WYPALL® L20 Extra+ wipes 23.5x38 cm AIRFLEX, 2 x 25g/m², perforated, blue large roll à 500 wipes | 1177 | 29.43
9413065 | KIMTEX® Classic wipes,340x380 mm bag of 500 | 1177 | 217.41
9413091 | WYPALL® L20 Extra wips 18.5x38cm AIRFLEX, 2x25g/m², white pack of 6 rolls with 336 wipes | 1177 | 121.34
9413093 | WYPALL® L40 cleaning wipes 31,7x33 cm Z-folded, cellulose/latex mixture, 85g/m², | 1177 | 178.23
9413101 | Askina® Brauncel® Cellulose swabs 4 x 5 cm, roll of 500 pieces | 1179 | 6.28
9413102 | Askina® Brauncel® Dispenser for cellulose swabs | 1179 | 49.99
9413152 | Cotton wool, pack of 100 g 100% cotton | 1180 | 3.56
9413160 | Med. cotton wool swab 150 mm wood, smal head pack of 100 | 1368 | 3.4
9413161 | Med. cotton wool swab 150 mm wood, smal head, sterile, single packed, pack of 100 | 1368 | 20.24
9413210 | LLG-Cellulose tissue in stacking layers, unbleached, ca.40x60 cm, 5 kg | 1179 | 30.35
9413211 | LLG-Cellulose tissue in stacking layers highly bleached, ca.40x60 cm, 5 kg | 1179 | 52.54
9413215 | LLG-Cleaning tissues Multitex® 30x32cm, Viscose fleece, white, 1 roll of 90 tissues | 1162 | 14.7
9413216 | LLG-Dispenser bin Wiper Bowl® for 1 roll Multitex® DR | 1162 | 8.94
9413220 | LLG-Laboratory- and hygiene tissues 21x22cm white, 2-ply, dispenser box of 150 tissues pack of 30 | 1174 | 76.36
9413224 | LLG-Laboratory tissues 22x26cm white, 3-ply, cellulose, 1 roll of 102 tissues, pack of 2 | 1176 | 6.82
9414100 | Disposable Overall type 4B, size S white/orange, PE-spunbond-laminate chemical protection, pack of 5 | 1505 | 64.89
9414101 | Disposable Overall type 4B, size M white/orange, PE-spunbond-laminate chemical protection, pack of 5 | 1505 | 64.89
9414102 | Disposable Overall type 4B, size L white/orange, PE-spunbond-laminate chemical protection, pack of 5 | 1505 | 64.89
9414103 | Disposable Overall type 4B, size XL white/orange, PE-spunbond-laminate chemical protection, pack of 5 | 1505 | 64.89
9414104 | Disposable Overall type 4B, size XXL white/orange, PE-spunbond-laminate chemical protection, pack of 5 | 1505 | 64.89
9414105 | Disposable Overall type 4B, size XXXL white/orange, PE-spunbond-laminate chemical protection, pack of 5 | 1505 | 64.89
9414320 | BP Med & Care® Unisex coat size XSn White, 100% cotton | 246 | 37.12
9414321 | BP Med & Care® Unisex coat size Sn White, 100% cotton | 246 | 37.12
9414322 | BP® Laboratory coat size M 100% cotton | 246 | 37.12
9414323 | BP Med & Care® Unisex coat size Ln White, 100% cotton | 246 | 37.12
9414324 | BP Med & Care® Unisex coat size XLn White, 100% cotton | 246 | 37.12
9414325 | BP Med & Care® Unisex coat size 2XLn White, 100% cotton | 246 | 37.12
9414326 | BP Med & Care® Unisex coat size XSn White, mixed fabric | 246 | 35.39
9414327 | BP Med & Care® Unisex coat size Sn White, mixed fabric | 246 | 35.39
9414328 | BP Med & Care® Unisex coat size Mn White, mixed fabric | 246 | 35.39
9414329 | BP Med & Care® Unisex coat size Ln White, mixed fabric | 246 | 35.39
9414330 | BP Med & Care® Unisex coat size XLn White, mixed fabric | 246 | 35.39
9414331 | BP Med & Care® Unisex coat size 2XLn White, mixed fabric | 246 | 35.39
9414342 | LLG-lab coat, size 36/38 100 % cotton, for women | 245 | 23.81
9414343 | LLG-lab coat, size 40/42 100 % cotton, for women | 245 | 23.81
9414344 | LLG-lab coat, size 44/46 100 % cotton, for women | 245 | 23.81
9414345 | LLG-lab coat, size 44/46 100 % cotton, for men | 245 | 30.56
9414346 | LLG-lab coat, size 48 100 % cotton, for men | 245 | 23.81
9414347 | LLG-lab coat, size 50 100 % cotton, for men | 245 | 23.81
9414348 | LLG-lab coat, size 52 100 % cotton, for men | 245 | 23.81
9414349 | LLG-lab coat, size 54 100 % cotton, for men | 245 | 23.81
9414350 | LLG-lab coat, size 56 100 % cotton, for men | 245 | 26.63
9414353 | Ladies laboratory coat, size 40 white, 100% cotton, 1/1 arm type 81509 | 245 | 42.86
9414355 | Ladies laboratory coat, size 44 white, 100% cotton, 1/1 arm type 81509 | 245 | 42.86
9414373 | Mens laboratory coat, size 48/50 white, 100% cotton, 1/1 arm type 81996 | 245 | 42.69
9414605 | Nitrile gloves PROFASTRONG NF33 ca 33 cm, size 7, type 60122, green, pack of 12 pairs | 234 | 57.92
9414606 | Nitrile gloves PROFASTRONG NF33 ca 33 cm, size 9, type 60122, green, pack of 12 pairs | 234 | 57.92
9414607 | Nitrile gloves PROFASTRONG NF33 ca 33 cm, size 10, type 60122, green, pack of 12 pairs | 234 | 57.92
9414608 | Protection gloves RUBIFLEX S NB35S ca.35 cm, size 8, type 98891, green, pair | 235 | 23.51
9414609 | Protection gloves RUBIFLEX S NB35S ca.35 cm, size 9, type 98891, green, pair | 235 | 23.51
9414610 | Protection gloves RUBIFLEX S NB35S ca.35 cm, size 10, type 98891, green, pair | 235 | 23.51
9414611 | Protection gloves RUBIFLEX S NB35S ca.35 cm, size 11, type 98891, green, pair | 235 | 23.51
9414612 | Protection gloves RUBIFLEX S NB60S ca.60 cm, size 10, type 89647, green, pair | 235 | 47.12
9414613 | Protection gloves RUBIFLEX S NB60S ca.60 cm, size 11, type 89647, green, pair | 235 | 47.12
9414650 | Protection gloves C500 dry size 7, cord-HS, ca.27cm, type 60499, pair | 237 | 19.55
9414651 | Protection gloves C500 dry size 8, cord-HS, ca.27cm, type 60499, pair | 237 | 19.55
9414652 | Protection gloves C500 dry size 9, cord-HS, ca.27cm, type 60499, pair | 237 | 19.55
9414653 | Protection gloves C500 dry size 10, cord-HS, ca.27cm, type 60499, pair | 237 | 19.55
9414654 | Protection gloves C500 dry size 11, cord-HS, ca.27cm, type 60499, pair | 237 | 19.55
9414655 | Protection gloves C500 foam size 7, cord-HS, ca.27cm, type 60494, pair | 238 | 21.9
9414656 | Protection gloves C500 foam size 8, cord-HS, ca.27cm, type 60494, pair | 238 | 21.9
9414657 | Protection gloves C500 foam size 9, cord-HS, ca.27cm, type 60494, pair | 238 | 21.9
9414658 | Protection gloves C500 foam size 10, cord-HS, ca.27cm, type 60494, pair | 238 | 21.9
9414659 | Protection gloves C500 foam size 11, cord-HS, ca.27cm, type 60494, pair | 238 | 21.9
9414660 | Protection gloves K-Basic Extra size 8, Kevlar®, ca.22-27cm, type 60179, pair | 240 | 38.56
9414661 | Protection gloves K-Basic Extra size 10, Kevlar®, ca.22-27cm, type 60179, pair | 240 | 38.56
9414662 | Protection gloves K-Basic Extra size 12, Kevlar®, ca.22-27cm, type 60179, pair | 240 | 38.56
9519120 | Jaw crusher BB 200 3x400V., 50 Hz., wedge blades from manganese steel | 590 | 30256.89
9519213 | Jaw crushers "pulverisette 1",jaw width:65x65 mm with crushing jaws and support walls made of hardened tool steel | 590 | 24319.66
9519223 | Jaw crushers "pulverisette 1",jaw width:100x100 mm with crushing jaws and support wall made of hardened tool steel | 590 | 26403.89
9520050 | Anaerobic jar "large" 6 liters, st.steel, w/o.rack for up to 15 Petri dishes dia. 60-150 mm | 1378 | 697.43
9520051 | Anaerobic jar "small" 2 liters, for up to 10 Petri dishes dia. 60-100 mm | 1378 | 446.33
9520053 | Petri dish rack "standard" for up to 15 Petri dishes dia. 60-100 mm, for anaerobe jar small, standard, large, | 1378 | 96.74
9520056 | Anaerobic jar "standard" 3 liters, for up to 15 Petri dishes dia. 60-100 mm | 1378 | 475.22
9520057 | Anaerobic jar "eco" 3 liters, for up to 15 Petri dishes dia. 60-100 mm | 1378 | 417.44
9520058 | Anaerobic jar "crystal" 3 liters, for up to 15 Petri dishes dia. 60-100 mm | 1378 | 599.59
9520059 | Petri dish rack "smal" for up to 10 Petri dishes dia. 60-100 mm | 1378 | 89.83
9520060 | Petri dish rack "150" for up to 15 Petri dishes dia. 150 mm | 1378 | 114.02
9520061 | Petri dish rack "3x60" for up to 45 Petri dishes dia. 60 mm | 1378 | 143.96
9520062 | Petri dish rack "micro" for multiwell plates | 1378 | 136.14
9520063 | Test tube rack "test tubes" for 9 test tubes up to dia. 18 mm | 1378 | 139.27
9520064 | GasPack-Kit "anaerobic" for oxygen-free atmosphere bag/3,5 l, pack of 10 | 1378 | 193.65
9520065 | GasPack-Kit "CO2" für CO²-charged-atmosphere bag/3,5 l, pack of 10 | 1378 | 193.65
9520066 | GasPack-Kit "microaerophil" for microaerophile atmosphere bag/3,5 l, pack of 10 | 1378 | 193.65
9520067 | Anaerobiosis Indicator test strips, pack of 100 | 1378 | 343.06
9520170 | Inoculating loops,st.steel,diam.1 mm,pack of 10 length 60 mm | 1369 | 91.56
9520171 | Inoculating loops,st.steel,diam.2 mm,pack of 10 length 60 mm | 1369 | 91.56
9520172 | Inoculating loops,st.steel,diam.3 mm, length 60 mm, pack of 10 | 1369 | 91.56
9520174 | Inoculating loops,st.steel,diam.5 mm, length 60 mm, pack of 10 | 1369 | 91.56
9520178 | Loop holders 160mm long | 1369 | 41.19
9520180 | Inoculating loops,Pt-Ir,diam.1 mm,length 60 mm | 1369 | 95.02
9520181 | Inoculating loops,Pt-Ir,diam.2 mm,length 60 mm | 1369 | 95.02
9520182 | Inoculating loops,Pt-Ir,diam.3 mm,length 60 mm | 1369 | 95.02
9520184 | Inoculating loops,Pt-Ir,diam.5 mm,length 60 mm | 1369 | 95.02
9520185 | Inoculating loops 1,5mm stainless steel pack of 10 | 1369 | 53.56
9520186 | Inoculating loops 2,5mm stainless steel pack of 10 | 1369 | 53.56
9520190 | Inoculating loop stands dia. 80x50 mm PP, for 6 inoculating loops | 1369 | 126.11
9520191 | Inoculating loop stand, 180x50x50 mm PP, for 6 inoculating loops | 1369 | 138.2
9520200 | Petri dish turntable PETRITURN E electrically driven 12 VDC, 5 W, incl. power supply | 1366 | 697.43
9520201 | Petri dish turntable PETRITURN M-Plus manual | 1366 | 332.22
9520203 | Foot switch | 1366 | 146.84
9520204 | Rotation plate PETRITURN-E for Petri plates up to Ø 150 mm | 1366 | 119.2
9520205 | LLG-Inoculation hook, stainless steel | 1367 | 47.04
9520206 | LLG-Inoculation hook, glass | 1367 | 15.53
9521783 | Colony counter eCount | 1392 | 323.75
9521787 | Replacement pen Sharpie®, black for colony counter eCount pack of 12 | 1392 | 59.1
9521801 | 6-Key economy counter mechanical, 250x76x56mm | 1115 | 335
9521802 | 9-Key economy counter mechanical, 320x76x56mm | 1115 | 506.81
9521940 | Colony counter count 100 - 240 V | 1394 | 1813.53
9521941 | Magnifier 3x | 1394 | 187.78
9521942 | Magnifier 6 to 8x | 1394 | 245.56
9521943 | LED-Reflected light illuminator | 1394 | 288.89
9521944 | Adapter for Petri plates with dia of 50-60 mm | 1394 | 72.56
9521945 | Adapter for Petri plates with dia of 140-150 mm | 1394 | 112.67
9521946 | Spiral plater disk black/white | 1394 | 79.46
9521947 | Wolffhügel disk black/white | 1394 | 79.46
9521948 | Counting needle | 1394 | 55.28
9524386 | Liquid nitrogen containers,Aluminium alloy cap. 12,2 ltrs | 768 | 1984.64
9524392 | Liquid nitrogen containers,Aluminium alloy cap. 26,7 ltrs | 768 | 2926.26
9524394 | Liquid nitrogen containers,Aluminium alloy cap. 40 ltrs | 768 | 3575.12
9534150 | Heratherm Incubator IGS400 400 ltr. gravitz convection, 230 V , 50/60 Hz | 869 | 7012.08
9534153 | Heratherm Incubator IGS750 750 Ltr., gravity convection, 230 V , 50/60 Hz | 869 | 9376.49
9534156 | Heratherm Oven OGS400 400 Ltr., gravity convection, 230 V , 50/60 Hz | 859 | 6061.69
9534157 | Heratherm Oven OMH400 400 ltr., mechanical convection, 230 V , 50/60 Hz | 860 | 8078.39
9534158 | Heratherm Oven OMH400 SS 400 Ltr., mechanical convection, steinless stell housing, 230 V , 50/60 Hz | 860 | 9179.45
9534159 | Heratherm Oven OGS750 750 Ltr., gravity convection, 230 V , 50/60 Hz | 859 | 8379.73
9534161 | Heratherm Oven OGS750-3P 750 ltr., gravity convection, 400 V 3/N/PE, 50/60 Hz | 859 | 8912.88
9534162 | Heratherm Oven OMH750 750 ltr., mechanical convection, 230 V, 50/60 Hz | 860 | 10651.42
9534163 | Heratherm Oven OMH750 SS 750 Ltr., mechanical convection, stainless steel housing, 230 V, 50/60 Hz | 860 | 12169.73
9534165 | Heratherm Oven OMH750-3P 750 Ltr., mechanical convection, 400 V 3/N/PE, 50/60 Hz | 860 | 11381.6
9534167 | Wire mesh shelf for Oven OGS750/OMH750 | 861 | 400.26
9534168 | Wire mesh shelf for Oven OMH750 3PH/IMH750-S | 861 | 400.26
9534169 | Perforated stainless steel shelf for IGS400 / IMH400-S | 869 | 381.84
9534170 | Perforated stainless steel shelf for IGS750 / IMH750-S | 869 | 507.07
9534171 | Viton sealing, silicone free for 400 ltr. models | 861 | 1008.61
9534172 | Viton sealing, silicone free for 750 ltr. models | 861 | 1966.86
9535537 | Pure water system Pacific 7 TII 7 l/h, 120-240 V / 50/60 Hz, with rest desalination | 1285 | 5406.22
9535538 | Pure water system Pacific 12 TII 12 l/h, 120-240 V / 50/60 Hz, with rest desalination | 1285 | 6120.45
9535539 | Pure water system Pacific 20 TII 20 l/h, 120-240 V / 50/60 Hz, with rest desalination | 1285 | 7166.03
9535542 | Pure water system Pacific 7 TII (UV) 7 l/h, 120-240 V / 50/60 Hz, w.rest desalination and UV desinfection (254nm) | 1285 | 6319.26
9535543 | Pure water system Pacific 12 TII (UV) 12 l/h, 120-240 V / 50/60 Hz, w.rest desalination and UV desinfection (254nm) | 1285 | 7041.68
9535544 | Pure water system Pacific 20 TII (UV) 20 l/h, 120-240 V/ 50/60 Hz, w.rest desalination and UV desinfection (254nm) | 1285 | 10594.11
9535825 | Pure water system MicroPure UF/UV up to 1,5 l/min, R 3/4", 305x300x545mm Type ASTM I, with UV oxidation | 1287 | 6180.18
9535826 | Pure water system MicroPure UV up to 1,5 l/min, R 3/4", 305x300x545mm Type ASTM I, with UV Oxidation and Ultrafiltration | 1287 | 5576.4
9535829 | Pure water system MicroPure UF/UV up to 1,5 l/min, R 3/4", 305x300x545mm Type ASTM I, with intrgr.6 ltr.tank | 1287 | 6457.53
9535830 | Pure water system MicroPure UV up to 1,5 l/min, R 3/4", 305x300x545mm Type ASTM I, with intrgr.6 Ltr.tank | 1287 | 5836.56
9535866 | Pure water system Smart2Pure 6 UV permeate power 6 l/h, incl.6 ltr. tank, Type ASTM I, with additional UV-Photooxidation | 1288 | 7116.94
9535867 | Pure water system Smart2Pure 6 UF/UV permeate power 6 l/h, incl.6 ltr. tank, Type ASTM I, with additional Ultrafilter and | 1288 | 7847.54
9535877 | Pure water system GenPure UF/UV 2 l/min, 372x330x615mm with UV-Oxidation and Ultrafilter | 1286 | 7807.44
9535889 | Pure water system GenPure Pro UV/UF 2 l/min, integr. hand dispenser, with UV-Oxidation, TOC-Analysis and Ultrafilter | 1286 | 8254.15
9535890 | Pure water system GenPure Pro UV 2 l/min, integr. hand dispenser, with UV-Oxidation | 1286 | 7813.99
9535891 | Pure water system GenPure Pro UV-TOC 2 l/min, integr. handdispenser, with UV-Oxidation and TOC-Analysis | 1286 | 8470.14
9535892 | Pure water system GenPure Pro UV-TOC/UF 2 l/min, integr. hand dispenser, with UV-Oxidation, TOC-Analysis | 1286 | 9051.82
9535931 | Storage tank 30 Ltr. with level control for Smart2Pure 12 | 1288 | 1527.56
9535935 | Storage tank 60 ltr. with level control for Smart2Pure 12 | 1288 | 1733.62
9535960 | Replacement UV-Lamp for Micro/ HP/ UPW | 1287 | 630.14
9535961 | Sterile filter 0,2 µm for Micro/ HP/ UPW | 1287 | 330.96
9535963 | Filterset for pure water system Micro | 1287 | 869.41
9535966 | Replacement Pure water cartridge for Smart2Pure | 1288 | 759.03
9535968 | Disinfection cartridge for Micro | 1287 | 808.08
9535970 | Fees water pre-treatment cpl.kit, for Smart2Pure 3 | 1288 | 518.27
9535972 | Pre-treatment pack for MicroLab | 1288 | 621.07
9535973 | Feed water pre-treatment cpl.kit, for Smart2Pure 12 | 1288 | 729.05
9537203 | Stainless steel grid for model size 400x250 (for good air circulation) | 867 | 96.74
9537204 | Stainless steel grid for model size 640x500 (for good air circulation) | 867 | 201.28
9537938 | Aluminium Thermo plate, anodized for VO 29 | 863 | 732.54
9537939 | Aluminium Thermo plate, anodized for VO 49 | 863 | 848.72
9537940 | Aluminium Thermo plate, anodized for VO 101 | 863 | 994.25
9537941 | Stainless steel thermo plate for VO 49 | 863 | 848.72
9537944 | Premium Module for VO 29 consist: Option switching inert gas, pump control, printer interface, | 863 | 1473.64
9537945 | Premium Module for VO 49 consists: Option switching inert gas, pump control, printer interface, | 863 | 1829.04
9537946 | Premium Module for VO 101 consists Option switching inert gas, pump control, printer interface, | 863 | 2293.16
9537961 | Incubator IN30 +20...+80°C, 32 Ltr., natural air circulation | 866 | 1620.24
9537962 | Incubator IN55 +20...+80°C, 53 ltr., natural air circulation | 866 | 1997.27
9537963 | Incubator IN75 +20...+80°C, 74 Ltr., natural air circulation | 866 | 2365.94
9537964 | Drying chamber IN110 +20...+80°C, 108 ltr., natural air circulation | 866 | 2788.3
9537965 | Incubator IN160 +20...+80°C, 161 Ltr., natural air circulation | 866 | 3712.96
9537966 | Incubator IN260 +20...+80°C, 256 Ltr., natural air circulation | 866 | 4904.88
9537967 | Incubator IN450 +20...+80°C, 449 ltr., natural air circulation | 866 | 6532.29
9537968 | Incubator IN750 +20...+80°C, 749 ltr., natural air circulation | 866 | 8667.95
9537969 | Incubator IN30plus +20...+80°C, 32 ltr., natural air circulation, with TwinDISPLAY | 867 | 2701.2
9537970 | Incubator IN55plus +20...+80°C, 53 ltr., natural air circulation, with TwinDISPLAY | 867 | 3046.01
9537971 | Incubator IN75plus +20...+80°C, 74 ltr., natural air circulation, with TwinDISPLAY | 867 | 3438.55
9537972 | Incubator IN110plus +20...+80°C, 108 ltr., natura lair circulation, with TwinDISPLAY | 867 | 3860.91
9537973 | Incubator IN160plus +20...+80°C, 161 ltr., natural air circulation, with TwinDISPLAY | 867 | 4814.2
9537974 | Incubator IN260plus +20...+80°C, 256 ltr., natural air circulation, with TwinDISPLAY | 867 | 5864.14
9537975 | Incubator IN450plus +20...+80°C, 449 ltr., natural air circulation, with TwinDISPLAY | 867 | 7623.98
9537976 | Incubator IN750plus +20...+80°C, 749 ltr., natural air circulation, with TwinDISPLAY | 867 | 9808.56
9537977 | Incubator IF30 +20...+80°C, 32 ltr., laboured air circulation | 866 | 2013.97
9537978 | Incubator IF55 +20...+80°C, 53 ltr., laboure air circulation | 866 | 2600.98
9537979 | Incubator IF75 +20...+80°C, 74 ltr., laboured air circulation incl. 2x grid | 866 | 2956.53
9537980 | Incubator IF110 +20...+80°C, 108 ltr., laboured air circulation | 866 | 3529.22
9537981 | Incubator IF160 +20...+80°C, 161 ltr., laboured air circulation | 866 | 4381.1
9537982 | Incubator IF260 +20...+80°C, 256 ltr., laboured air circulation | 866 | 5691.14
9537983 | Incubator IF450 +20...+80°C, 449 ltr., laboured air circulation | 866 | 7326.9
9537984 | Incubator IF750 +20...+80°C, 749 ltr., laboured air circulation | 866 | 9431.55
9537985 | Incubator IF30plus +20...+80°C, 32 ltr., laboured air circulation, with TwinDISPLAY | 867 | 2906.42
9537986 | Incubator IF55plus +20...+80°C, 53 ltr., laboured air circulation, with TwinDISPLAY | 867 | 3473.15
9537987 | Incubator IF75plus +20...+80°C, 74 ltr., laboured air circulation, with TwinDISPLAY | 867 | 3909.82
9537988 | Incubator IF110plus +20...+80°C, 108 ltr., laboured air ciculation, with TwinDISPLAY | 867 | 4401.39
9537989 | Incubator IF160plus +20...+80°C, 161 ltr., laboured air circulation, with TwinDISPLAY | 867 | 5484.73
9537990 | Incubator IF260plus +20...+80°C, 256 ltr., laboured air circulation, with TwinDISPLAY | 867 | 6633.69
9537991 | Incubator IF450plus +20...+80°C, 449 ltr., laboured air circulation, with TwinDISPLAY | 867 | 8494.95
9537992 | Incubator IF750plus +20...+80°C, 749 ltr., laboured air circulation, with TwinDISPLAY | 867 | 10918.16
9538001 | Peltier-Cooling incubator IPP30 SingleDISPLAY, 0°C...70°C, 32 ltr. 230/115 V, 50/60 Hz | 873 | 4047.04
9538002 | Peltier-Cooling incubator IPP55 SingleDISPLAY, 0°C...70°C, 53 ltr. 230/115 V, 50/60 Hz | 873 | 4406.16
9538006 | Peltier-Cooling incubator IPP30plus TwinDISPLAY, 0°C...70°C, 32 ltr. 230/115 V, 50/60 Hz | 873 | 4552.91
9538007 | Peltier-Cooling incubator IPP55plus TwinDISPLAY, 0°C...70°C, 53 ltr. 230/115 V, 50/60 Hz | 873 | 4908.46
9539045 | Sprayer for TLC | 1499 | 1321.23
9539046 | Reservoirs 50ml pack of 10 | 1499 | 198.05
9569991 | Gravimetric dilutor DiluFlow® with single pump, 0,1 - 3000 g | 614 | 6876.31
9569992 | Gravimetric dilutor DiluFlow® with double pump, 0,1 - 3000 g | 614 | 7724.66
9570075 | Sample bags BagLight® 100 110 x 185 mm, 100 ml, pack of 20x25 | 616 | 77.44
9570077 | Sample bags BagLight® 3500 380 x 600 mm, 3500 ml sterile, pack of 20x25 | 616 | 226
9570078 | Side filter BagFilter® 400 P 190 x 300 mm, sterile, pack of 20x25 | 616 | 148.17
9570079 | Side filter BagFilter® 3500 P 380 x 600 mm, sterile, pack of 10x10 | 616 | 194
9570080 | Full-size filter BagPage® 100 180 x 95 mm, sterile, pack of 20x25 | 616 | 245.29
9570081 | Full-size filter BagPage® 400 190 x 300 mm, sterile, pack of 20x25 | 616 | 160.81
9570082 | Full-size filter BagPage® 3500 380 x 600 mm, sterile, pack of 10x10 | 616 | 194
9570083 | Bag opener stand BagOpen® 80/100 | 616 | 154.69
9570084 | Bag opener stand BagOpen® 400 | 616 | 141.46
9570085 | Bag opener stand BagOpen® 3500 | 616 | 434.94
9570086 | Bag storage BagRack® 80/100 for storage of 11 bags | 616 | 219.88
9570087 | BadRack® 400 for storage of 10 bags | 616 | 198.94
9570088 | Closing rid BagClip® 80/100 pack of 50 | 616 | 151.93
9570089 | Closing rid BagClip® 400 pack of 50 | 616 | 136.09
9570090 | Closing rids BagClip® 3500 pack of 50 | 616 | 207.05
9570091 | Pipet BagPipet® for fix volume 0,1-0,9-1,0 ml for BagTips® | 616 | 401.38
9570092 | BagTips® regular 19 cm for BagPipet® pack of 40x25 | 616 | 32.29
9570093 | BagTips® jumbo 24 cm for BagPipet® pack of 40x25 | 616 | 58.24
9570098 | BagMixer® 400 CC 50-400ml volume 420 x 260 x 265mm | 615 | 5056.01
9570223 | Dispersing aggregate PT-DA 05/2EC-E085 | 602 | 1942.52
9570225 | Dispersing aggregate PT-DA 12/2EC-E157 Ø 12 mm | 602 | 2372.72
9570226 | DISPERSER PT-DA 20/2XEC-E116 | 602 | 2582.41
9570227 | DISPERSER PT-DA 25/2EC-E192 | 602 | 2682.42
9570228 | Dispersing aggregate PT-DA 30/2EC-F250 Ø 30 mm | 602 | 3236.74
9570480 | Mini-Centrifuge mini G 6000 rpm, 1-99 min incl. UK and CH plug | 666 | 477.75
9570500 | ULTRA-TURRAX® Tube Drive Disperser, incl. 1 removal hook for removal the rotor-stator unit (DT-20) | 603 | 1072.52
9570507 | Tube DT-20 20 ml, with rotor-stator element pack of 25 | 604 | 342.33
9570508 | Tube ST-20 20 ml, with stirring device pack of 25 | 604 | 329.33
9570509 | Tube for grinding BMT-20-G 20 ml, with glass balls, with closed cover, | 604 | 362.56
9570510 | Tube for grinding BMT-20-S 20 ml, with stainless steel balls, with closed cover, | 604 | 362.56
9570841 | Dispersing heads S 18 N - 10G | 605 | 1602.35
9570842 | Dispersing heads S18 N - 19G | 605 | 1602.35
9570855 | Dispersing element S 18 D-10 G-KS plastic, pack of 12 | 605 | 483.89
9570857 | Dispersing element S 18 D-14 G-KS plastic, pack of 12 | 605 | 483.89
9570859 | Dispersing element S 25 D - 10 G - KS plastic, Ø10 mm, pack of 12 | 607 | 483.89
9570861 | Dispersing element S 25 D - 14 G - KS plastic, Ø14 mm, pack of 12 | 607 | 483.89
9570878 | Plastic dispersing element S 10 D - 7 G - KS - 110 pack of 24 | 604 | 876.32
9570882 | Dispersing tool S 50 N - G 45 G for T 50 basic | 609 | 4323.83
9570884 | Dispersing element S 50 KG - HH - G 45 G Ø 45 mm | 609 | 6544.21
9570886 | Dispersing tool S 50 N - G 45 M for T 50 basic | 609 | 4754.55
9570888 | Dispersing element S 50 KG - HH - G 45 M Ø 45 mm | 609 | 6974.93
9570896 | Dispersing tool S 50 N - G 45 F for T 50 basic | 609 | 4989.59
9570898 | Dispersing intruments S 50 KG - HH - G 45 F 45 mm | 609 | 7211.17
9570940 | ULTRA-TURRAX® T 10 basic Disperser, 220...240 V, 50/60 Hz | 604 | 1917.33
9570941 | ULTRA-TURRAX® T 10 basic S 2 Disperser, with UK plug, 220...240 V, 50/60 Hz | 604 | 1922.73
9570942 | ULTRA-TURRAX® T 10 basic S 3 Disperser, with Swiss plug 220...240 V, 50/60 Hz | 604 | 1922.12
9570943 | ULTRA-TURRAX® T 18 digital Disperser, 230 V, 50/60 Hz | 605 | 2176.23
9570944 | ULTRA-TURRAX® T 18 digital S 2 Disperser, with UK plug 230 V, 50/60 Hz | 605 | 2181.64
9570945 | ULTRA-TURRAX® T 18 digital S 3 Disperser, with Swiss plug 230 V, 50/60 Hz | 605 | 2181.03
9570949 | ULTRA-TURRAX® T 25 digital Disperser, 230 V, 50/60 Hz | 607 | 3179.64
9570950 | ULTRA-TURRAX® T 25 digital S 2 Disperser, 230 V, 50/60 Hz, with UK plug | 607 | 3185.05
9570951 | ULTRA-TURRAX® T 25 digital S 3 Disperser, 230 V, 50/60 Hz, with Swiss plug | 607 | 3184.44
9570952 | ULTRA-TURRAX® T 50 digital Disperser, 230 V, 50/60 Hz | 609 | 5061.18
9570953 | ULTRA-TURRAX® T 50 digital S 2 Disperser, 230 V, 50/60 Hz, with UK plug | 609 | 5066.58
9570954 | ULTRA-TURRAX® T 50 digital S 3 Disperser, 230 V, 50/60 Hz, with Swiss plug | 609 | 5065.96
9571098 | S 25 N - 8 G dispersing tool for T 25 digital | 607 | 2210.83
9571117 | Dispersing element S 25 KV - 18 G for T 25 digital | 607 | 2942.21
9571119 | Dispersing element S 25 N - 18 G for T 25 digital | 607 | 1658.43
9571199 | Dispersing element S 25 KV - 25 F for T 25 digital | 607 | 3252.42
9571200 | Dispersing tool S 25 N - 25 G for T 25 digital | 607 | 2118.96
9571201 | Dispersing tool S 25 N - 25 F for T 25 digital | 607 | 2238.28
9571207 | Dispersing tool S 25 N - 10 G for T 25 digital | 607 | 1658.43
9571436 | Laboratory mixer Waring, complete with glass beaker cap.1 ltr.and timer | 566 | 1274.81
9571437 | Laboratory Blender complete with steel beaker 1 l and timer | 566 | 1420.7
9571450 | Beakers, glass, 1 l, with one handle, knife head with lid | 566 | 305.56
9571453 | Steel beaker 1 ltr. milling head and lid | 566 | 440.48
9571461 | Milling head for 1 ltr. beaker with knife crux | 566 | 136.32
9571492 | Hand disperser POLYTRON® PT 1200 E EU plug | 600 | 2084.72
9580010 | Storage container SB 193 for MF 26, MF 36, MV 306, MV 426 | 789 | 1565.97
9580049 | Storage container SB 393 incl. cover adapter CBT30EFSD for MC 16 SHORT, MF 26, MF 36, MF 46, MF 56, | 789 | 2722.9
9584650 | multiSUB mini, 70x100 mm UV tray, 2 x 8 sample combs, loading guides and dams | 1306 | 471.25
9584651 | multiSUB choice, 150x150 mm UV tray, 2 x 20 sample combs, loading guides and dams | 1306 | 556.45
9584652 | omniPAGE mini, 100x100 mm, CLAMP VERSION incl. glass plates with bonded 1 mm thick spacers 2 x 12 1 mm sample combs, cooling pack, | 1321 | 770.28
9584654 | omniPAGE mini, 100x100 mm, CLAMP VERSION incl. glass plates with bonded 1 mm thick spacers 2 x 12 sample combs, cooling pack, dummy plate | 1321 | 899.08
9584663 | multiSUB choice Stretch 20, 150x200mm UV-permeable gel carrier, 4 combs with 28 samples, loadign guide, casting damns | 1306 | 628.59
9584664 | multiSUB choice Stretch 25, 150x250mm UV-permeable gel carrier, 4 combs with 28 samples, loadign guide, casting damns | 1306 | 628.59
9584670 | multiSUB Maxi 200x100 & 200x200mm UV-permeable gel carrier, 2 combs with 20 samples, loadign guide, casting damns | 1307 | 1007.3
9584671 | multiSUB Maxi 200x250mm UV-permeable gel carrier, 2 combs with 20 samples, loadign guide, casting damns | 1307 | 1007.3
9584695 | Agarose, powder, 100g | 1308 | 85.9
9584696 | Agarose, powder, 500g | 1308 | 324.53
9584697 | Agarose, powder, 1000g (2x500g) | 1308 | 608.48
9584751 | omniBlot mini Blotting system 100x100mm incl.4 cassettes | 1324 | 823.56
9584752 | omniBlot Maxi Blotting system 200x200mm incl.3 cassettes | 1324 | 1296.01
9584753 | Semi Dry Mini Blotter 100x100mm System | 1323 | 790.41
9584770 | UV-Transilluminator 254nm 210x210mm, 230 V | 1311 | 1466.52
9584771 | UV-Transilluminator 365nm 210x210mm, 230V | 1311 | 1466.52
9584772 | UV-Transilluminator 254/365nm 210x210mm, 230V | 1311 | 1537.29
9584773 | UV-Transilluminator 254/312nm 210x210mm, 230V | 1311 | 1537.29
9584774 | UV-Sterilisation cabinet with Timer, 4 UV lights and white light, w/o tray, 230 V | 1305 | 2554.05
9584775 | UV-Sterilisation cabinet Mini with Timer, 4 UV lights and white light, w/o tray, 230 V | 1305 | 2265.85
9584788 | Radiation hazard tray yellow, 68x54 cm | 1305 | 154.02
9595290 | Plate sealer AccuSeal incl.adapter for standard- and DeepWell microplates, 230V | 1297 | 5742.41
9595291 | AccuSeal Adapter for PCR- and assay plates | 1297 | 377.72
9595306 | Power Station Enduro 250 V 230 V, incl. EU & UK power cords | 1308 | 1197.83
9595314 | Power Station Enduro 300 V 230 V, incl. EU & UK power cords | 1308 | 619.89
9595330 | Shaker GyroMini 3-D with rubber mat, 230 V | 523 | 520.02
9595331 | Shaker Enduro MiniMix 3-D non-slip matte, 2 blotting boxes, 230 V | 523 | 482.59
9595516 | Plate seals PRIMEPRO48 for 48-well PCR plates pack of 50 | 1303 | 67.81
9600105 | Ringcaps, disposable capillary pipettes pack of 250, 5 marks, 1,2,3,4,5µl, DURAN | 946 | 38.66
9600110 | Ringcaps, disposable capillary pipettes pack of 250, 10 µl, DURAN | 946 | 33.91
9600122 | Ringcaps, disposable capillary pipettes pack of 100, 200µl, DURAN | 946 | 31.53
9600125 | Ringcaps, disposable capillary pipettes pack of 250, 25µl, DURAN | 946 | 33.91
9600140 | Ringcaps, disposable capillary pipettes pack of 250, 40µl, DURAN | 946 | 33.91
9600150 | Ringcaps, disposable capillary pipettes pack of 250, 50µl, DURAN | 946 | 33.91
9600199 | Ringcaps, disposable capillary pipettes pack of 250, 100µl, DURAN | 946 | 33.91
9600210 | Ringcaps, disposable capillary pipettes pack of 250, 2 marks 5+10µl, DURAN | 946 | 33.91
9600222 | Ringcaps, disposable capillary pipettes pack of 100, 2 marks 100+200µl, DURAN | 946 | 31.53
9600240 | Ringcaps, disposable capillary pipettes pack of 250, 2 marks 20+40µl, DURAN | 946 | 33.91
9600299 | Ringcaps, disposable capillary pipettes pack of 250, 2 marks 50+100µl, DURAN | 946 | 33.91
9600781 | Optical glass cell W680/OG/10 path length 10 mm | 1147 | 102.17
9600782 | Optical glass cell W680/OG/25 path length 25 mm | 1147 | 135.07
9600784 | Optical glass cell W680/OG/40 path length 40 mm calibrated at 20 ml | 1147 | 102.17
9601426 | Glass fiber filter,pack of 80 | 379 | 73.14
9603581 | Ready-to-use filter units 5µm pack of 500, FP 30/5,0 CN, black rim | 732 | 1089.11
9603584 | Ready-to-use filter units 0,2µm pack of 500, FP 30/0,2CA, red rim | 732 | 1089.11
9603585 | Ready-to-use filter units 0,2µm pack of 100, FP 30/0,2CA, red rim | 732 | 266.5
9604009 | Minisart® NML, 28 mm pack of 50 | 735 | 104.08
9604011 | Minisart® NML, 28 mm pack of 50 | 735 | 104.08
9604022 | Minisart® SRP, 15 mm pack of 50 | 736 | 148.34
9604024 | Minisart® SRP pack of 50 | 736 | 140.25
9604076 | All-glass vacuum filtration unit,cap. 1 ltr. with funnel 250 ml,for 47/50 mm filter | 744 | 942.01
9604204 | Glass units for vacuum filtration,glass frit for 25 mm filters | 743 | 293.22
9604205 | Glass units for vacuum filtration,screen,PTFE- coated,for 25 mm filters | 743 | 433.33
9604307 | Glass units for vacuum filtration,glass fit for 50 mm filters | 743 | 498.33
9604308 | Glass units for vacuum filtration screen, PTFE-coated, for 50 mm filters | 743 | 595.4
9604601 | Mini-cartridge filters,Sartobran-PH,0,2m² pack of 5 | 740 | 1595.36
9604602 | Mini-cartridge filters,Sartobran-PH,0,1m² pack of 5 | 740 | 1051.9
9604604 | Sartofluor® Mini-cartridge filters 0.2m², pack of 5 | 740 | 1564.68
9604605 | Sartofluor® Mini-cartridge filters 0.1m², pack of 5 | 740 | 1064.48
9604615 | Filtration capsules 0,45/0,2µm pack of 5, Sartobran 150 | 742 | 422.5
9604616 |  | 742 | 459.88
9604617 |  | 742 | 422.5
9604618 | Capsules for the sterile filtration of liquids pore size 0,2 µm,pack of 2 | 742 | 320.13
9604619 | Capsules for the sterile filtration of liquids pore size 0,2 µm,pack of 5 | 742 | 860.07
9620404 | Ammoniak 2/a 2-30 ppm pack with 10 tubes | 1214 | 140.91
9620405 | Ammoniak 5/a, 5-700 ppm Pack with 10 Tubes | 1214 | 135.22
9620407 | Chlorine 0,2/a, 0.2-3 ppm, Pack with 10 tubes | 1214 | 128.75
9620408 | Carbon dioxide 100/a, 100-3000 ppm, pack of 10 | 1214 | 128.75
9620409 | Carbon monoxide 5/c 8 - 700 ppm, UN 3260, 8, II,(E), pack with 10 tubes | 1214 | 129.98
9620410 | Dräger Accuro gas pump | 1213 | 609.38
9620411 | Gas pump set "accuro" incl. bag and E-set | 1213 | 769.14
9620413 | Hydrochlorid acid 1/a, 1-10 ppm, Pack 10 tubes | 1215 | 151.1
9620414 | Activated charcoal tubes type BIA, pack of 10 | 1213 | 97.97
9620415 | Activated charcoal tubes type G, pack of 10 | 1213 | 97.97
9620416 | Activated charcoal tubes type B/G, pack of 10 | 1213 | 97.97
9620417 | Silicagel tubes pack of 10, type B | 1213 | 95.15
9620418 | Silicagel tubes pack of 10, type G | 1213 | 95.15
9620419 | Silicagel tubes pack of 10, type B/G | 1213 | 95.15
9620420 | Sulphur dioxide 0.5/a, 0,5.25 ppm, Pack 10 tubes | 1215 | 136.45
9620421 | Acetone tubes 100 6 pack of 10, 100-12.000ppm | 1214 | 129.98
9620424 | Ammonia tubes 5/6 pack of 10, 5-100ppm | 1214 | 132.4
9620425 | Hydrogen sulphide 5/b, 5-60 ppm, Pack 10 tubes | 1215 | 121.47
9620426 | 10 Test Tubes, Petroleum hydrocarbons 10/a, 10-300 ppm | 1214 | 159.91
9620429 | Tubes formaldehyde 0,2/a pack of 10 | 1214 | 149.64
9620432 | Carbon monoxide tubes 2/a UN 3260, 8, III, (E) 2-60 ppm, pack of 10 | 1214 | 129.98
9620434 | Ozone tubes 0,05/6 pack of 10, 0,05-0,7ppm | 1214 | 145.76
9620437 | Phenol tubes 1/6 pack of 10, 1-20ppm | 1214 | 152.57
9620438 | Hydrogen phosphide 0.01/a 0.1 - 1 ppm, 0.01 - 0.3 ppm pack of 10 | 1214 | 159.91
9620439 | Mercury vapour tubes 0,1/6 pack of 10, 0,05-2mg/m³ | 1214 | 148.19
9620441 | Hydrochloric acid/nitric acid tubes 1/a pack of 10, 0-10/15ppm | 1215 | 187.78
9620442 | Carbon disulphide tubes 3/a pack of 10, 3-95ppm | 1215 | 145.76
9620443 | Hydrogen sulphide tubes 1/d pack of 10, 1-200ppm | 1215 | 129.98
9620446 | Microchip measurement system 20-500ppm petroleum hydrocarbons pack of 10 | 1215 | 145.23
9620447 | Trichloethylene 2/a 20-250 ppm, Pack 10 tubes | 1215 | 136.45
9620448 | Tubes Oxygen 5%/c UN 3260, 8, III, (E) 5 - 23 vol.%, pack of 10 | 1215 | 259.66
9620449 | Tubes prussic acid 0,5/a pack of 10 | 1214 | 140.91
9620471 | NiMH Accu, T4 Batteries, nickel metal hydride | 1216 | 361.56
9620474 | Mains adapter 100-240 V | 1216 | 131.19
9620475 | Automobile charger 12/24 V | 1216 | 178.97
9642401 | Heating mantle KM-G 25 25 ml, 65 watt, 1 heating zone, Ø 110 x 60 mm | 846 | 327.91
9642402 | Heating mantle KM-G 50 50 ml, 75 watt, 1 heating zone, Ø 120 x 70 mm | 846 | 333.31
9642403 | Heating mantle KM-G 100 100 ml, 120 watt, 1 heating zone, Ø 150 x 80 mm | 846 | 335.45
9642404 | Heating mantle KM-G 250 250 ml, 180 watt, 2 heating zones, Ø 160 x 90 mm | 846 | 339.77
9642405 | Heating mantle KM-G 500 500 ml, 250 watt, 2 heating zones, Ø 180 x 100 mm | 846 | 349.48
9642406 | Heating mantle KM-G 1000 1000 ml, 450 watt, 2 heating zones, Ø 210 x 110 mm | 846 | 391.56
9642407 | Heating mantle KM-G 2000 2000 ml, 600 watt, 2 heating zones, Ø 250 x 140 mm | 846 | 462.73
9642408 | Heating mantle KM-G 3000 3000 ml, 800 watt, 2 heating zones, Ø 180 x 150 mm | 846 | 516.62
9642409 | Heating mantle KM-G 4000 4000 ml, 900 watt, 2 heating zones, Ø 290 x 160 mm | 846 | 559.43
9642410 | Heating mantle KM-G 5000 5000 ml, 1200 watt, 2 heating zones, Ø 310 x 160 mm | 846 | 694.06
9642411 | Heating mantle KM-G 6000 6000 ml, 1400 watt, 2 heating zones, Ø 330 x 170 mm | 846 | 776.51
9642412 | Heating mantle KM-G 10000 10000 ml, 2000 watt, 2 heating zones, Ø 390 x 200 mm | 846 | 994.81
9642413 | Heating mantle KM-G 20000 20000 ml, 2200 watt, 2 heating zones, Ø 480 x 270 mm | 846 | 1464.22
9642440 | Heating mantle KM-GH 100 100 ml, 200 watt, 1 heating zone, Ø 115 x 40 mm | 846 | 468.13
9642441 | Heating mantle KM-GH 250 250 ml, 300 watt, 2 heating zones, Ø 140 x 50 mm | 846 | 503.73
9642442 | Heating mantle KM-GH 500 500 ml, 500 watt, 2 heating zones, Ø 165 x 75 mm | 846 | 548.98
9642443 | Heating mantle KM-GH 1000 1000 ml, 750 watt, 2 heating zones, Ø 190 x 90 mm | 846 | 683.62
9642444 | Heating mantle KM-GH 2000 2000 ml, 1200 watt, 2 heating zones, Ø 225 x 110 mm | 846 | 904.89
9642445 | Heating mantle KM-GH 4000 4000 ml, 1800 watt, 2 heating zones, Ø 270 x 130 mm | 846 | 1128.2
9642446 | Heating mantle KM-GH 6000 6000 ml, 2500 watt, 2 heating zones, Ø 310 x 150 mm | 846 | 1393.96
9642500 | Heating mantle KM-M 50 50 ml, 55 watt, 1 heating zone, Ø 175 x 175 mm | 847 | 313.88
9642501 | Heating mantle KM-M 100 100 ml, 100 watt, 1 heating zone, Ø 175 x 175 mm | 847 | 314.96
9642502 | Heating mantle KM-M 250 250 ml, 150 watt, 2 heating zones, Ø 175 x 175 mm | 847 | 320.36
9642503 | Heating mantle KM-M 500 500 ml, 200 watt, 2 heating zones, Ø 220 x 190 mm | 847 | 334.37
9642504 | Heating mantle KM-M 1000 1000 ml, 300 watt, 2 heating zones, Ø 220 x 190 mm | 847 | 357.03
9642505 | Heating mantle KM-M 2000 2000 ml, 500 watt, 2 heating zones, Ø 300 x 210 mm | 847 | 412.05
9642506 | Heating mantle KM-M 3000 3000 ml, 600 watt, 2 heating zones, Ø 300 x 210 mm | 847 | 453.03
9642507 | Heating mantle KM-M 4000 4000 ml, 750 watt, 2 heating zones, Ø 370 x 230 mm | 847 | 570.91
9642508 | Heating mantle KM-M 5000 5000 ml, 860 watt, 2 heating zones, Ø 370 x 230 mm | 847 | 620.99
9642509 | Heating mantle KM-M 6000 6000 ml, 1000 watt, 2 heating zones, Ø 370 x 230 mm | 847 | 703.45
9642510 | Heating mantle KM-M 10000 10000 ml, 1400 watt, 2 heating zones, Ø 370 x 220 mm | 847 | 960.2
9642511 | Heating mantle KM-M 20000 20000 ml, 2000 watt, 2 heating zones, Ø 440 x 250 mm | 847 | 1304.36
9642520 | Heating mantle KM-ME 50 50 ml, 55 watt, 1 heating zone, Ø 175 x 175 mm | 847 | 354.86
9642521 | Heating mantle KM-ME 100 100 ml, 100 watt, 1 heating zone, Ø 175 x 175 mm | 847 | 355.94
9642522 | Heating mantle KM-ME 250 250 ml, 150 watt, 2 heating zones, Ø 175 x 175 mm | 847 | 361.34
9642523 | Heating mantle KM-ME 500 500 ml, 200 watt, 2 heating zones, Ø 220 x 190 mm | 847 | 375.38
9642524 | Heating mantle KM-ME 1000 1000 ml, 300 watt, 2 heating zones, Ø 220 x 190 mm | 847 | 398.02
9642525 | Heating mantle KM-ME 2000 2000 ml, 500 watt, 2 heating zones, Ø 300 x 210 mm | 847 | 453.03
9642526 | Heating mantle KM-ME 3000 3000 ml, 600 watt, 2 heating zones, Ø 300 x 210 mm | 847 | 494.02
9642527 | Heating mantle KM-ME 4000 4000 ml, 750 watt, 2 heating zones, Ø 370 x 230 mm | 847 | 606.39
9642528 | Heating mantle KM-ME 5000 5000 ml, 860 watt, 2 heating zones, Ø 370 x 230 mm | 847 | 660.65
9642529 | Heating mantle KM-ME 6000 6000 ml, 1000 watt, 2 heating zones, Ø 370 x 230 mm | 847 | 746.24
9642530 | Heating mantle KM-ME 10000 10000 ml, 1400 watt, 2 heating zones, Ø 370 x 250 mm | 847 | 999.86
9642531 | Heating mantle KM-ME 20000 20000 ml, 2000 watt, 2 heating zones, Ø 440 x 250 mm | 847 | 1344.07
9642540 | Heating mantle KM-M 50-250 50-250 ml, 160 watt, 3 heating zones, Ø 175 x 175 mm | 848 | 494.02
9642541 | Heating mantle KM-M 250-1000 250-1000 ml, 350 watt, 3 heating zones, Ø 220 x 190 mm | 848 | 556.28
9642542 | Heating mantle KM-M 1000-3000 1000-3000 ml, 700 watt, 3 heating zones, Ø 300 x 210 mm | 848 | 638.74
9642545 | Heating mantle KM-MER 100 100 ml, 100 W, 1 heating zone | 849 | 700.32
9642546 | Heating mantle KM-MER 250 250 ml, 150 W, 2 heating zones | 849 | 712.83
9642547 | Heating mantle KM-MER 500 500 ml, 200 W, 2 heating zones | 849 | 765.02
9642548 | Heating mantle KM-MER 1000 1 ltr., 300 W, 2 heating zones | 849 | 808.87
9642600 | Tripod KM-DF for heating mantle 100 ml made of plastic coated metall | 846 | 112.18
9642601 | Tripod KM-DF for heating mantle 250 ml made of plastic coated metall | 846 | 115.68
9642602 | Tripod KM-DF for heating mantle 500 ml made of plastic coated metall | 846 | 118.03
9642603 | Tripod KM-DF for heating mantle 1 l made of plastic coated metall | 846 | 121.53
9642604 | Tripod KM-DF for heating mantle 2 l made of plastic coated metall | 846 | 125.03
9642605 | Tripod KM-DF for heating mantle 3 l made of plastic coated metall | 846 | 141.4
9642606 | Tripod KM-DF for heating mantle 4 l made of plastic coated metall | 846 | 144.9
9642607 | Tripod KM-DF for heating mantle 5 l made of plastic coated metall | 846 | 162.43
9642608 | Tripod KM-DF for heating mantle 6 l made of plastic coated metall | 846 | 188.13
9642609 | Tripod KM-DF for heating mantle 10 l made of plastic coated metall | 846 | 206.83
9642610 | Tripod KM-DF for heating mantle 20 l made of plastic coated metall | 846 | 230.82
9642620 | Supporting ring KM-TR for heating mantle 25 ml made of plastic coated metall | 846 | 43.86
9642621 | Supporting ring KM-TR for heating mantle 50 ml made of plastic coated metall | 846 | 43.86
9642622 | Supporting ring KM-TR for heating mantle 100 ml made of plastic coated metall | 846 | 46.45
9642623 | Supporting ring KM-TR for heating mantle 250 ml made of plastic coated metall | 846 | 46.45
9642624 | Supporting ring KM-TR for heating mantle 500 ml made of plastic coated metall | 846 | 49.02
9642625 | Supporting ring KM-TR for heating mantle 1 l made of plastic coated metall | 846 | 50.31
9642626 | Supporting ring KM-TR for heating mantle 2 l made of plastic coated metall | 846 | 50.31
9642627 | Supporting ring KM-TR for heating mantle 3 l made of plastic coated metall | 846 | 59.34
9642628 | Supporting ring KM-TR for heating mantle 4 l made of plastic coated metall | 846 | 59.34
9642630 | support clamb KM-SK for the attachment of the metal casing heating mantles to support rods or within support wall | 849 | 30.19
9642654 | Laboratory controller KM-RX1004 electronical with digital display, max. 2300 W, 230 V AC | 850 | 566.12
9642660 | Power controller KM-L116 electromechanical, infinitely variable control over power outlet, max. 450 W, 230 V AC | 850 | 189.89
9642670 | Temperature sensor KM-TNF NiCr-Ni flat membrane to 400°C, 2.5 x 9.2 x 400 mm, without plug | 851 | 117.11
9642671 | Temperature sensor KM-TNS NiCr-Ni bar element Inconell, -40 to 1200°C, 1.5 m, 300 mm, without plug | 851 | 102.64
9642672 | Temperature sensor KM-TP2 Pt-100 casing element V2A, to 500°C, 3.5 x 50 mm, without plug | 851 | 69.41
9642673 | Temperature sensor KM-TPG Pt100 in glass tube V2A, up to 250°C, 6x400mm, without plug | 851 | 171.55
9642674 | Temperature sensor KM-TPG Pt100 in glass tube V2A, up to 250°C, 6x400mm, with plug | 851 | 217.39
9642720 | Heating tape, fibre glass, KM-HT-BS30/05 50 cm, 125 watt, with inner protection net, | 850 | 130.55
9642721 | Heating tape, fibre glass, KM-HT-BS30/10 100 cm, 250 watt, with inner protection net, | 850 | 142.63
9642722 | Heating tape, fibre glass, KM-HT-BS30/15 150 cm, 375 watt, with inner protection net, | 850 | 164.41
9642723 | Heating tape, fibre glass, KM-HT-BS30/20 200 cm, 500 watt, with inner protection net, | 850 | 183.75
9642724 | Heating tape, fibre glass, KM-HT-BS30/25 250 cm, 625 watt, with inner protection net, | 850 | 207.93
9642725 | Heating tape, fibre glass, KM-HT-BS30/30 300 cm, 750 watt, with inner protection net, | 850 | 232.08
9642726 | Heating tape, fibre glass, KM-HT-BS30/40 400 cm, 1000 watt, with inner protection net, | 850 | 271.14
9642727 | Heating tape, fibre glass, KM-HT-BS30/50 500 cm, 1250 watt, with inner protection net, | 850 | 326.94
9642728 | Heating tape, fibre glass, KM-HT-BS30/70 700 cm, 1500 watt, with inner protection net, | 850 | 440.75
9642729 | Heating tape, fibre glass, KM-HT-BS30/100 1000 cm, 2000 watt, with inner protection net, | 850 | 527.96
9642750 | Heating cable, fibre glass, KM-HC-G/05 50 cm, 75 watt, with glass fibre insulation | 850 | 85.41
9642751 | Heating cable, fibre glass, KM-HC-G/10 100 cm, 150 watt, with glass fibre insulation | 850 | 88.08
9642752 | Heating cable, fibre glass, KM-HC-G/15 150 cm, 225 watt, with glass fibre insulation | 850 | 104.08
9642753 | Heating cable, fibre glass, KM-HC-G/20 200 cm, 300 watt, with glass fibre insulation | 850 | 118.77
9642754 | Heating cable, fibre glass, KM-HC-G/25 250 cm, 375 watt, with glass fibre insulation | 850 | 117.26
9642755 | Heating cable, fibre glass, KM-HC-G/30 300 cm, 450 watt, with glass fibre insulation | 850 | 128.14
9642756 | Heating cable, fibre glass, KM-HC-G/40 400 cm, 600 watt, with glass fibre insulation | 850 | 147.48
9642757 | Heating cable, fibre glass, KM-HC-G/50 500 cm, 750 watt, with glass fibre insulation | 850 | 163.19
9642758 | Heating cable, fibre glass, KM-HC-G/60 600 cm, 900 watt, with glass fibre insulation | 850 | 178.9
9643033 | Heating mantle cap. 100 ml PP, +450°C, 60 W | 847 | 641.28
9643034 | Heating mantle cap. 250 ml PP, +450°C, 150 W | 847 | 621.76
9643035 | Heating mantle cap. 500 ml PP, +450°C, 200 W | 847 | 774.28
9643036 | Heating mantle cap. 1000 ml PP, +450°C, 300 W | 847 | 780.25
9643037 | Heating mantle cap. 2000 ml PP, +450°C, 500 W | 847 | 1242.96
9643038 | Heating mantle cap. 3000 ml PP, +450°C, 500 W | 847 | 1281.27
9643039 | Heating mantle cap. 5000 ml PP, +450°C, 800 W | 847 | 1125.06
9643072 | Multi heating mantle +450°C, cap.10 - 50 ml | 848 | 648.34
9643073 | Multi heating mantle +450°C, cap.100 - 250 ml | 848 | 764.98
9643074 | Multi heating mantle +450°C, cap. 500 - 1000 ml | 848 | 789.09
9643075 | Multi heating mantle +450°C, cap. 2000-5000 ml | 848 | 1423.19
9643081 | Heating mantle Spillproof +450°C, cap. 500 - 1000 ml | 848 | 883.28
9643083 | Heating mantle Spillproof +450°C, cap. 2000 - 5000 ml | 848 | 1521.74
9643122 | Stirrer heating mantles,PP,+450°C,cap. 50 ml | 849 | 1149.61
9643123 | Stirrer heating mantles,PP,+450°C,cap. 100 ml | 849 | 1080.24
9643124 | Stirrer heating mantles,PP,+450°C,cap. 250 ml | 849 | 1157.25
9643125 | Stirrer heating mantles,PP,+450°C,cap. 500 ml | 849 | 1269.72
9643126 | Stirrer heating mantles,PP,+450°C,cap. 1000 ml | 849 | 1257.37
9643127 | Stirrer heating mantles,PP,+450°C,cap. 2000 ml | 849 | 1595.99
9645280 | Colony counter SC 6 Plus 0 to 999, 120-230V, 50/60 Hz, 70W | 1393 | 1075.26
9645281 | Magnifier 1.7x | 1393 | 144.18
9645320 | Large digital hotplate SD 300 300 x 300 mm, 600 W max. 300°C | 843 | 1668.42
9645321 | Large digital hotplate SD 500 500 x 300 mm, 1500 W max. 300°C | 843 | 1505.91
9645322 | Rotator SB2 for 1,5-50 ml tubes 20 rpm | 535 | 565.05
9645323 | Rotator SB3 for 1,5-50 ml tubes, variable speed 2-40 rpm, digital timer | 535 | 852.16
9645324 | Micro tube holder SB3/1 for 1,5 ml micro tubes | 536 | 292.65
9645325 | Tube holder SB3/2 for test/blood tubes | 536 | 298.46
9645326 | Tube holder SB3/3 for 50 ml micro tubes | 536 | 358.66
9645327 | Cultur tube holder SB3/4 for 12 mm tubes | 536 | 393.9
9645328 | Cultur tube holder SB3/5 for 16 mm tubes | 536 | 325.23
9645329 | Cultur tube holder SB3/6 for 26 mm tubes | 536 | 325.23
9645351 | Incubator with orbital shaker SI600 Ambient +5...60°C, large 230V/50Hz | 884 | 9182
9645510 | CERAN® single boiling plate CT 2200/E dual-circuit, Ø 140/210 mm / 1000/2200 W, 230 V | 841 | 215.14
9645511 | CERAN® single boiling plate CT 2203/TC touch control, Ø 140/210 mm / 1000/2200 W, 230 V | 841 | 246.19
9645590 | Multiple hotplate system, 4 individually adjustable hotplates with metal protective grills, Dia 96 mm | 845 | 1316.38
9645591 | Multiple hotplate system, 6 individually adjustable hotplates w/o. metal protective grills, Dia 94 mm | 845 | 1819.26
9645592 | Attachment HBS 4 incl.4 support rods, for serial heating element HB 4 | 845 | 325.87
9645593 | Attachment HBS 6 incl.6 support rods, for serial heating element HB 6 | 845 | 426.55
9645594 | Multiple hotplate system HB 8, 8 individually adjustable hotplates with metal protective grills, dia. 94 mm | 845 | 2338.5
9645595 | Attachment HBS 8 incl.8 support rods, for serial heating element HB 8 | 845 | 576.53
9645711 | CERAN® hotplate, upto +500°C,280x280 mm | 844 | 1603.33
9645712 | CERAN® hotplates,upto +500°C,280x430 mm | 844 | 1867.9
9645714 | CERAN® hotplates,upto +500°C,430x430 mm | 844 | 2065.99
9645715 | CERAN® hotplates,upto +500°C,430x580 mm | 844 | 2309.29
9645721 | CERAN® hotplates 280 x 280 mm, with separ. controll housing | 844 | 1680.44
9645722 | CERAN® hotplates 430 x 290 mm, with sep. controll housing | 844 | 1955.65
9645724 | CERAN® hotplate 430 x 430 mm with sep. cotroll housing | 844 | 2160.38
9645725 | CERAN® hotplates 430x580 mm | 844 | 2385.06
9645740 | CERAN® Hotplate 175x175mm heating area diam. 150 mm | 844 | 620.66
9645744 | Precision hotplate,upto +450°C,290x440 mm | 844 | 3295.75
9645773 | Hot plate 440x290mm 30... 110°C | 845 | 1585.78
9645776 | Hot plate 580x430mm 30...110°C | 845 | 2054.82
9645781 | Hotplates,upto +300°C,300x300 mm | 845 | 1372.37
9645782 | Hotplates,upto +300°C,350x350 mm | 845 | 1503.9
9645785 | Hotplates,upto +300°C,350x500 mm | 845 | 1738.42
9645786 | Hotplates,upto +300°C,430x580 mm | 845 | 2054.82
9645787 | Hotplates,upto +300°C,430x580 mm,3-phase current | 845 | 2054.82
9645793 | Hot plate 440x290mm 130...370°C | 845 | 1687.54
9645796 | Hot plate 580x430mm 130...370°C | 845 | 2156.56
9645814 | Sand bath 360x360 mm 50...300°C, 2200 W, 230 V | 839 | 1750.82
9645815 | Sand bath 510x360 mm 50...30°C, 2850 W, 230 V | 839 | 2073.44
9645816 | Sand bath 590x440 mm 50...300°C, 4000 W, 230 V | 839 | 2264.53
9645819 | Sand bath 590x440mm 100...370°C, 4000 W, 230 W | 839 | 2366.28
9645820 | Sand bath 590x440 mm 50...300°C, 4000 W, 3x400 V | 839 | 2264.53
9645824 | Precision hotplates,upto +300°C,350x350 mm | 845 | 2853.04
9645827 | Precision hotplates,upto +99,9°C,200x280 mm | 845 | 2310.61
9645828 | Precision hotplates,upto +300°C,200x280 mm | 845 | 2310.61
9645829 | Precision hotplates,upto +300°C,610x610 mm | 845 | 2794.54
9645950 | Cellculture-stirrer bioMixdrive 1 5-250 rpm | 451 | 813.25
9645951 | Control unit bioMIXcontrol 5-250 rpm, 10-stepped | 451 | 1718.08
9645954 | Magnetic stirrer MIX 1 with internal control | 455 | 906.19
9645955 | Magnetic stirrer MIX 1 eco with internal control | 455 | 567.49
9645956 | Multible Magnetic stirrer MIX 6 with internal control | 457 | 2208.44
9645957 | Multible Magnetic stirrer MIX 15 with internal control | 457 | 2768.02
9645958 | Multible Magnetic stirrer MIX 15 eco with internal control | 457 | 1460.37
9645959 | Magnetic stirring system MIXdrive 1 external control -Please order control unit separately- | 459 | 428.46
9645960 | Magnetic stirring system MIXdrive 1 HT (+200°C), external control -Please order control unit separately- | 459 | 634.7
9645961 | Magnetic stirring system MIXdrive 1 eco external control -Please order control unit separately- | 459 | 351.36
9645962 | Magnetic stirring system MIXdrive 1 eco HT (+200°C), external control -Please order control unit separately- | 459 | 524.52
9645963 | Magnetic stirring system MIXdrive 6 external control -Please order control unit separately- | 459 | 1490.19
9645964 | Magnetic stirring system MIXdrive 6 HT (+200°C), external control -Please order control unit separately- | 459 | 2383.83
9645965 | Magnetic stirirng system MIXdrive 15 external control -Please order control unit separately- | 459 | 1913.75
9645966 | Magnetic stirring system MIXdrive 15 HT (+200°C), external control -Please order control unit separately- | 459 | 2810.97
9645967 | Magnetic stirring system MIXdrive 60 external control -Please order control unit separately- | 459 | 2782.33
9645968 | Magnetic stirring system MIXdrive 60 HT (+200°C), external control -Please order control unit separately- | 459 | 3882.38
9645969 | Control unit MIXcontrol eco for stirring drive MIXdrive | 459 | 470.17
9645970 | Control unit MIXcontrol 20 for stirring drive MIXdrive | 459 | 914.76
9645971 | Control unit MIXcontrol 40 for stirring drive MIXdrive | 459 | 1238.45
9645978 | Cell culture stirrer bioMixdrive 2 5-250 rpm | 451 | 1493.78
9645979 | Cell culture stirrer bioMixdrive 3 5-250 rpm | 451 | 2171.46
9645980 | Cell culture stirrer bioMixdrive 4 5-250 rpm | 451 | 2795.46
9645981 | Control unit bioMixcontrol S stapable | 451 | 1718.08
9645982 | Control unit bioMixcontrol 4MS for bioMIXdrive 1 only | 451 | 3318.05
9645985 | Magnetic stirr system MIXdrive 1 XS external controll | 459 | 331.14
9645986 | Magnetic stirr system MIXdrive 1 XS HT (+200°C), external controll | 459 | 508.08
9646000 | Controll unit atexMIXcontrol cleanroom Ex protection zone 2 | 455 | 3321.62
9646026 | Multible Magnetic stirrer MIX 8 XL for 8 x 600ml beaker glasses (tall form), 100-1600 rpm | 457 | 2067.66
9646027 | Multible Magnetic stirrer MIX 12 XL for 12 x 600ml beaker glasses (tall form), 100-1600 rpm | 457 | 2444.69
9646040 | Magnetic stirring bar ASTEROID 40 | 477 | 89.19
9646057 | Magnetic stirring bar ASTEROID 25 | 477 | 62.73
9646058 | Magnetic stirring bar ASTEROID 70 | 477 | 308.39
9650151 | Ultrasonic homogenizer HD 4050 SONOPULS, Set: consisting of: generator GM 4200, ultrasonic converter UW 50, | 612 | 4035.1
9650152 | Ultrasonic homogenizer HD 4100 SONOPULS, Set: consisting of: generator GM 4200, ultrasonic converter UW 100, | 613 | 4464.8
9650165 | Micro tip MS 1.5 for volume 0.1 to 10 ml | 610 | 190.59
9650166 | Micro tip MS 2.5 for volume 0.5 to 25 ml | 610 | 176.18
9650223 | Cooling vessel KG 5, 70 ml | 614 | 278.22
9650224 | Flow-through vessel DG 5 for Sonotroden up to 25 mm | 614 | 436.77
9650235 | Cooling vessel KG 3, 15 ml | 614 | 261.5
9650236 | Flow-through vessel DG 3 | 614 | 429.59
9650239 | extended probe VS 70 T dia. 13 mm, for SH 70/213 G | 612 | 240.45
9650240 | extended probe VS 200 T dia. 25 mm, for SH 225 G | 612 | 487.9
9650244 | Titanium sonotrodes,diam.2 mm,micro-type | 612 | 260.83
9650245 | Titanium sonotrodes,diam.3 mm,micro-type | 612 | 198.34
9650246 | Titanium sonotrodes,diam.6 mm,cone-type | 612 | 218.3
9650247 | Titanium sonotrodes,diam.13 mm,Titanium-plate | 612 | 139.62
9650250 | Titanium sonotrodes TT 13 diam.13 mm,Titanium-plate | 612 | 102.77
9650260 | Rosette cell RZ 4 | 614 | 499.15
9650261 | Rosotte cell,cap. 110 ml RZ 3 | 614 | 377.44
9650264 | Rosette cell,cap. 900 ml RZ 5 | 614 | 553.37
9650267 | Round anchor plate cell, glass RZ 1, 25ml | 614 | 362.08
9650268 | Round anchor plate cell, glass RZ 2, 40ml | 614 | 393.8
9650290 | Ultrsonic special unit set BactoSonic® 14.2 cons.of: unit BS 14, transport containters, container carriers, unit holder, TICKOPUR TR 3 | 1190 | 8068.55
9650291 | Implant box IB 5 PP, 0,52 ltr., 145x110x67 mm, pack of 5 | 1190 | 143.84
9650292 | Implant box IB 6 PP, 0,60 ltr., Ø 142x68 mm, pack of 5 | 1190 | 154.14
9650293 | Implant box IB 10 PP, 1,00 ltr., 278x115x60 mm, pack of 5 | 1190 | 178.09
9650294 | Implant box IB 18 PP, 1,80 ltr., 208x143x94 mm, pack of 5 | 1190 | 191.81
9650295 | Implant box IB 20 PP, 2,00 ltr., 135x102x282 mm, pack of 5 | 1190 | 205.5
9650311 | Box carrier BT 5 PC, for 2 boxes IB 5 | 1190 | 497.94
9650312 | Box carrier BT 6 PC, for 2 boxes IB 6 | 1190 | 497.94
9650313 | Box carrier BT 10 PC, for 1 box IB 10 | 1190 | 497.94
9650314 | Box carrier BT 18 PC, for 1 box IB 18 | 1190 | 497.94
9651050 | Sterile Tissue Grinder CS1 15ml, pack of 10 | 1388 | 205.75
9651051 | Sterile Tissue Grinder CS1 50ml, pack of 10 | 1388 | 205.75
9651052 | Sterile Tissue Grinder CS2 15ml, pack of 10 | 1388 | 291.56
9651637 | DUALL homogenizers with glass pestle 1ml capacity, size 20 | 1388 | 204.97
9651638 | DUALL homogenizers, with glass pestle 3ml capacity, size 21 | 1388 | 204.97
9651639 | Duall homogenizers,with glass pestle 5 ml capacity Size 22 | 1388 | 235.7
9651641 | DUALL homogenizers with glass pestle 15ml capacity, size 23 | 1388 | 268.15
9651642 | DUALL homogenizers with glass pestle 30ml capacity, size 24 | 1388 | 281.82
9651643 | DUALL homogenizers with glass pestle 50ml capacity, size 25 | 1388 | 357.76
9651656 | DUALL homogenizers with PTFE pestle 1ml capacity, size 20 | 1388 | 188.11
9651657 | DUALL homogenizers with PTFE pestle 3ml capacity, size 21 | 1388 | 188.11
9651658 | DUALL homogenizers with PTFE pestle 5ml capacity, size 22 | 1388 | 210.8
9651659 | DUALL homogenizers with PTFE pestle 15ml capacity, size 23 | 1388 | 205.52
9651660 | DUALL homogenizers with PTFE pestle 30ml capacity, size 24 | 1388 | 239.42
9651674 | Homogenizer with flass pestle Gr. 19,1ml Type POTTER-EKVEHJ. | 1389 | 170.27
9651675 | POTTER-ELVEHJ. homogenizers with pestle, size 21, 5ml | 1389 | 179
9651676 | POTTER-ELVEHJ. homogenizers with pestle, size 22, 8ml | 1389 | 198.11
9651677 | Potter-elveh jem homogenizers 17ml, size 23, glass pestle | 1389 | 191.33
9651678 | Potter-eleveh jem homogenizers 45ml, size 24, glass pestle | 1389 | 201.06
9651689 | Potter-elvehjem homogenizers 0,5ml, size 18, PTFE pestle | 1389 | 235.7
9651690 | Potter-elvehjem homogenizers 1ml, size 10, PTFE pestle | 1389 | 161.28
9651691 | Homogenizers with PTFE pestle size 20, capacity 3ml, type POTTER-ELVEHJEM | 1389 | 207.56
9651692 | Homogenizers with PTFE pestle size 21, 5ml "Potter-elvehjem" | 1389 | 180.81
9651693 | Homogenizers "Potter-elvehjem size 22, 8ml with PTFE-pestle | 1389 | 193.51
9651694 | Potter-elvehjem homogenizers 17ml, size 23, PTFE pestle | 1389 | 229.64
9651695 | Potter-elvehjem homogenizers 45ml, size 24, PTFE pestle | 1389 | 269.56
9695000 | Gelpack Icecatch® Gel 90g with cooling gel, 90x110x20mm, pack of 120 | 791 | 113.19
9695001 | Gelpack Icecatch® Gel 170g with cooling gel, 90x150x20mm pack of 80 | 791 | 62.88
9695002 | Gelpack Icecatch® Gel 230g with cooling gel, 90x180x20mm pack of 60 | 791 | 48.5
9695003 | Gelpack Icecatch® Gel 460g with cooling gel, 140x190x30mm pack of 32 | 791 | 33.06
9695004 | Gelpack Icecatch® Gel 690g with cooling gel, 140x240x30mm pack of 24 | 791 | 37.2
9695006 | Icecatch® Solid 1100g with solid foam, 280x190x25mm pack of 12 | 791 | 53.62
9695007 | Icecatch® Solid Isolated 1100g with solid foam, 280x190x30mm pack of 12 | 791 | 78.44
9695008 | Icecatch® Solid Isolated 500g with solid foam, 195x130x23mm pack of 24 | 791 | 85.71
9695009 | Icecatch® Solid Isolated 1700g with solid foam, 280x190x45mm pack of 8 | 791 | 57.33
9698682 | Laboratory-refrigerator LKUexv 1610 capacity 141/130 ltr. explosion-proof interior | 788 | 1619.04
9698708 | Cryobox PP, 50 mm, blue 9x9 130 x 130 x 50 mm | 761 | 10.63
9698709 | Cryobox PP, 50 mm, green 9x9 130 x 130 x 50 mm | 761 | 10.63
9698710 | Cryobox PP, 50 mm, natural 9x9 130 x 130 x 50 mm | 761 | 10.63
9698711 | Cryobox PP, 50 mm, red 9x9 130 x 130 x 50 mm | 761 | 10.63
9698712 | Cryobox PP, 50 mm, yellow 9x9 130 x 130 x 50 mm | 761 | 10.63
9698746 | Rack for 10x1 boxes 50 mm 140 x 141 x 557 mm, for chest freezers | 763 | 52.28
9698772 | LLG-Grid divider 8x8 H=30mm, from cardboard for Cryobox 133 x 133 mm | 758 | 1.62
9698773 | LLG-Grid divider 7x7 H=30mm, from cardboard for Cryobox 133 x 133 mm | 758 | 1.91
9698776 | LLG-Cryobox 133x133x75mm blue, special, w/o grid | 758 | 4.74
9698780 | LLG-Grid divider 10x10 H=40mm, from cardboard for Cryobox 133 x 133 mm | 758 | 3.32
9698781 | LLG-Grid divider 9x9 H=40mm, from cardboard for Cryobox 133 x 133 mm | 758 | 1.75
9698782 | LLG-Grid divider 8x8 H=40mm, from cardboard for Cryobox 133 x 133 mm | 758 | 3.01
9698783 | LLG-Grid divider 7x7 H=40mm, from cardboard for Cryobox 133 x 133 mm | 758 | 3.01
9698786 | LLG-Cryobox 133x133x100 mm blue, special, w/o grid | 758 | 6.87
9698787 | LLG-Cryobox 133x133x100 red, special, w/o grid | 758 | 6.87
9698788 | LLG-Cryobox 133x133x100 mm green, special, w/o grid | 758 | 6.87
9698789 | LLG-Cryobox 133x133x100 mm yellow, special, w/o grid | 758 | 6.87
9698790 | LLG-Grid divider 10x10 H=65mm, from cardboard for Cryobox 133 x 133 mm | 758 | 2.96
9698791 | LLG-Grid divider 9x9 H=65mm, from cardboard for Cryobox 133 x 133 mm | 758 | 3.43
9698792 | LLG-Grid divider 8x8 H=65mm, from cardboard for Cryobox 133 x 133 mm | 758 | 2.94
9698793 | LLG-Grid divider 7x7 H=65mm, from cardboard for Cryobox 133 x 133 mm | 758 | 1.16
9698950 | Rack for 4x3 boxes 50 mm 221 x 419 x 139 mm for upright freezers | 763 | 62.54
9698954 | Rack, 2x3 boxes 75 mm 140 x 423 x 164 mm, for upright freezers | 763 | 34.31
9698959 | Rack, 6x4 boxes 50 mm 562 x 139 x 331 mm, for upright freezers | 763 | 118.06
9698960 | Rack, 4x4 boxes 78 mm 556 x 140 x 326 mm, for upright freezers | 763 | 96.01
9698961 | Rack for 5x4 boxes 78 mm 556 x 140 x 407 mm, for upright freezers | 763 | 116.69
9698962 | Rack, 7x1 boxes 50 mm 140 x 141 x 390 mm, for chest freezers | 763 | 38.79
9698963 | Rack for 11x1 boxes 50 mm 140 x 140 x 610 mm, for chest freezers | 763 | 57.38
9698964 | Rack for 12x1 boxes 50 mm 140 x 140 x 665 mm, for chest freezers | 763 | 62.54
9698965 | Rack for 13x1 boxes 50 mm 140 x 140 x 720 mm, for chest freezers | 763 | 71.39
9698966 | Rack, 8x1 boxes 75 mm 140 x 141 x 649 mm, for chest freezers | 763 | 72.84
9698967 | Rack, 5x1 boxes 75 mm 140 x 141 x 406 mm, for chest freezers | 763 | 27.41
9698968 | Rack, 9x1 boxes 75 mm 140 x 141 x 730 mm, for chest freezers | 763 | 78.11
9698969 | Rack for 4x4 boxes 50 mm 562 x 139 x 221 mm, for upright freezers | 763 | 82.77
9698970 | Rack, 3x4 boxes 50 mm 562 x 139 x 168 mm, for upright freezers | 763 | 62.54
9698971 | Rack for 5x4 boxes 50 mm 562 x 139 x 276 mm, for upright freezers | 763 | 108.38
9698972 | Rack, 7x4 boxes 50 mm 558 x 139 x 386 mm, for upright freezers | 763 | 151.96
9698973 | Rack for 4x5 boxes 50 mm 688 x 139 x 221 mm, for upright freezers | 763 | 111.08
9698974 | Rack, 5x3 boxes 50 mm 419 x 139 x 276 mm, for upright freezers | 763 | 82.57
9698975 | Rack, 3x4 boxes 75 mm 562 x 139 x 240 mm, for upright freezers | 763 | 68.63
9698976 | Rack for 3x3 boxes 75 mm 419 x 139 x 240 mm, for upright freezers | 763 | 51.95
9698981 | Single drawer AluCool subdivided, 3 channels, 12 universal divider, drawer 425mm | 786 | 218.6
9699096 | Drain syphon | 799 | 52.56
9699100 | E-grade "Exclusiv" for thermostates -Please always advise serial no. | 827 | 697.94
9699101 | E-grade "Professional" for thermostates -Please always advise serial no. | 827 | 1311.15
9699142 | Thermostatic cabinet TC 135 S with steel door, 135 L, 3 grids, 1 bottom grid, 4 sockets | 871 | 2628.67
9699146 | Thermostatic cabinet TC 140 G with glass door, 140 L, 3 grids, 1 bottom grid, 4 sockets | 871 | 3033.36
9699230 | Photometer MultiDirect compl. in case with standard accessories without reagents | 1242 | 1940.47
9699231 | Set with 12 round cuvettes 24mm with lid | 1244 | 120.14
9699235 | Photometer MD 600 with standard accessories in case | 1241 | 1566.31
9699237 | Photometer MD 610 with standard accessories in case | 1241 | 1620.36
9699240 | Set of 10 round vials 16mm | 1244 | 60.07
9699295 | SensoDirect SensoDirect 150 Set pH/Redox | 345 | 962.94
9699320 | Ultra low temperature freezer ULTF 80, 71l 552x648x850 mm (WxDxH) Temp.range -40...-86°C, single compressor | 774 | 6932.92
9699321 | Ultra low temperature freezer ULTF 220, 189l 920x695x885 mm (WxDxH) Temp.range -40...-86°C, single compressor | 774 | 8050.18
9699322 | Ultra low temperature freezer ULTF 320, 284l 1262x698x885 mm (WxDxH) Temp.range -40...-86°C, single compressor | 774 | 9461.45
9699323 | Ultra low temperature freezer ULTF 420, 368l 1562x698x885 mm (WxDxH) Temp.range -40...-86°C, single compressor | 774 | 9755.47
9699630 | Thermostate T 100 digital, 0...+100°C, w/o clamp | 798 | 1322.95
9699631 | Thermostate TC 120 digital, -20...+120°C, w/o clamp, with pump | 798 | 1669.09
9699632 | Thermostate TX 150 programmable, -50...+150°C, w/o clamp, with pump | 799 | 2138.53
9699633 | Thermostate TXF 200 programmable, -50...+200°C, w/o clamp, with multi-stage pump | 799 | 2885.37
9699634 | Clamp for independent use of thermostates | 799 | 151.7
9699643 | Thermostatic bath, 5 ltr. digital, stainless steel tank, brifge plate, +5...+100°C | 800 | 1756.82
9699644 | Thermostatic bath, 12 ltr. digital, stainless steel tank, bridge plate, Amb. +5...+100°C | 800 | 2075.7
9699645 | Thermostatic bath, 18 ltr. digital, stainless steel tank, bridge plate, Amb. +5...+100°C | 800 | 2209.66
9699646 | Thermostatic bath, 26 ltr. digital, stainless steel tank, bridge plate, Amb. +5...+100°C | 800 | 2324.66
9699647 | Thermostatic bath, 38 ltr. digital, stainless steel tank, bridge plate, Amb. +5...+100°C | 800 | 3089.25
9699651 | Thermostatic bath, 5 ltr. digital, stainless steel tank, with pump, bridge plate, Amb. +15...+120°C | 800 | 2088.75
9699652 | Thermostatic bath, 12 ltr. digital, stainless steel tank, with pump, bridge plate, Amb. +5...+120°C | 800 | 2401.69
9699653 | Thermostatic bath, 18 ltr. digital, stainless steel tank, with pump, bridge plate, Amb. +5...+120°C | 800 | 2534.47
9699654 | Thermostatic bath, 26 ltr. digital, stainless steel tank, with pump, bridge plate, Amb. +5...+120°C | 800 | 2649.45
9699655 | Thermostatic bath, 38 ltr. digital, stainless steel tank, with pump, bridge plate, Amb. +5...+120°C | 800 | 3416.44
9699659 | Thermostatic bath, 5 ltr. programmable, USB, stainless steel tank, with pump, bridge plate, Amb. +15...150°C | 800 | 2528.55
9699660 | Thermostatic bath, 12 ltr. programmable, USB, stainless steel tank, with pump, bridge plate, Amb. +5...150°C | 800 | 2841.5
9699661 | Thermostatic bath, 18 ltr. programmable, USB, stainless steel tank, with pump, bridge plate, Amb. +5...+150°C | 800 | 2976.64
9699662 | Thermostatic bath, 26 ltr. programmable, USB, stainless steel tank, with pump, bridge plate, Amb. +5...+150°C | 800 | 3088.07
9699663 | Thermostatic bath, 38 ltr. programmable, USB, stainless steel tank, with pump, bridge plate, Amb. +5...+150°C | 800 | 3852.69
9699667 | Thermostatic bath, 5 ltr. programmable, USB, stainless steel tank, with pump, bridge plate, Amb. +15...+200°C | 800 | 3288.42
9699668 | Thermostatic bath, 12 ltr. programmable, USB, stainless steel tank, with pump, bridge plate, Amb. +5...+200°C | 800 | 3600.18
9699669 | Thermostatic bath, 18 ltr. programmable, USB, stainless steel tank, with pump, bridge plate, Amb. +5...+200°C | 800 | 3732.95
9699670 | Thermostatic bath, 26 ltr. programmable, USB, stainless steel tank, with pump, bridge plate, Amb. +5...+200°C | 800 | 3846.76
9699671 | Thermostatic bath, 38 ltr. programmable, USB, stainless steel tank, with pump, bridge plate, Amb. +5...+200°C | 800 | 4611.37
9700420 | Laboratory perstaltig pumps PLP 33, 0,2...2l/h | 1044 | 669.06
9704079 | Connection cable for TetraCon DU/T | 337 | 273
9704081 | Conductivity measuring cells,TetraCon 325, 1.5 m cable | 337 | 730.09
9704083 | Conductivity measuring cells,LR 325/01 constant: K = 0.1 | 337 | 906.19
9704137 | Calibration set E-SET Trace 6x50ml | 339 | 205.38
9705151 | Gooseneck light guide, single, diam. 4.5 mm L 600 mm | 1112 | 242.84
9705152 | Gooseneck light guide, 2-arms PURAVIS Ø 4,5 mm / length 600 mm for KL 1600 LED, | 1112 | 361.47
9705153 | Gooseneck light guide, 3-arms PURAVIS Ø 4,5 mm / length 600 mm | 1112 | 560.99
9705164 | Flexible light guide, 1-arm M-PVC coated, PURAVIS, Ø 5 mm / length 1600 mm | 1113 | 274.63
9705165 | Flexible light guide, 2-arms M-PVC coated, PURAVIS, Ø 4.5 mm / length 1000 mm | 1113 | 380.25
9705166 | Flexible light guide, 3-arms M-PVC coated, PURAVIS, Ø 4.5 mm / length 1000 mm | 1113 | 548.07
9705168 | Flexible light guide, 1-arm M-PVC coated, PURAVIS, Ø 8 mm / length 1000 mm | 1113 | 361.47
9705169 | Flexible light guide, 2-arms M-PVC coated, PURAVIS, Ø 4.5 mm / length 1600 mm | 1113 | 472.96
9705194 | Annular ring lamp "Standard" PURAVIS diam. 58 mm | 1113 | 794.91
9705195 | Annular ring lamp "Standard" PURAVIS diam. 66 mm | 1113 | 794.91
9705204 | Cold light source 2500 LED for 230 Volt | 1111 | 1429.18
9705206 | Cold light source KL 1600 LED incl.mains adapter (w/o power cord) | 1111 | 897.11
9705220 | Swan-neck light guide, 2-arm,length 500 mm for KL 200/300/750 | 1112 | 298.1
9705221 | Gooseneck light guide, single, diam. 3.5 mm, L 500 mm | 1112 | 195.8
9705225 | Flexible light guide, 1-arm,length 600 mm | 1113 | 140.36
9705226 | Flexible light guide, 2-arm,length 1000 mm | 1113 | 228.85
9705230 | 6-point ring lamp diam. 66 mm | 1113 | 578.01
9718011 | Protective cover | 396 | 55.93
9718200 | NiCr-Ni imm./penetration sensor,waterproof | 396 | 81.63
9718202 | Immersion probe TE, type K +60...+1000°C, 300x1,5mm | 396 | 157.46
9718208 | Core thermometer testo 106 -50...+275°C | 395 | 90.69
9718209 | Core thermometer testo 106 Kit -50...+275°C with case and clip | 395 | 98.26
9718222 | NiCr-Ni surface sensor | 396 | 202.65
9718230 | NiCr-Ni air sensor, robust | 396 | 111.86
9718232 | TopSafe protective sleeve (IP 67), water-tight, dishwasher-safe | 395 | 39.31
9718418 | Infrared thermometer testo 830-T1 with 1 point laser sighting | 401 | 120.93
9720167 | Magnetic stirrer,Hei-Mix S | 449 | 319.41
9720208 | Multi position magnetic stirrer RO 5 digital, with 5 stirring places, w/o heating | 453 | 2052.15
9720211 | Magnetic stirrer Mini MR standard IKAMAG®, without heating, with EU/CH/UK/USA plug | 449 | 380.44
9720219 | Magnetic stirrer Topolino mobil IKAMAG®, without heating, 100-240 V, 50/60 Hz | 460 | 420.88
9720220 | Magnetic stirrer Topolino IKAMAG®, without heating, with EU/CH/UK/USA/AUS plug | 448 | 191.49
9720222 | Multi-position magnetic stirrer RO 10 digital, with 10 stirring places, w/o heating | 453 | 2368.32
9720226 | Multi-position magnetic stirrer RO 15 digital, with 15 stirring places, w/o heating | 453 | 3310.88
9720241 | Electronic contact thermometer ETS-D 5 | 473 | 595.57
9720242 | Contact thermometer IKATRON® ETS-D6 | 473 | 876.84
9720248 | Magnetic stirrer RET basic IKAMAG®, hotplate diam. 135 mm stainless steel heating plate | 472 | 1840.97
9720257 | H 16 V Support rod | 472 | 133.78
9720276 | Main cable H 11 Euro plug | 472 | 63.49
9720352 | Temperature probe PT 1000.80 | 472 | 245.09
9720402 | Magnetic stirrer RH basic 2 with heating | 464 | 589.22
9720411 | Magnetic stirrer RH basic with heating | 465 | 859.72
9720412 | Magnetic stirrer RH basic S 2 with heating with UK plug | 465 | 865.27
9720414 | Magnetic stirrer RH digital with heating | 465 | 1030.94
9720417 | Magnetic stirrer RH basic, white with heating (with enamelled plate) | 465 | 962.45
9720418 | Magnetic stirrer RH digital, white with heating (with enamelled plate) | 465 | 1094.08
9720480 | Magnetic stirrer lab disc WHITE ultraflat 100....240V, 50/60Hz | 454 | 486.6
9720490 | Magnetic stirrer C-MAG HS 4 with heating, glass ceramics heating plate | 467 | 859.72
9720491 | Magnetic stirrer C-MAG HS 7 with heating, glass ceramics heating plate | 467 | 897.09
9720492 | Magnetic stirrer C-MAG HS 10 with heating, glass ceramics heating plate with EU plug | 467 | 1257.54
9720493 | Magnetic stirrer C-MAG MS 4 IKAMAG® without heating, glass ceramics set-up plate | 452 | 801.03
9720494 | Magnetic stirrer C-MAG MS 7 IKAMAG® without heating, glass ceramics set-up plate | 452 | 881.74
9720495 | Magnetic stirrer C-MAG MS 10 IKAMAG® without heating, glass ceramics set-up plate | 452 | 1175.21
9720496 | Hotplate C-MAG HP 4 IKATHERM®, glass ceramics | 843 | 825.48
9720497 | Hotplate C-MAG HP 7 IKATHERM®, glass ceramics | 843 | 907.42
9720498 | Hotplate C-MAG HP 10 IKATHERM®, glass ceramics | 843 | 1208.62
9720603 | Multi-position magnetic stirrer RT 5 digital, with 5 stirring places, with heating | 474 | 3475.54
9720604 | Multi-position magnetic stirrer RT 5 S 2 digital, with 5 stirring places, with heating, with UK plug | 474 | 3480.94
9720605 | Multi-position magnetic stirrer RT 5 S 3 digital, with 5 stirring places, with heating, with Swiss plug | 474 | 3480.32
9720606 | Multi-position magnetic stirrer RT 10 digital, with 10 stirring places, with heating | 474 | 4587.51
9720607 | Multi-position magnetic stirrer RT 10 S 2 digital, with 10 stirring places, with heating, with UK plug | 474 | 4592.92
9720608 | Multi-position magnetic stirrer RT 10 S 3 digital, with 10 stirring places, with heating, with Swiss plug | 474 | 4592.31
9720609 | Multi-position magnetic stirrer RT 15 digital, with 15 stirring places, with heating | 474 | 5768.69
9720610 | Multi-position magnetic stirrer RT 15 S 2 digital, with 15 stirring places, with heating, with UK plug | 474 | 5774.09
9720611 | Multi-position magnetic stirrer RT 15 S 3 digital, with 15 stirring palces, with heating, with Swiss plug | 474 | 5773.48
9720650 | Magnetic stirrer POLY 15 grey, with 15 stirring positions speed: 100-980 rpm | 456 | 1199.44
9721000 | Mini-Vortex mixer PV-1 for tubes 1,5 ml - 50 ml incl. EU-/UK-plug | 499 | 302.54
9721001 | Combi-spin centrifuge PCV-2400 with rotor for 12x1,5/2,0 ml tubes 12x0,5 ml, 12x0,2 ml tubes, incl.EU-/UK-plug | 667 | 519.31
9721004 | Centrifuge/ Vortex Multispin PCV-6000 1-6000 rpm, incl.EU-/UK-plug | 667 | 835.6
9721009 | Incubator PCH-1, Personal cooling-/heating block dry block for 12x1,5ml and 20x0,5 ml tubes incl.EU-/UK-plug, 220-240V, 50-60Hz | 892 | 1382.05
9721010 | Incubator PCH-2, Personal cooling-/heating block dry block for 20x1,5 ml tubes incl.EU-/UK-plug, 220-240V, 50-60Hz | 892 | 1382.05
9721011 | Mini platform rocker PMR-30 incl.EU-/UK-plug | 522 | 681.94
9721014 | Mini 3D platform mixer PS-3D incl.EU-/UK-plug | 522 | 543.66
9721015 | Platform rocker PMR-100 platform 460x360mm incl.EU-/UK-plug | 521 | 1638.09
9721016 | Multi-Function-Rotator PTR-25 incl.EU-/UK-plug | 533 | 598.13
9721017 | Multi-function rotator 3D mixer incl.EU-/UK-plug | 523 | 908.5
9721018 | Flat platform with non-slip mat | 505 | 99.81
9721019 | Flatbed Orbital Rotator PSU-10i w/o platform incl.EU-/UK-plug | 505 | 1108.16
9721021 | Universal platform with adjustable handles | 505 | 233.56
9721022 | Flat platform | 879 | 99.81
9721023 | Platform P12-100 with clamps for 12x100 ml flasks, 150 ml beakers | 505 | 345.44
9721024 | Platform P6-250 with clamps for 6x250 ml flasks, 400 ml beakers | 505 | 323.41
9721026 | Platform MPP-4 for 4 micro plates | 539 | 95.67
9721028 | Multi function rotator PTR-35 for 26 micro tubes incl.EU-/UK-plug | 534 | 864.76
9721030 | Multi function rotator PTR-60 for 48 microtubes incl.EU-/UK-plug | 534 | 1237.59
9721033 | Microplate thermoshaker PHMP for 96 and 384 well plates temperature range RT +5...60°C | 540 | 1757.37
9721041 | Microtube thermo shaker PHMT with block PSC24 for 24x2,0 ml microtubes | 529 | 2018.9
9721049 | Platform with spring holders for 88 tubes up to 30mm | 505 | 395.27
9721050 | Microtube-/Microplate thermo shaker PCMT w/o block, incl.EU-/UK-plug | 528 | 1730.01
9721052 | Block HC18 for 20x0,5ml + 12x1,5ml microtubes | 528 | 1000.47
9721053 | Block HC24 for 24x2,0ml microtubes | 528 | 1000.47
9721054 | Block HC32 for 20x0,2ml + 12x1,5ml microtubes | 528 | 1000.47
9721055 | Block HC96 for 96well microplates | 528 | 1000.47
9721056 | Shaking incubator ES-80 50-250 rpm, 25...80°C incl.EU-/UK-plug | 878 | 4923.05
9721057 | McFarland Densitometer DEN-1B incl.EU-/UK-plug | 1143 | 985.9
9721058 | Aspirator FTA-1 built-in pump, 1 ltr. bottle incl.EU-/UK-plug | 1351 | 606.79
9721060 | Flat platform PP-400 non-slip rubber mat, 400x360mm | 879 | 263.71
9721061 | Platform P30-100 with clamps for 30x100ml flasks | 508 | 832.23
9721062 | Platform P16-250 with clamps for 16x250ml flasks | 508 | 671.85
9721063 | Platform P9-500 with clamps for 9x500ml flasks | 508 | 513.52
9721064 | Platform P6-1000 with clamps for 6x1000ml flasks | 508 | 663.98
9721066 | Incubator PCH-3, Personal cooling-/heating block for 20x2,0 ml microtubes incl.EU-/UK-plug, 220-240V, 50-60Hz | 892 | 1382.05
9721070 | UV cabinet/PCR workstation economy with timer and UV recirculator | 1305 | 2886.65
9721072 | Microtube thermo shaker PHMT-PSC24N incl. block PSC24N for 24x1,5ml incl.EU-/UK-plug | 529 | 2018.9
9721073 | Block HC24 for 24x1,5ml micro tubes | 528 | 1000.47
9721074 | Microplate shaker PMS-1000i incl. platform for 2 microplates incl.EU-/UK-plug | 539 | 647.16
9721077 | 8 channel adapter set | 1352 | 95.67
9721079 | Microtube thermoshaker PHMT with block PSC32 for 20x0,2/12x1,5 ml microtubes | 529 | 2018.9
9721080 | Microtube thermoshaker PHMT with block PSC96 for 1x 96well microplate | 529 | 2018.9
9721081 | Universal platform with adjustable bars | 508 | 733.54
9725094 | Power controller,Voltron 20,range 25 - 225 V | 851 | 173.77
9725320 | Probe Pt 100, Ø 1.6 mm, 250 mm with 2 m line | 851 | 206.5
9725321 | Probe Pt 100, Ø 2.0 mm, 250 mm with 2 m line | 851 | 200.88
9725322 | Glass-probe Pt 100, Ø 2.5 mm, 250 mm | 851 | 219
9725323 | Glass-probe Pt 100, Ø 3.0 mm, 250 mm | 851 | 219
9725363 | Power controller VOLTRON PLUS F | 852 | 221.29
9725381 | Temperature controller TEMPAT-D P+100, 0-400°C | 851 | 750.71
9725382 | Temperature controller TEMPAT-D FeCu-Ni, 0-600°C | 851 | 750.71
9725383 | Temperature controller TEMPAT-D NiCr-Ni, 0-1200°C | 851 | 758.8
9725394 | Temperature probe, Fe-CuNi, Ø 1.5 mm, 250 mm | 851 | 175.51
9725395 | Temperature probe, NiCr-Ni, Ø 1.5 mm, 250 mm | 851 | 175.51
9726000 | Transitional plug, black of male with 2 earthing contact system to england plug, angle construction with fuse | 188 | 8.16
9726001 | Transitional plug, black of male with 2. earthing contact system to swiss plug | 188 | 7.23
9726403 | Thermohygrometers, analogue 0-100%, -5...+50°C | 418 | 23.69
9726405 | Thermohygrometer TA 100 -40...+70°C, 1...99% rF | 419 | 41.03
9726412 | Data logger LOG110 humidity and temperature, 0...99%, -30...+70:0,5°C | 411 | 183.08
9726418 | Digital thermo-hygrometer -10...+60°C / 10...99% max.-min.-function | 419 | 41.03
9726422 | Datalogger LOG32TH for temperature and humidity 130 x 30 x 25 mm, 70 g | 408 | 85.3
9726431 | Datalogger LOG32T for temperature, -40...+70°C, 100 x 19 x 19 mm, 70 g | 402 | 72.99
9726964 | Thermo-hygrometer testo 608-H1 | 420 | 140.58
9726965 | Thermo-hygrometer testo 608-H2 with alarm | 420 | 183.47
9727030 | Inverse Routine Microscope AE2000 Binocular, N-WF 10X/22mm | 1100 | 2937.43
9727031 | Inverse Routine Microscope AE2000 Trinocular, N-WF 10X/22mm | 1100 | 3421.44
9727050 | Laboratory microscope BA410E Binocular reversed sextuple revolving nosepiece 50W N-WF 10X/22mm | 1098 | 3724.98
9727051 | Laboratory microscope BA410E Binocular reversed sextuple revolving nosepiece 100W N-WF 10X/22mm | 1098 | 4285.15
9727052 | Laboratory microscope BA410E Trinocular reversed sextuple revolving nosepiece 50W N-WF 10X/22mm | 1098 | 3955.5
9727053 | Laboratory microscope BA410E Trinocular reversed sextuple revolving nosepiece 100W N-WF 10X/22mm | 1098 | 4502.1
9728810 | Roller mixer SRT6, 6 rollers, analogue fixed speed, speed 33 rpm, Amplitude 16 mm, 230V/50 Hz | 537 | 1200.85
9728811 | Roller mixer SRT6D, 6 rollers, digital variable speed, speed 5 to 60 rpm, Amplitude 16 mm, 230V/50 Hz | 537 | 1583.75
9728812 | Roller mixer, 9 rollers, analogue fixed speed, speed 33 rpm, Amplitude 16 mm, 230V/50 Hz | 537 | 1458.59
9728813 | Roller mixer SRT9D, 9 rollers, digital variable speed, speed 5 to 60 rpm, Amplitude 16 mm, 230V/50 Hz | 537 | 1835.54
9728890 | LLG-Universal round bottom flask heating block 50 ml, for 145mm hotplates, with adapter for 135mm hotplate | 475 | 129.51
9728891 | LLG-Universal round bottom flask heating block 100 ml, for 145mm hotplates, with adapter for 135mm hotplate | 475 | 129.51
9728892 | LLG-Universal round bottom flask heating block 250ml, for 145mm hotplates, with adapter for 135mm hotplate | 475 | 129.51
9728893 | LLG-Universal round bottom flask heating block 500 ml, for 145mm hotplates, with adapter for 135mm hotplate | 475 | 129.51
9728897 | LLG-Universal round bottom flask heating block 1000ml, for 145mm hotplates, with adapter for 135mm hotplate | 475 | 230.06
9728898 | LLG-Universal round bottom flask heating block 2000ml, for 145mm hotplates, with adapter for 135mm hotplate | 475 | 319.62
9729917 | ULTRA-TURRAX® Tube Drive P control Workstation Disperser | 603 | 2171.46
9729918 | Heating bath HB digital | 839 | 2192.94
9729919 | ULTRA-TURRAX® Tube Drive P control Disperser | 603 | 2090.33
9729936 | Shaker lab dancer with EU/CH plug, for test tubes, 100-240V, 50/60Hz | 500 | 329.88
9729938 | Small-sized shaker MS 3 basic with EU/UK/CH/USA plug | 502 | 873.18
9729939 | Small-sized shaker MS 3 digital with EU/CH/UK/USA plug | 502 | 1222.94
9729950 | VORTEX shaker Genius 3 Orbital (incl. standard attachment) | 500 | 617.58
9729970 | Roller 6 basic 6 rolls, 30 rpm | 538 | 2196.52
9729971 | Roller 6 digital 6 rolls, 0-80 rpm with timer display | 538 | 2276.45
9729972 | Roller 10 basic 10 rolls, 30 rpm | 538 | 2683.31
9729973 | Roller 10 digital 10 rolls, 0-80 rpm with timer display | 538 | 2763.24
9729982 | Rotator Loopster basic fix driving speed | 536 | 1172.82
9729983 | Rotator Loopster digital adjustable driving speed | 536 | 1257.54
9729984 | Shaker Rocker 2D basic fix driving speed | 519 | 1301.69
9729985 | Shaker Rocker 2D digital adjustable driving speed | 519 | 1384.01
9729986 | Shaker Rocker 3D basic fix driving speed | 524 | 1384.01
9729987 | Shaker Rocker 3D digital adjustable driving speed | 524 | 1462.75
9730040 | Test tubes shakers REAX top,with small attachment plate,shaking frequency: 0 - 2400 rpm | 499 | 478.4
9730041 | Test tube shaker REAX-Top-UK with small attachment with UK plug | 499 | 478.4
9730042 | Test tubes shakers REAX control,with small attachment plate,shaking frequency: 0 - 2400 rpm with electronic speed controller | 499 | 588.27
9730060 | Vortex Genie 2-Mixer 230 V, 50 Hz | 501 | 413.66
9730090 | Multi Vortex-Genie®-Mixer 230 V, European plug | 504 | 0
9730100 | Glass beads 0,1 mm 375 g, for Disruptor Genie | 1389 | 50.1
9730101 | Glass beads 0,5 mm 375 g, for Disruptor Genie | 1389 | 50.1
9730115 | Disruptor Genie® for 1,5/2,0ml tubes 230 V, European plug | 1389 | 709.31
9730117 | Disruptor Genie® for 1,5/2,0ml tubes 230 V, swiss plug | 1389 | 714.21
9730119 | Disruptor Genie® digital 230V, CH plug | 1389 | 813.68
9730120 | Digital Vortex Genie® 2-Mixer 230 V, 50-60 Hz, 500-2850 U/min with UK plug | 501 | 517.8
9730121 | Vortex Genie® 2T 230 V, with standard attachment, with CH plug | 501 | 497.53
9733778 | Hand-operated eye showers,one head,sloping for wall and bench mounting | 255 | 196.97
9733779 | Hand-operated eye showers,two heads,sloping for wall and bench mounting | 255 | 249.59
9733786 | Hand-operated eye showers,one head,vertical for wall and bench mounting | 255 | 171.55
9733787 | Eye wash station in wall box | 255 | 89.62
9733788 | Eye wash bottles 200ml single, sterile Phosphate buffer solution 4,9% | 255 | 18.54
9733793 | Eye wash bottles 500 ml single, 0,9% NaCL | 255 | 20.6
9733794 | Eye wash bottles single (4691) with 200 ml sodium chloride solution 0.9% NaCl | 254 | 15.19
9733808 | Plaster dispenser QuickFix incl. 2x refill packs water resistant plasters strips | 257 | 42.32
9733809 | refill pack QuickFix with 45 water resistant plasters strips | 257 | 10.56
9733810 | Body shower ClassicLine on finery, wall flange length 625 mm, special showering head | 256 | 294.31
9733811 | Body shower ClassicLine under finery, wall/60mm-3/4" pipe length 625 mm, special showering head | 256 | 294.31
9733812 | Body shower ClassicLine on finery, over door, wall flange length 565 mm, special showering head | 256 | 413.47
9733816 | Eye emergency station DUO for the simultaneous flushing of both | 254 | 103.66
9733817 | Eye wash bottles pH neutral DUO for the simultaneous flushing of both eyes | 255 | 37.14
9733825 | Refill pack QuickFix 30-parts finger dressing 120x20mm | 257 | 13.13
9737790 | Batch mill Tube Mill control for disposable grinding beakers | 575 | 3055.56
9737791 | Disposable grinding chamber MT 40 pack of 10 | 575 | 155.7
9737801 | Analytical mill A 11 basic | 577 | 3411.1
9737805 | Grinding chamber A 11.4 for A11 basic | 577 | 902.53
9737806 | Cutting blade A 11.2 for A11 basic | 577 | 278.06
9737807 | A 11.3 Beater for A11 basic | 577 | 346.31
9737815 | Spare beater A 11.1 for A 11 basic | 577 | 179.37
9737816 | Spare grinding chamber A 11.5 80 ml | 577 | 666.5
9737817 | A 11.6 Double beater for A11 basic | 577 | 716.64
9737818 | Dropping funnels, A 11.7 for A11 basic | 577 | 380.44
9737828 | Universal mill M 20 | 578 | 9908.79
9738151 | Mortar RMO/RM 100, hard porcelain | 573 | 1057.3
9738170 | Mortar mill RM 200 220 - 240 V, 50 Hz | 573 | 8400.87
9738172 | Mortar RM200 agate | 573 | 4806.4
9738173 | Pestle RM200 hard porcelain | 573 | 779.22
9738174 | Pestle RM200 agate | 573 | 1556.22
9738200 | Mortar mill "pulverisette 2",w/o.grinding tools feed volume: 30 - 150 ml | 586 | 8454.86
9738211 | Grinding sets agate | 586 | 8395.87
9738235 | Grinding tools,CrNi-steel | 586 | 3749.92
9738240 | Grinding tools,hard porcelain | 586 | 2176.92
9738255 | Planetary mill pulverisette 5 w.4 grinding bowl fasteners, classic line model I for 230-240 V/1~, 50-60 Hz, 1600 Watt | 586 | 25139.87
9738257 | Planetary mill pulverisette 5 w.2 grinding bowl fasteners, classic line model II for 230-240 V/1~, 50-60 Hz, 1600 Watt | 586 | 19522.03
9738276 | Rapid rotor mill "pulverisette 14" w/o. rotor and sieve ring, incl. collecting vessel with lid, for 100-120 V/1~, 50-60 Hz, 1200 Watt | 588 | 8848.11
9738277 | Rapid rotor mill "pulverisette 14" w/o. rotor and sieve ring, incl. collecting vessel with lid, for 230-240 V/1~, 50-60 Hz, 1200 Watt | 588 | 8848.11
9738278 | Sieving ring,trapezoidal holes, 1,50 mm | 588 | 269.28
9738279 | Impact rotor with 8 ribs | 588 | 269.28
9738282 | Impact rotor with 8 ribs stainless steel, for Pulverisette 14 | 588 | 1404.46
9738283 | Impact rotor with 12 ribs | 588 | 1404.46
9738284 | Impact rotor with 24 ribs | 588 | 1404.46
9738285 | Sieving ring,trapezoidal holes, 0,75 mm | 588 | 269.28
9738286 | Sieving ring,trapezoidal holes, 0,08 mm | 588 | 269.28
9738287 | Sieving ring,trapezoidal holes, 0,12 mm | 588 | 269.28
9738288 | Sieving ring,trapezoidal holes, 0,20 mm | 588 | 269.28
9738289 | Sieving ring,trapezoidal holes, 0,50 mm | 588 | 269.28
9738290 | Sieving ring,trapezoidal holes, 1,00 mm | 588 | 269.28
9738298 | Stand for vibrating feeder | 588 | 855.11
9738299 | Vibrating feeder, Laborette 24 | 588 | 4669.83
9738300 | Planetary ball mills,Pulverisette 6,w/o.balls and grinding jars,max.feed size: 10 mm, max.feed volume: upto 225 ml | 586 | 10954.81
9738315 | Reducing adapter for beaker 80 ml | 587 | 346.65
9738329 | Adapter set for cutting up larger quantities | 588 | 2126.36
9738421 | Cutting mill"pulverisette 15" 400V/3-/50Hz/1900W without rotor | 589 | 9349.51
9738424 | rotor made of tempered steel with rotating and fixed knives | 589 | 2572.98
9738429 | Universal support stand for cutting and impact mills compl. | 589 | 807.59
9738432 | Sieve insert,trapezoidal holes 0,25 mm | 589 | 270.78
9738433 | Sieve insert,trapezoidal holes 0,50 mm | 589 | 270.78
9738435 | Sieve insert,trapezoidal holes 1,00 mm | 589 | 270.78
9738437 | Sieve insert,trapezoidal holes 2,00 mm | 589 | 270.78
9738441 | Sieve insert,square holes 4,00 mm | 589 | 270.78
9738442 | Sieve insert,square holes 6,00 mm | 589 | 270.78
9738449 | Insert 60l | 589 | 1623.56
9738500 | Knife Mill Grindomix GM 300 220-230 V, 50/60 Hz | 581 | 10852.27
9738512 | Grinding jar,sintered carborundum 1,cap.80 ml | 587 | 2272.42
9738514 | Grinding jar,Tungsten carbide,cap.80 ml | 587 | 5667.01
9738515 | Grinding beaker 80 ml, chrome steel with lid and filling | 587 | 1695.19
9738518 | Grinding jar,Zirconium oxide,cap.80 ml | 587 | 4678.26
9738522 | Grinding jar,sintered carborundum 1,cap.250 ml | 587 | 2870.73
9738524 | Grinding jar,tungstene carbide,cap.250 ml | 587 | 7998.42
9738525 | Grinding beaker, 250 ml, chrome steel hardenend with lid and filling | 587 | 2068.77
9738528 | Grinding jar,Zirconium oxide,cap.250 ml | 587 | 5981.61
9738532 | Grinding jar,sintered carborundum 1,cap.500 ml | 587 | 4119.29
9738535 | Grinding beaker 500 ml, chrome steel GEH with lid and filling | 587 | 2528.03
9738538 | Grinding jar,Zirconium oxide,cap.500 ml | 587 | 6320.08
9738552 | Grinding balls,sintered carborundum 1,diam. 10 mm | 587 | 37.36
9738554 | Grinding balls,tungsten carbide,diam. 10 mm | 587 | 65.84
9738555 | Grinding balls 10mmØ hardened steel | 587 | 4.99
9738558 | Grinding balls,Zirconium oxide,diam. 10 mm | 587 | 67.61
9738562 | Grinding balls,sintered carborundum 1,diam. 20 mm | 587 | 72.94
9738564 | Grinding balls,tungsten carbide,diam. 20 mm | 587 | 235.31
9738565 | Grinding ball 20mm, chrome steel hardened | 587 | 12.2
9738568 | Grinding balls,Zirconium oxide,diam. 20 mm | 587 | 162.78
9738572 | Grinding balls,sintered carborundum 1,diam. 30 mm | 587 | 117.44
9738574 | Grinding balls,tungsten carbide,diam. 30 mm | 587 | 567.19
9738575 | Grinding ball 30mm, chrome steel hardened | 587 | 29.71
9738578 | Grinding balls,Zirconium oxide,diam. 30 mm | 587 | 267.8
9738582 | Grinding balls,sintered carborundum 1,diam. 40 mm | 587 | 170.84
9738584 | Grinding balls,tungsten carbide,diam. 40 mm | 587 | 1153.06
9738585 | Grinding ball 40mm, chrome steel hardened | 587 | 49.81
9738588 | Grinding balls,Zirconium oxide,diam. 40 mm | 587 | 550.48
9738770 | Jaw crusher BB 50 manganese steel / stainless steel 200-240 V, 50/60 Hz | 590 | 21635.68
9738771 | Jaw crusher BB 50 stainless steel /stainless steel 200-240 V, 50/60 Hz | 590 | 22682.33
9738772 | Jaw crusher BB 50 tungsten carbide / tungsten carbide 200-240 V, 50/60 Hz | 590 | 30270.66
9738773 | Jaw crusher BB 50 zirconium oxide / zirkonium oxide 200-240 V, 50/60 Hz | 590 | 33672.32
9738774 | Jaw crusher BB 50 steel 1.1750 / steel 1.0344 200-240 V, 50/60 Hz | 590 | 21842.25
9738848 | Grinding jars with lid for MM 301 1,5ml, stainless steel | 583 | 974.02
9738849 | Grinding jars with lid for MM 400 5ml, stainless steel | 583 | 983.91
9738852 | Grinding jars with lid for MM 301 5ml, agate | 583 | 3098.68
9738864 | Grinding jars with lid for MM 400 25ml, tungsten carbide | 583 | 3401.67
9738869 | Grinding jars with lid for MM 301 25ml, chrome steel | 583 | 1037.54
9738874 | Grinding jars with lid for MM 400 25ml, PTFE | 583 | 760.86
9738875 | Grinding jars with lid for MM 400 35ml, stainless steel | 583 | 1148.57
9738880 | Grinding jars with lid for MM 400 35ml, zirconium oxide | 583 | 3208.85
9738885 | Grinding jars with lid vor MM 400 50ml, stainless steel | 583 | 1377.19
9738960 | Grinding jars with lid for MM 301 10ml, stainless steel | 583 | 1003.67
9738961 | Grinding jars with lid for MM 301 10ml, agate | 583 | 3374.12
9738962 | Grinding jars with lid for MM 301 10ml, zirconium oxide | 583 | 2175.96
9738963 | Grinding jars with lid for MM 301 10ml, tungsten carbide | 583 | 3112.45
9738965 | Grinding jars with lid for MM 400 25ml, zirconium oxide | 583 | 2272.36
9738966 | Grinding beaker for MM 400, 35 ml PTFE, screwed lid | 583 | 854.03
9738974 | Ring sieve ZM 200 / ZM 100 stainless steel trapezoid holes 0.20 mm | 571 | 271.36
9738976 | Ring sieve ZM 200 / ZM 100 stainless steel trapezoid holes 0.50 mm | 571 | 271.36
9738977 | Ring sieve ZM 200 / ZM 100 stainless steel trapezoid holes 0.75 mm | 571 | 271.36
9738978 | Ring sieve ZM 200 / ZM 100 stainless steel trapezoid holes 1.00 mm | 571 | 271.36
9738980 | Ring sieve ZM 200 / ZM 100 stainless steel trapezoid holes 2.00 mm | 571 | 271.36
9739001 | Disc mill "pulverisette 13" without milling disc 400V/3-, 50-60Hz, 2050W | 587 | 21769.17
9739002 | Fixed milling disc 200mm hardened cast steel | 588 | 1415.69
9739003 | Mobile milling disc 200mm hardened cast steel | 588 | 1415.69
9739006 | Fixed milling disc 200mm zirconium oxide | 588 | 8911.31
9739007 | Mobile milling disc 200mm zirconium oxide | 588 | 8911.31
9739031 | Grinding assembly for DM 200 hardened steel | 581 | 2892.1
9739032 | Grinding assembly for DM 200 manganese steel | 581 | 4310.61
9739033 | Grinding assembly for DM 200 tungsten carbide | 581 | 30008.99
9739034 | Grinding assembly for DM 200 zirconium oxide | 581 | 18234.01
9739064 | Tuck rotor with 6 teeth stainless steel | 571 | 2644.2
9739065 | Tuck rotor with 12 teeth stainless steel | 571 | 2644.2
9739066 | Tuck rotor with 24 teeth stainless steel | 571 | 2644.2
9739067 | Cutting Mill SM 200 stainless steel, 3/N~400V 50Hz | 574 | 18206.46
9739069 | Cutting Mill SM 100 stainless steel 3~400V 50Hz | 574 | 9640.33
9739083 | Cutting Mill SM 300 stainless steel, 220-230 V, 50/60 Hz | 574 | 22406.9
9739093 | Jaw crasher BB 300 400V, 50Hz, 3-ph, manganese steel | 590 | 56492.38
9739200 | Sample Splitter RT 6.5 with 12 slots 6.3 mm incl. 3 receptacles 1.5 l | 598 | 1031.9
9739201 | Riffle boxes RT 12,5 with 18 passages 12,5mm | 598 | 1031.9
9739202 | Riffle boxes RT 25 with 16 passages 25mm | 598 | 1941.84
9739203 | Riffle boxes RT 37.5 with 12 passages 37,5mm | 598 | 1941.84
9739204 | Riffle boxes RT 50 with 8 passages 50mm | 598 | 1941.84
9739205 | Riffle boxes RT 75 with 6 throughputs/charge | 598 | 1941.84
9739238 | Static ball 6mm, 150g | 594 | 40.12
9739242 | Sieve shaker AS 400 control 100-240V, 50-60Hz | 592 | 8097.88
9739243 | Sieve stand fpr max. 10 sieves up to 203mm, 50mm high | 594 | 469.77
9739270 | Planetary ball mill PM 100 230V, 50/60Hz | 585 | 11664.81
9739271 | Planetary ball mill PM 200 230V, 50/60 Hz | 585 | 15328.14
9739274 | Planetary ball mill PM 400 220 - 230 V, 50/60 Hz | 585 | 28080.93
9739276 | Sieve shaker AS 200 tap 230 V / 50 Hz | 592 | 6142.27
9739277 | Sieve shaker AS 450 230 V, 50/60 Hz | 591 | 12904.28
9739287 | Grinding beaker 5 ml hardened steel, for use with adapter 9.739 286 | 584 | 974.02
9739299 | Swing mill CryoMill 100-240 V, 50/60 Hz | 584 | 16264.63
9739321 | Rotor with V-cutter and knives, tool steel | 589 | 3765.35
9739331 | Sieve cassette,trapezoidal holes 0,50 mm | 589 | 518.25
9739333 | Sieve cassette,trapezoidal holes 1,00 mm | 589 | 518.25
9739335 | Sieve cassette,trapezoidal holes 2,00 mm | 589 | 518.25
9739340 | Sieve cassette,square holes 4,00 mm | 589 | 518.25
9739341 | Sieve cassette,square holes 6,00 mm | 589 | 518.25
9739350 | Collection vessel,cap. 3 ltr. | 589 | 610.39
9739351 | Large collection vessel,cap. 20 ltrs | 589 | 1099.69
9739500 | Test sieve-control-sand grain size 0,125 - 2,00mm, 202 g pack of 3 | 595 | 109.77
9739609 | Grinding jar 10 ml stainless steel | 584 | 1202.28
9739610 | Grinding jar 25 ml zirconia | 584 | 3346.57
9739611 | Grinding jar 25 ml stainless steel | 584 | 1283.55
9739612 | Grinding jar 35 ml stainless steel | 584 | 1432.28
9739613 | Grinding jar 50 ml stainless steel | 584 | 1638.86
9739614 | Grinding jar 25 ml hardened steel | 584 | 1231.2
9739615 | Grinding jar 35 ml hardened steel | 584 | 1331.75
9739616 | Grinding jar 50 ml hardened steel | 584 | 1556.22
9739617 | Grinding jar 25 ml PTFE | 584 | 1231.2
9764541 | Compact Muffle furnaces LE 14/11/R7 with controller R7 230 volt | 903 | 3700.35
9764651 | Compact Tube furnaces R 50/250/12/B410 Tmax. 1200°C, tube dia. 40x450 mm | 907 | 5394.56
9764653 | Compact Tube furnaces R 50/500/12/B410 Tmax. 1200°C, tube dia. 40x700 mm | 907 | 6136
9764655 | Compact Tube furnaces R 120/500/12/B410 Tmax. 1200°C, tube dia. 100x850 mm | 907 | 7644.44
9764659 | Compact Tube furnaces R 170/750/12/B410 Tmax. 1200°C, tube dia. 150x1100 mm | 907 | 11607.27
9764661 | Compact Tube furnaces R 170/1000/12/B410 Tmax. 1200°C, tube dia. 150x1350 mm | 907 | 13703.73
9764663 | Compact Tube furnaces R 50/250/13/B410 Tmax. 1300°C, tube dia. 40x450 mm | 907 | 5778.06
9764665 | Compact Tube furnaces R 50/500/13/B410 Tmax. 1300°C, tube dia. 40x700 mm | 907 | 6787.95
9764667 | Compact Tube furnaces R 120/500/13/B410 Tmax. 1300°C, tube dia. 100x850 mm | 907 | 8692.67
9764671 | Compact Tube furnaces R 170/750/13/B410 Tmax. 1300°C, tube dia. 150x1100 mm | 907 | 13141.27
9764673 | Compact Tube furnaces R 170/1000/13/B410 Tmax. 1300°C, tube dia. 150x1350 mm | 907 | 15634.02
9770106 | Slide drying bench,435x178x75 mm for upto 50 slides 76 x 25 mm 220 - 240 V | 1404 | 846.95
9773710 | Printer RS-P28 with date and time, for SevenEasy S20 with EU and UK plug | 313 | 1237.43
9774337 | Portable pH-meter pH 3310 | 306 | 917.56
9774338 | Portable oxi-meter Oxi 3310 | 342 | 1243.22
9774339 | Oxygen handheld meter ProfiLine Oxi 3310, -5.0...+105.0°C ± 0.1°C UN 2790, 8, III, (E) | 342 | 2097.49
9774340 | Portable Oxi Meter Oxi 3205-Set 1 in transport case with CellOx® 325 and accessories UN 2790, 8, III, (E) | 341 | 2036.64
9774354 | Portable pH-meter pH 3110-Set 2 in transport case with SenTix® 41 | 305 | 997.92
9774356 | Portable pH-meter pH 3310-Set 2 in transport case with SenTix® 41 and accessories | 306 | 1157.74
9774367 | Pocket pH meter pH 3110 Single unit in case | 305 | 740.4
9774378 | Portable Oxi Meter Oxi 3205 | 341 | 1126.32
9774400 | Portable-conductometer Cond 3310-Set 1 in kit compl. with TetraCon® 325 and accessories | 332 | 1641.72
9774409 | Portable-conductometer Cond 3310 | 332 | 1094.53
9775411 | Spectrophotometer 6305 UV-VIS wavelength 198 - 1000 nm | 1139 | 6039.65
9775412 | Spectrophotometer 6300 VIS wavelength 320 - 1000 nm | 1139 | 4833.85
9775430 | Adjustable path length cuvette holder for 10 - 100 mm cuvettes | 1139 | 294.78
9775454 | Double Beam Spectrophotometer 6850 supplied with single 10x10 mm cuvette holder, power cable, PC Software on CD ROM | 1141 | 11888.56
9776567 | Heat Sealing Foil pack of 100 | 1297 | 212.78
9776620 | Concentrator plus complete system with integr. membrane vacuum pump and 48 x 1,5/2,0 ml fixed angle rotor | 1314 | 11323.75
9776621 | Concentrator plus complete system with integr. membrane vacuum pump, fwith connection for external units | 1314 | 13141.52
9776622 | Concentrator plus complete system with integr. membrane vacuum pump, w/o rotor | 1314 | 11035.61
9776623 | Concentrator plus single unit with 48 x 1.5/2.0 ml fixed angle rotor | 1314 | 6354.04
9776902 | ThermoMixer C basic device w/o thermoblock, 220-240 V | 531 | 4050.19
9776903 | ThermoStat C basic device w/o thermoblock, 220-240 V | 896 | 2768.61
9776904 | ThermoMixer F1.5 w.thermoblock for 24 test tubes 1,5ml, 220-240 V | 531 | 3874.8
9776905 | ThermoMixer FP w.thermoblock for microtestplates and DeepWell-plates, 220-240 V | 531 | 4136.64
9776906 | SmartBlock 0,5ml thermoblock for 24 test tubes 0,5ml | 532 | 861.61
9776907 | SmartBlock 1,5ml thermoblock for 24 test tubes 1,5ml | 532 | 861.61
9776908 | SmartBlock 2,0ml thermoblock for 24 test tubes 2,0ml | 532 | 861.61
9776909 | SmartBlock 5,0ml thermoblock for 8 test tubes 5,0ml | 532 | 1022.13
9776910 | SmartBlock 15ml thermoblock for 8 conical vials 15ml | 532 | 1022.13
9776911 | SmartBlock 50ml thermoblock for 4 conical vials 50ml | 532 | 937.38
9776912 | SmartBlock 12mm thermoblock for 24 test tubes Ø 11-11,9mm, height 34-76mm | 532 | 1043.55
9776914 | SmartBlock plates thermoblock for microtestplates and DeepWell-plates, incl.lid | 532 | 1043.55
9776915 | SmartBlock PCR 96 thermoblock for PCR plates 96, incl.lid | 532 | 1043.55
9776916 | SmartBlock PCR 384 thermoblock for PCR plates 384, incl.lid | 532 | 1043.55
9776917 | Lid for ThermoMixer F1.5/ FP and SmartBlocks 0,5/1,5/2,0ml/plates/PCR 96/PCR 384 | 532 | 215.65
9776918 | ThermoTop with condens.protect technology | 532 | 726.8
9776936 | ThermoMixer F0.5 w.thermoblock for 24 test tubes 0,5ml, 220-240 V | 531 | 3971.27
9776937 | ThermoMixer F2.0 w.thermoblock for 24 test tubes 2,0ml, 220-240 V | 531 | 3874.8
9777000 | Safety suction system,PP,cap. 2 ltrs | 1352 | 398.67
9777001 | Safety suction system,PP,cap. 4 ltrs 3350042 | 1352 | 455
9777005 | Vacuum pump 3.350 102 | 1352 | 397.22
9777007 | EcoVac spare bottle 2l with cap | 1352 | 274.44
9777008 | Foot switch | 1352 | 498.33
9777009 | Safety filter,pack of 2 | 1352 | 95.02
9777010 | EcoVac spare bottle 4l with cap | 1352 | 303.33
9778950 | Compressed air laboratory stirrers speed 15000 1/min, PLR 10 | 491 | 1200.65
9778951 | Compressed air laboratory stirrer PLR 11 | 491 | 1377.44
9778952 | Compressed air laboratory stirrers speed 1000 1/min, PLR 12 | 491 | 1709.78
9778954 | Compressed-air labor stirrer PLR 28 | 491 | 1709.78
9778960 | Compressed air laboratory stirrer PLR 10 T | 491 | 1996.24
9778961 | Compressed air laboratory stirrer PLR 11 T | 491 | 2148.42
9778962 | Compressed air laboratory stirrer PLR 12 T | 491 | 2516.56
9778964 | Compressed air laboratory stirrer PLR 28 T | 491 | 2529.99
9779013 | Flexible glass stirrer coupling PK 10 for 10mm | 492 | 174.63
9779014 | Flexible glass stirrer coupling PK10/13 for 10/13 mm | 492 | 160.51
9779065 | Double universal coupling, stainless steel with square socket 6mm | 492 | 227.59
9779163 | Compresses air industry stirrer BSR 64/160-V with floor stand | 491 | 3850.37
9779164 | Compresses air industry stirrer BSR 64/65-V with floor stand | 491 | 4233.06
9779165 | Compresses air industry stirrer BSR 64/30-V with floor stand | 491 | 4233.06
9779202 | Stirrer head with magnetic coupling and NS joint NS 29/32, 40 Ncm, cap. up to 4 ltr. | 490 | 4561.94
9779322 | Dissolver stirrer DS 1 Ø 30x8 wave, length 350mm, rectangular to wave | 493 | 357.97
9779332 | BuddeMix 2 L 350mm, wave 10mm, stirr head Ø 80mm | 495 | 346.13
9779333 | BuddeMix 3 L 550mm, wave 10mm, stirr head Ø 120mm | 495 | 352.05
9779334 | BuddeMix 4 L 850mm, wave 10mm, stirr head Ø 150mm | 495 | 438.58
9779336 | Dissolver stirrer DS 3 stainless steel, Ø 50 x 10 x 550 mm | 493 | 233.51
9779337 | Dissolver stirrer DS 4 stainless steel, Ø 60 x 10 x 550 mm | 493 | 246.55
9779338 | Dissolver stirrer DS 5 stainless steel, Ø 70 x 10 x 550 mm | 493 | 259.58
9779339 | Dissolver stirrer DS 2 stainless steel, Ø 40 x 10 x 350 mm | 493 | 252.47
9779342 | Vonnection coupling VK 7x8 Mat.No. 1.4404 | 490 | 120.5
9779346 | Anchor stirrer AR 1 stainless steel, Ø 80x10 wave, length 500mm | 494 | 215.73
9779347 | Anchor stirrer AR 2 stainless steel, Ø 100x10 wave, length 500mm | 494 | 217.02
9779352 | BuddeMix 1 L 350mm, wave 10mm, stirr head Ø 60mm WNo. 1.4404 | 495 | 324.79
9783365 | NMR septal cap Ø 5 mm, 60 ° shore A 1,3 mm Natural rubber red / TEF tranparent unslitted, pack of 100 | 1454 | 114.54
9801101 | Digital refractometer DR 6000-TF measuring range 1.3200-1.5800nD, 0-95 % Brix | 1131 | 10634.37
9801103 | Digital refractometer DR 6200-TF measuring range 1.3200-1.5800nD, 0-95 % Brix with integr.Peltier temperation | 1131 | 12851.51
9801105 | Digital refractometer DR 6300-TF measuring range 1.3200-1.7000nD, 0-95 % Brix with integr.Peltier temperation | 1131 | 14120.98
9801110 | Abbe-refractometer AR 4 with electrical LED-lighting | 1133 | 1498.55
9801117 | Digital Handrefractometer DR 101-60 0-60 % Brix, 1.3330-1.4419 nD | 1129 | 365.27
9801142 | Hand refractometer HRB 32-T 0-32% Brix | 1125 | 154.72
9801150 | Handrefractometer HRB 90 0-90% Brix | 1125 | 367.8
9801151 | Hand refractometer HRN D 1333-1517 nD | 1125 | 367.8
9801190 | Polarimeter P 3000 automatic, meas.range: +/-90° 100-240 V, 50/60 Hz, RS-232 | 1136 | 11302.51
9801200 | Hand-held refractometer RCZ/ATC 0-32% Brix, precision 0,2% | 1125 | 38.16
9801241 | Hand-held refractometer RBC/ATC 0-10% Brix, precision 0,1% | 1125 | 38.16
9801242 | Hand-held refractometer RLC/ATC 0-18% Brix, precision 0,1% | 1125 | 38.16
9801244 | Hand-held refractometer RFC/ATC 28-62% Brix, precision 0,2% | 1125 | 38.16
9801246 | Hand-held refractometer RPU 0-80% Brix, precision 1% | 1125 | 38.16
9801247 | Hand-held refractometer RTS/ATC 58-90% Brix, precision 2.5% honey and jam | 1125 | 38.16
9801249 | Hand-held refractometer RSM/ATC 0-100%(div.1%),1.000-1.070 SG salinity | 1125 | 38.16
9801250 | Hand-held refractometer RCS/ATC 0-28%, precision 0,2% salinity | 1125 | 38.16
9801251 | Hand-held refractometer RSM/ATC -50...0°C, precision +5°C 1,10-1,40, precision 0,1, battery, freezing point | 1125 | 38.16
9801252 | Hand-held refractometer RMA/ATC 0-25% vol. precision 0,2% vol. 0-40% Brix, precision 0,2% Brix, wine | 1125 | 38.16
9801254 | Hand-held refractometer RB0 0-140° Oe, 0,25° Babo 0-32% Brix precision 1° OE, 0,2° Babo. 0,2% Brix, wine | 1125 | 38.16
9801255 | Hand-held refractometer RBB/ATC 0-25% vol., 0,22° Be', 0-40% Brix precision 0,2% vol., 0,2° Be', 0,2% Brix, wine | 1125 | 38.16
9801256 | Hand-held refractometer RGA/ATC 0-80% vol. precision 0,1 vol. alcohol | 1125 | 38.16
9801257 | Abbe refractometer Model RMT 0-95% Brix,0-70°C 1,3-1,7 nD | 1133 | 872.8
9801259 | Polatimeter PL1 with Nicol prism, Na = 589.3nm | 1135 | 890.65
9801301 | Precision hand refractometer Master-20T 0-20% Brix : 0.1% | 1126 | 136.37
9801302 | Precision hand-held refractometer Master-53M 0-53% Brix : 0.5% | 1126 | 125.02
9801335 | Hand held salt refractometer Master S-28M | 1126 | 130.7
9801344 | Digital benchtop refractometer PET-109 ethyl alcohol, 0,45%, 0,5% accuracy | 1128 | 767.06
9801348 | Hand-held refractometer Master-BR for ethylene/propylene glycol (old BR-1E # 2821) | 1126 | 238.66
9801359 | Hand-held seawater refractometer Master-S/Mill-alphalinity | 1126 | 187.51
9801360 | Hand-held refractometer Master-RI 1.435 - 1.520 nD | 1126 | 125.02
9801362 | Digital hand-held refractometer PAL-alpha 0.0 - 85.0% Brix, with ATC, dust- and waterproof | 1127 | 373.87
9801369 | Digital benchtop refractometer PR-RI 1.3306 - 1.4436 nD | 1128 | 681.23
9801370 | Hand-held salt refractometer Master-S10M 0.0 - 10.0% brix | 1126 | 130.7
9801372 | Hand-held refractometer Master-S10alpha 0.0 - 10.0 brix waterproof with ATC | 1126 | 176.15
9801375 | Digital hand-held refractometer PAL-1 0.0 - 53.0% Brix, with ATC, dust- and waterproof | 1127 | 255.69
9801376 | Digital benchtop refractometer PR-32alpha Brix 0.0 - 32.0 % | 1128 | 456.35
9801377 | Digital benchtop refractometer PR-101alpha Brix 0.0 - 45.0 % | 1128 | 681.23
9801378 | Digital benchtop refractometer PR-201alpha Brix 0.0 - 60.0 % | 1128 | 1153.24
9801379 | Digital benchtop refractometer PR-301alpha Brix 0.0 - 90.0 % | 1128 | 976.24
9801382 | Digital hand-held refractometer PAL-3 0.0 - 93.0% Brix, with ATC, dust- and waterproof | 1127 | 643.69
9801383 | Digital hand-held refractometer PAL-RI 1.3306 - 1.5284 ND, with ATC, dust- and waterproof | 1127 | 306.83
9801472 | Handrefractometer Master-53T 0 - 53% Brix, accuracy 0,5% | 1126 | 136.37
9803719 |  | 1196 | 128.61
9803720 | Covering net 1/2, A 2 216 x 456 mm | 1196 | 88.54
9803737 | Lower frame 1/1, A 11/1 429 x 429 mm for upper or lower basket | 1196 | 157.34
9803738 | covering net 1/4, A 3 for inserts 1/4 metal frame covered with plastic mesh | 1196 | 60.14
9803755 | Disposable ion exchange resin | 1196 | 483.22
9803756 |  | 1196 | 248.12
9803759 |  | 1196 | 427.36
9803760 |  | 1196 | 561.44
9803765 |  | 1196 | 58.45
9812217 | Receiving flasks, 1000 ml, round bottom KS 35/20, PUR-coated | 663 | 146.55
9812365 | ROTAVAC Vario Pumping unit | 1069 | 6643.69
9812385 | Vacuum pump Rotavac valve control for LR40xx and Hei-VAP | 1072 | 2975.79
9812477 | Vacuum pump ROTAVAC vario control for Hei-VAP | 1069 | 5633.81
9812478 | Vacuum pump ROTAVAV vario tec für Hei-VAP | 1069 | 4563.32
9813010 | Vacuum pump MVP 10 basic | 657 | 2516.27
9813016 | Vacuum control valve VCV 1 manual | 657 | 916.31
9813017 | Rotation evaporator RV 8 V | 656 | 4502.81
9813018 | Rotation evaporator RV 8 V-C | 656 | 4756.94
9813019 | Rotation evaporator RV 8 V FLEX | 656 | 4262.98
9813026 | Membrane vacuum pump Vacstar digital | 657 | 3622.29
9816562 | Support clamp for holder rod 13-32mm | 489 | 158.69
9816564 | Stand S2 430x420x700 mm | 489 | 372.27
9816566 | Stirrer shaft guard, plexiglass, height-adjustable | 489 | 137.21
9816595 | inoJET® stirring system 60mmØ V4A, shaft length 500mm for beaker 80-150mmØ | 495 | 640.04
9816596 | inoJET® stirring system 80mmØ V4A, shaft length 500mm for beaker 115-200mmØ | 495 | 761.81
9816597 | inoJET® stirring system 80mmØ POM, shaft length 500mm for beaker 115-200mmØ | 495 | 142.98
9816598 | inoJET® stirring system 120mmØ V4A, shaft length 500mm for beakers 170-300mmØ | 495 | 804.87
9816599 | inoJET® stirring system 120mmØ POM, shaft length 500mm for beaker 170-300mmØ | 495 | 174.57
9816622 | Stirrer motor RW 20 digital speed range 60-2000 rpm w/o accessories | 486 | 1800.41
9816630 | Overhead stirrer RW 28 digital w/o accessories | 486 | 5409.22
9816631 | Overhead stirrer RW 28 digital S 2 w/o accessories with UK plug | 486 | 5414.63
9816632 | Overhead stirrer RW 28 digital S 3 w/ accessories with Swiss plug | 486 | 5414.02
9816691 | Overhead stirrer EUROSTAR 20 digital 0/30 - 2.000 min-1, w/o accessories | 480 | 1442.8
9816692 | Overehad stirrer EUROSTAR 20 digital S 2 0/30 - 2.000 min-1, w/o accessories with UK plug | 480 | 1448.19
9816693 | Overhead stirrer EUROSTAR 20 digital S 3 0/30 - 2.000 min-1, w/o accessories, with Swiss plug | 480 | 1447.58
9816697 | Overhead stirrer EUROSTAR 40 digital 0/30 - 2.000 min-1, w/o accessories | 481 | 1753.87
9816698 | Overhead stirrer EUROSTAR 40 digital S 2 0/30 - 2.000 min-1, w/o accessories with UK plug | 481 | 1759.28
9816699 | Overhead stirrer EUROSTAR 40 digital S 3 0/30 - 2.000 min-1, w/o accessories with Swiss plug | 481 | 1758.67
9816700 | Overhead stirrer EUROSTAR 60 digtial 0/30 - 2.000 min-1, w/o accessories | 481 | 2208.44
9816701 | Overhead stirrer EUROSTAR 60 digtial S 2 0/30 - 2.000 min-1, w/o accessories with UK plug | 481 | 2208.44
9816702 | Overhead stirrer EUROSTAR 60 digtial S 3 0/30 - 2.000 min-1, w/o accessories with Swiss plug | 481 | 2208.44
9816706 | Overhead stirrer EUROSTAR 100 digital 0/30 - 1.300 min-1, w/o accessories | 482 | 3153.39
9816707 | Overhead stirrer EUROSTAR 100 digital S 2 0/30 - 1.300 min-1, w/o accessories with UK plug | 482 | 3158.8
9816708 | Overhead stirrer EUROSTAR 100 digital S 3 0/30 - 1.300 min-1, w/o accessories with Swiss plug | 482 | 3158.19
9816735 | Telescopic stand R 474 | 490 | 3029.82
9816801 | Digital block thermostate Dry Block Heater 1 for 1 aluminium-block-insert, up to 120°C | 895 | 1502.13
9816802 | Digital block thermostate Dry Block Heater 1 S 2 for 1 aluminium-block-insert, up to 120°C with UK plug | 895 | 1507.53
9816803 | Digital block thermostate Dry Block Heater 1 S 3 for 1 aluminium-block-insert, up to 120°C with Swiss plug | 895 | 1506.92
9816804 | Digital block thermostate Dry Block Heater 2 for 2 aluminium-block-insert, up to 120°C | 895 | 1835.01
9816805 | Digital block thermostate Dry Block Heater 2 S 2 for 2 aluminium-block-inserts, up to 120°C with UK plug | 895 | 1840.41
9816806 | Digital block thermostate Dry Block Heater 2 S 3 for 2 aluminium-block-inserts, up to 120°C with Swiss plug | 895 | 1839.8
9816807 | Digital block thermostate Dry Block Heater 3 for 3 aluminium-block-insert, up to 120°C | 895 | 2151.18
9816808 | Digital block thermostate Dry Block Heater 3 S 2 for 3 aluminium-block-inserts, up to 120°C with UK plug | 895 | 2156.58
9816809 | Digital block thermostate Dry Block Heater 3 S 3 for 3 aluminium-block-inserts, up to 120°C with Swiss plug | 895 | 2155.97
9816810 | Digital block thermostate Dry Block Heater 4 for 4 aluminium-block-inserts, up to 120°C | 895 | 2479.29
9816811 | Digital block thermostate Dry Block Heater 4 S 2 for 4 aluminium-block-inserts, up to 120°C with UK plug | 895 | 2484.69
9816812 | Digital block thermostate Dry Block Heater 4 S 3 for 4 aluminium-block-inserts, up to 120°C with Swiss plug | 895 | 2484.07
9816813 | Single block DB 1.1 for 0,5ml PCR tubes Ø 7,5mm, height 7,6mm | 895 | 191.69
9816814 | Single block DB 1.2 for 1,5ml micro tubes Ø 11,5mm, height 36,9mm | 895 | 191.69
9816815 | Single block DB 3.1 for 1,5ml,15ml, 50ml centrifuge tubes | 895 | 191.69
9816816 | Single block DB 3.2 for 0,5ml, 1,5ml, 2,0ml micro tubes | 895 | 191.69
9816817 | Double block DB 6.3 for 1x 96-well PCR-plate, Ø 6.4 mm for 0.2 ml tubes | 895 | 427.19
9816818 | Double block DB 7.1 for 96- or 384-well plate | 895 | 270.47
9822551 | CellOx 325,membrane-covered galvanic oxygen sensor UN 2790, 8, III, (E) | 342 | 1299.3
9822552 | Cleaning solution RL/G for CellOx® 325 and TA 197 Oxi-..., bottle with 30 ml | 326 | 113.37
9822553 | Electrolyte solution ELY/G, 50 ml for oxygen electrodes CellOx®, no dangerous goods | 344 | 119.12
9822560 | Self-stirring oxygen sensor StirrOx G UN 2790, 8, III, (E) | 343 | 1671.55
9822594 | 3 exchange diaphragm heads for StirrOX G, WP 3-ST | 343 | 248.99
9822595 | 3 exchange diaphragm heads, suitably all laborator and field electrodes exept StirrOx G WP 90/3 | 343 | 235.08
9822604 | Electrolyte solution ELY/A, 50 ml for oxygen sensors, series 600, 601, 700, 701 and 702 | 344 | 157.85
9826131 | Nylon brush for sieving aids pack of 3 | 594 | 127.36
9826132 | Vulkollan cube 12x12x12mm pack of 10 | 594 | 76.77
9826133 | Set rubber balls 20mm Ø pack of 5 | 594 | 76.77
9826134 | Agate balls 10mmØ pack of 10 | 594 | 151.73
9826402 | Vibratory sieving machine "analysette 3",Pro w/o accessories,for sieve diameter 200 mm or 8" max no. of sieves 10x50 or 20x25 mm high | 593 | 4762.53
9826403 | Vibratory sieving machine "analysette 3",Spartan w/o accessories,for sieve diameter 200 mm or 8", max no. of sieves 10x50 mm or 20x25 mm high | 593 | 3572.96
9828376 | Extension unit MS/CA8 cassetee block with 8 channels | 1045 | 1864.43
9828377 | Pump heads MCP MS/CA4-12,4-16 channels flow rate 0.002-57 ml/min | 1049 | 3065.24
9828520 | MCP Process head Pro 280,channels 1 flow rate 0.2-3700 ml/min | 1049 | 2559.63
9829241 | Peristaltic pumps,speed 50 - 600 rpm,w/o.head | 1051 | 2810.34
9829250 | Pump head,for tubing 1,6 mm Typ SP quick 1.6 | 1052 | 612.78
9829251 | Pump head,for tubing 2,5 mm Typ SP quick 2.5 | 1052 | 618.11
9829254 | Pump head,for tubing 1,6 mm SP standard 1.6 | 1051 | 501.13
9829255 | Pump head,for tubing 2,5 mm SP standard 2.5 | 1051 | 505.54
9829256 | Pump head,for tubing variable Typ SP vario | 1051 | 1169.68
9829285 | Multi-channel pump head C4 for 4x cassette, small | 1052 | 1129.65
9829286 | Multi channel peristallic pumps C8 for max. 8x medium casettes or 4x large cassettes | 1052 | 1604.28
9829287 | Multi channel peristaltic pumps C12 for max. 12x small cassettes | 1052 | 4521.7
9829288 | Cassette small flowrate: 0,005-40,86 ml/min. | 1052 | 296.28
9829289 | Cassette medium flowrate: 0,29-25,2 ml/min. | 1052 | 298.47
9829290 | Cassette large flowrate 0,1-336ml/min. | 1052 | 335.93
9830053 | Melting point tubes,pack of 100 | 446 | 98.08
9830054 | Melting point tubes,pack of 1000 | 446 | 493.77
9830160 | Kofler hot bench +50°C - +260°C 230 V, 50/60 Hz | 446 | 2602.89
9830430 | Melting point apparatus 230 V, digital, model SMP 20 | 444 | 1741.91
9830441 | Melting point determination apparatus IA 9100 range RT - 400°C | 444 | 2152.02
9830442 | Melting point determination apparatus IA 9200 range RT - 400°C no danger good | 444 | 2558.17
9830443 | Melting point determination apparatus IA 9300 no danger good | 444 | 3477.87
9830445 | Cold finger (IA9100/9200) | 444 | 114.8
9830448 | Printer serial PR2000S with connection cable for IA9000 series | 444 | 1078.09
9830463 | Capillary tubes 1.5 mm closed both ends pack of 100 | 444 | 34.33
9837870 | Overhead shaker Trayster basic vertical rotary motion, fix driving speed | 534 | 1301.69
9837871 | Overhead shaker Trayster digital vertical rotary motion, adjustable driving speed | 534 | 1384.01
9837881 | Incubation shaker KS 3000i control integr.PID-controlling | 885 | 7968.79
9837882 | Incubation shaker KS 3000ic control integr.PID-controlling | 885 | 9108.21
9837883 | Incubation shaker KS 3000i control S 2 integr.PID-controlling with UK plug | 885 | 7968.79
9837884 | Incubation shaker KS 3000i control S 3 integr.PID-controlling with CH plug | 885 | 7968.79
9837885 | Incubation shaker KS 3000ic control S 2 integr.PID-controlling with UK plug | 885 | 9108.21
9837886 | Incubation shaker KS 3000ic control S 3 integr.PID-controlling with Swiss plug | 885 | 9108.21
9837890 | Incubation shaker KS 4000i control | 886 | 9643.92
9837891 | Incubation shaker KS 4000ic control | 886 | 10704.59
9837892 | Dish attachment AS 4000.3 470 x 444 x 25 mm | 886 | 327.35
9837893 | Fixing clip attachment AS 4000.2 470 x 444 x 25 mm | 886 | 1170.44
9837894 | Universal attachment AS 4000.1 470 x 447 x 135 mm | 886 | 1405.48
9837897 | Fastening screw AS 1.402 | 886 | 19.65
9838046 | Universal attachment AS 501.1 for KS / HS 501 digital | 513 | 2651.09
9838049 | Dish attachment AS 501.5 for KS / HS 501 digital | 513 | 374.11
9838050 | Fixing clip support AS 501.4 for KS / HS 501 digital | 513 | 1753.87
9838063 | Horizontal shaker HS 260 basic | 516 | 3714.16
9838074 | Orbital shaker KS 260 basic | 511 | 3714.16
9838080 | Universal attachment AS 260.1 for KS / HS 260 basic / control | 517 | 863.34
9838101 | Universal shakers SM 30A,orbital motion speed: 15-300 rpm,platform size: 560x400 mm without accessories | 517 | 3341.22
9838111 | Universal shakers SM 30,B,reciprocat.motion speed: 15-300 rpm,platform size: 560x400 mm without accessories | 517 | 3410.73
9838115 | Universal shakers SM 30C,orbital/reciproc.motion speed: 15-300 rpm,platform size: 560x400 mm without accessoris | 517 | 4423
9838121 | Universal shakers SM 30A-control,orbital motion with digital display speed: 15-300 rpm,platform size: 560x400 mm | 517 | 4450.39
9838131 | Universal shakers SM 30B-control,reciproc.motion with digital display speed: 15-300 rpm,platform size: 560x400 mm | 517 | 4605.24
9838135 | Universal shakers SM 30C-control,with orbital and reciproc.motion,digital display speed: 15-300 rpm,platform size: 560x400 mm | 517 | 5621.72
9838140 | Small shaker KM 2 with platform 200 x 295 mm, speed range: 30-420 rpm | 509 | 1698
9838175 | Orbital shaker KS 260 control with positioning point | 511 | 4643.59
9838185 | Horizontal shaker HS 260 control | 516 | 4643.59
9838191 | Fixing clip AS 260.2 for KS / HS 260 basic / control | 517 | 262.89
9838192 | Dish attachment AS 260.3 for KS / HS 260 basic / control | 517 | 221.81
9838193 | Separating funnel AS 260.5 for KS / HS 260 basic / control | 517 | 937.99
9838201 | Variable attachment system, SM, Typ A | 517 | 498.79
9838205 | Attachment system | 517 | 600.31
9838208 | Attachment system for separating funnels | 517 | 613.25
9838210 | Universal attachment for flexible spring clip attachment | 517 | 333.63
9838211 | 2-storey attachment frame | 517 | 797.88
9838305 | Compact shaker without attachment KS 15 A control | 516 | 3073.66
9838306 | Compact shaker without attachment KS 15 B control | 516 | 3149.51
9838307 | Compact shaker KS 15A without attachment | 516 | 2078.25
9838308 | Compact shaker KS 15B without attachment | 516 | 2149.88
9838320 | Combination shaker KL 2,reciprocat.motion speed: 30 - 420 rpm, platform:300 x 300 mm with attachment system with 3 clamping rollers | 515 | 2007.69
9838400 | Multi-flask shaker VKS 75A orbital motion, speed: 40 - 200 rpm, platform: 760x760 mm, without platform | 514 | 8114.98
9838403 | Multi-flask shaker VKS 75B,reciprocat.motion speed: 40 - 200 rpm,platform:760x760 mm without platform | 514 | 8252.97
9839810 | Shaker Multi Reax with rubber mat, useful area 290x258 mm | 503 | 1932.28
9839830 | Microtiter plates shaker Titramax 1000 complete with 290x258 mm platform,orbit 1.5 mm shaking frequency 100 - 1350 1/min, | 540 | 1560.64
9839831 | Microtiter plate shaker Titramax 100 max. 4 microtiter plates,orbit 1.5 mm 245x285x125 mm | 540 | 1300.73
9839832 | Microtiter plate shaker Titramax 101 max. 4 microtiter plates,orbit 3.0 mm 245x285x125 mm | 540 | 1301.91
9839855 | Shakers,with rubber mat,useful area 290x258 mm DUOMAX 1030,slow tilting motion w/o accessories | 521 | 2188.66
9839856 | Shakers,with rubber mat,useful area 290x258 mm DUOMAX 1030,slow tilting motion w/o accessories | 521 | 2173.37
9839857 | Shakers,with rubber mat,useful area 290x258 mm POLYMAX 1040,rocking motion w/o accessories | 526 | 2159.26
9839859 | Shakers,with rubber mat,useful area 290x258 mm POLYMAX 1040,rocking motion w/o accessories | 526 | 2169.84
9839875 | INCUBATOR 1000 without shaker and hood temperature up to 65°C | 878 | 1566.52
9839876 | INCUBATOR hood, flat plastic, 546x394x163 mm | 878 | 901.69
9839877 | INCUBATOR hood, high plastic, 546x394x267 mm | 878 | 1013.8
9839878 | INCUBATOR hood, XL plastic, 546x394x428 mm | 878 | 1735.87
9840514 | Lower shelf 443x435x30mm steel plate plastic coated | 292 | 57.27
9840532 | Shelve, 1040x432x30mm sheet steel, powdercoated | 292 | 81.73
9840608 | Gas bottle cabinet G90 light grey, width 1200 mm, with interior | 293 | 5765.57
9840609 | Gas bottle cabinet G90 light grey, width 900 mm, with interior | 293 | 5136.53
9840681 | Saftey cabinet Q-PEGASUS-90 WADC 1193 x 615 x 1953 mm (WxDxH) grey RAL 7035, 3 shelves, 1 perforated | 289 | 4702.73
9840682 | Saftey cabinet Q-PEGASUS-90 WDAC 599 x 615 x 1953 mm (WxDxH) grey RAL 7035, 3 shelves, 1 perforated | 289 | 3697.8
9840689 | Saftey cabinet S-CLASSIC-90 WDAS 1196 x 616 x 1968 mm (WxDxH), swing doors grey RAL 7035, 3 shelves, | 292 | 4124.77
9840690 | Saftey cabinet S-CLASSIC Typ 90 596 x 616 x 1968 mm (WxDxH), swing doors grey RAL 7035, 3 shelves, | 292 | 3177
9840691 | Acid-Base cabinet SL-CLASSIC 1197 x 603 x 1965 mm (WxDxH), swing doors grey RAL 7035, 8 pull-out shelves with trays | 293 | 4088.36
9840692 | Saftey cabinet SL-CLASSIC 597 x 603 x 1965 mm (WxDxH), swing doors grey RAL 7035, 4 pull-out shelves with trays | 293 | 2675.42
9840693 | Saftey cabinet Q-Classic-30 WD 1164 x 615 x 1947 mm (WxDxH), swing doors grey RAL 7035, 3 shelves, | 291 | 3143.35
9840694 | Saftey cabinet Q-Classic-30 WD 564 x 620 x 1947 mm (WxDxH), swing door grey RAL 7035, 3 shelves, | 291 | 2319.73
9840695 | Saftey cabinet S-PHOENIX Vol.2-90 FDAC 1196 x 616 x 1968 mm (WxDxH) grey RAL 7035, 3 shelves, 1 bottom collecting sump | 290 | 4465.49
9840696 | Saftey cabinet S-PHOENIX Vol.2-90 FDAC 1196 x 616 x 1968 mm (WxDxH), folding doors grey RAL 7035, incl. 6 pull-out drawers | 290 | 6354.55
9840697 | Saftey cabinet PHOENIX Typ 90 596 x 616 x 1968 mm (WxDxH), folding door grey RAL 7035, 3 shelves, | 290 | 3379.9
9840698 | Saftey cabinet PHOENIX Typ 90 596 x 616 x 1968 mm (WxDxH), folding door grey RAL 7035, incl. 6 pull-out drawers | 290 | 4493.63
9840699 | Plinth panel RAL 7016 for 1-door model Q90.195.060 WDAC steel plate powder-coated | 289 | 41.98
9840700 | Plinth panel RAL 7016 for 2-door model Q90.195.120 WDAC steel plate powder-coated | 289 | 58.31
9840701 | Acid-Base cabinet SL-CLASSIC 1197 x 603 x 1965 mm (WxDxH), swing doors grey RAL 7035, 12 pull-out shelves with trays | 293 | 4668.01
9840702 | Safety cabinet SL-CLASSIC 597 x 603 x 1965 mm (WxDxH), swing doors grey RAL 7035, 6 pull-out shelves with trays | 293 | 2965.24
9841515 | Peltier thermostat PT 31 8°C - 35°C continuous adjustable, for refractometer, polarimeter | 1132 | 2166.69
9841605 | Air bacteria sampler MD 8 Air Port battery-powered with battery charger | 1397 | 7272.86
9841615 | Gelantine filter,packed single pack of 10 | 1397 | 280.98
9841616 | Gelatine filter,3-fold pack,pack of 10 | 1397 | 288.53
9841617 | Filter holder | 1397 | 176.24
9842009 | CertoClav Vac Pro 45* horizontal autoclaves 45 L | 1199 | 15841.93
9842013 | Benchtop autoclave,aluminium,pressure up to2.7 bar heating power 1600-1750 W CERTOCLAV CV-EL 12L GS,cap. 12 ltrs,diam. 240 mm | 1197 | 3109.8
9842014 | Benchtop autoclaves,aluminium,pressure 2.7 bar heating power 1600-1750 W CERTOCLAV CV-EL 18L GS,cap. 18 ltrs,diam. 240 mm | 1197 | 3766.55
9842020 | Service kit 2 with expendable part for models Classic, Multicontrol 2, Connect, Culture Media | 1200 | 163.49
9842025 | Wire basket with handle 225mmØ, high 170mm, 8x8mm mesh | 1200 | 289.56
9842028 | CERTOCLAV Classic 125°C or 140°C 18 Ltr., stainless steel | 1197 | 4046.9
9842029 | CERTOCLAV Classic alternative valve with 115°C or 121°C 18 Ltr., Stainless steel | 1197 | 4046.9
9842030 | CERTOCLAV MultiControl 2 freely programmable up to 140°C, 18 Ltr., stainless steel | 1198 | 4630.81
9842031 | CERTOCLAV Connect, 18 Ltr. programmable up to 140°C, stainless steel Touch Screen, Internet connection | 1198 | 6248.69
9842033 | Thermotransfer printer for CERTOCLAV MultiControl 2 and Essential | 1200 | 623.71
9842035 | Wire basket DM 25, 25cm, with handle stainless steel for CERTOCLAV Classic, MultiControl 2, Connect and CultureMedia | 1200 | 289.56
9842036 | Service kit 1, with lid gasket vavle gasket, gasket for exhaust cock and manometer, steam valve | 1200 | 125.55
9842037 | Media sensor PT100 for CERTOCLAV Connect | 1198 | 632.25
9842038 | Software Pro License for CERTOCLAV MultiControl 2 | 1200 | 469.27
9843706 | Rapid Infrared digestion unit InKjel 625 TCP for 6 sample vessels of 250 ml with temperature control | 1271 | 6735.96
9843707 | Rapid Infrared digestion unit InKjel 1210 TCP for 12 sample vessels of 100 ml with temperature cotnrol | 1271 | 7424.56
9843708 | Rapid Infrared digestion unit InKjel 1225 TCP for 12 sample vessels of 250 ml with temperature control | 1271 | 7710.91
9843709 | Rapid Infrared digestion unit InKjel 450 TCP for 4 sample vessels of 500 ml with temperature control | 1271 | 6895.5
9843710 | Rapid Infrared digestion unit InKjel 475 TCP for 4 sample vessels of 750 ml with temperature control | 1271 | 6922.77
9843741 | Columnelution unit SEB 32 R for soil samples to LUA recommendations, | 1219 | 5651.94
9843744 | Quartz sand 1000 g bottle 1-2mm for column elution unit | 1219 | 139.76
9843745 | Quartz wool 100g-pack for column elution unit | 1219 | 333.8
9843750 | Round bottom vessel w/o NS SR 4 100ml for micro Kjeldahl | 1273 | 42.32
9843751 | Round bottom vessel SR 5 500ml for K8 B | 1273 | 145.46
9843752 | Catalyst tablets KT 3 (3,5 g K2SO4; 0,15 g CuSO4; 0,15 g TiO2) UN 3077, 9, III, (E), can with 1000 pieces | 1273 | 436.94
9843753 | Anti-Foam-Tablets AFS can with 1000 pieces | 1273 | 442.15
9843754 | Weighing paper WP block of 250 sheets | 1273 | 52.86
9843756 | Rapid infrared digestion unit InKjel 1210 P for 12 reaction vessels of 100 ml, programmable | 1272 | 6605.06
9843757 | Rapid infrared digestion unit InKjel 1210 M for 12 sample vessels of 100 ml | 1271 | 4970.16
9843758 | Rapid infrared digestion unit InKjel 450 P for 4 x 500 ml sample vessels | 1272 | 6497.34
9843759 | Rapid infrared digestion unit InKjel 475 P for 4 x 750 ml sample vessels | 1272 | 6524.61
9843760 | Rapid infrared digestion unit InKjel 625 P for 6 x 250 ml sample vessels | 1272 | 6333.71
9843766 | Round bottom-exposure jar SR 3 i without NS for InKjel, 250 ml | 1273 | 58.91
9843767 | Catalyst-tablets KT 1 (5,0 g K2SO4; 0,5 g CuSO4) UN 3077, 9, III, (E), can with 1000 pieces | 1273 | 484.46
9843768 | Infrared rapid sample digestor InKjel 450 M with manual power control, for 4x500ml sample vessels | 1271 | 4704.27
9843769 | Infrared rapid sample digestor InKjel 475 M with manual power sontrol, for 4x750ml sample vessels | 1271 | 4731.54
9843770 | Infrared rapid sample digestor with manual power control InKjel 625M for 6x250ml sample vessels | 1271 | 4543.37
9843771 | Infrared rapid sample digestor with manual power control InKjel 1225M for 12x250ml sample vessels | 1271 | 5518.31
9843773 | Catalyst tablets KT 2 can with 1000 pieces UN 3077, 9, III, (-) | 1273 | 480.43
9843775 | Round bottom-exposure jar KJ 500 500 ml, for InKjel | 1273 | 153.06
9843776 | Round bottom-exposure jar KJ 750 750ml, for InKjel | 1273 | 145.53
9843777 | Compact system KEX 30 for 30 ml Soxhlet extraction | 1268 | 993.72
9843778 | Compact system KEX 100 for 100 ml Soxhlet extraction | 1268 | 1027.27
9843779 | Compact system KEX 250 F for 250 ml Soxhlet extraction | 1268 | 1294.02
9843786 | Compact system KEX 100 F for 100 ml Soxhlet-Extraktion | 1268 | 1060.81
9843800 | Extraction unit EX1000 | 1219 | 413.98
9843801 | Clean-up-station CUS 2 | 1220 | 623.71
9843802 | Nitrogen station kosta 2 | 1220 | 537.62
9843803 | Steam destilaltion unit S 5 fullz automatic, prepared for external Titrator | 1273 | 11200.24
9843813 | Steam distillation unit S 2 | 1273 | 5320.59
9843814 | Steam distillation unit S1 | 1273 | 4663.36
9843815 | Steam distillation unit S3 | 1273 | 7712.27
9843816 | Set of 3 canisters 20l, KAS 30 for S3, incl. float switch | 1273 | 600.56
9843817 | Steam destillation unit S4 | 1273 | 10106.68
9843818 | Set of 4 canisters 20l, KAS 40 for S4, incl. float switch 9843770 | 1273 | 758.64
9843824 | Compact system KEX 100 T for Twisselmann-extraktion | 1269 | 1262.65
9843825 | Serial heating system R 104 T after Twisselmann, 100 ml, for 4 samples | 1269 | 4248.84
9843826 | Serial heating system R 106 T after Twisselmann, 100 ml, for 6 samples with round pistons | 1269 | 5841.47
9843830 | Steam destillation unit D 1 for appointment of alcohol, with pyknometer, incl.software | 1274 | 4663.36
9843831 | Steam destillation unit D 2 for appointment of organic acids, with erlenmeyer flask 500ml, incl.software | 1274 | 4663.36
9843835 | Compact system KEX 70 for 70 ml Soxhlet-Extraction | 1268 | 1033.56
9843836 | Compactsystem KEX 30 F for 30 ml Soxhlet Extraction with cock | 1268 | 1035.66
9843837 | Compact system KEX 70 F for 70 ml Soxhlet Extraction with cock | 1268 | 1063.89
9843844 | Filtration unit FU 4 4 places, for appointment of crude fibre content | 1271 | 1754.9
9843845 | Filtratio unit FU 6 6 places, for appointment of crude fibre content | 1271 | 3012.09
9843850 | Tempering bath FH 6, from PVC incl.thermostate for 6 eudiometer units, acc.to DIN/DEV 38414 S 8 | 1218 | 5034.25
9843851 | Eudiometer unit FH 10 eudiometer tube, stand- and level bottle, acc.to DIN/DEV 38414 S 8 | 1218 | 842.5
9843852 | Serial magnetic stirrer RM 6 incl.sep.control unit, for waterbath FH 6 | 1218 | 2363.05
9843900 | Kjeldahl digestion unit in up to 8 places, encl. s encl. sample rack, vessels 250 ml and fume collector | 1272 | 4152.03
9843901 | Kjeldahl digestion unit in up to 12 places, encl. sample rack, vessels 250 ml and fume collector | 1272 | 5147.43
9843902 | Kjeldahl digestion unit K 20 in up to 20 places, incl. sample rack, for 250 ml vessels and fume collector | 1272 | 7558.19
9843903 | Kjeldahl digestion unit in up to 16 places, encl. sample rack, vessels 100 ml and fume collector | 1272 | 4702.91
9843904 | Kjeldahl digestion unit in up to 24 places, encl. sample rack, vessels 100 ml and fume collector | 1272 | 5621.94
9843905 | Kjeldahl digestion unit in up to 40 places, encl. sample rack, vessels 100 ml and fume collector | 1272 | 7683.64
9843925 | Glass column GS 950 for cloumn elution, 60x320 mm, after DIN V 19736 | 1219 | 283.7
9843926 | Extraction thimbles EX 75 HS fitting in reaction tubes EB 75 pack of 25 | 1270 | 77.15
9843927 | Reaction tubes EB 75 75ml, for E 4 | 1270 | 110.74
9843929 | Tubing package SRR with 4 pump tubings from Tygon, flow rate 0,25-12 ml/min | 1219 | 235.51
9843930 | Tubing package SVV with 4 pump tubings from Tygon, flow rate 0,66-33 ml/min | 1219 | 163.53
9843931 | Compact apparature KEB 101 incl.tubing pump and 2 tubings, for extraction of solid matters | 1219 | 5664.21
9843949 | Stand RIP 4 for 4 extraction thimbles | 1267 | 169.94
9843950 | Stand RIP 6 for 6 extraction thimbles | 1267 | 190.44
9843963 | Serial heating unit RH 104 for reflow distillation, 4 heating places for 100ml round flasks, cpl. | 1269 | 2701.2
9843964 | Serial heating unit RH 106 for reflow distillation, 6 heating places for 100ml round flasks, cpl. | 1269 | 3351.62
9843965 | Serial heating unit RH 254 for reflow distillation, 4 heating places for 250ml round flasks, cpl. | 1269 | 2424.4
9843966 | Serial heating unit RH 256 for reflow distillation, 6 heating places for 250ml round flasks, cpl. | 1269 | 3576.6
9843967 | Serial heating unit RH 504 for reflow distillation, 4 heating places for 500ml round flasks, cpl. | 1269 | 3472.97
9843968 | Serial heating unit RH 506 for reflow distillation, 6 heating places for 500ml round flasks, cpl. | 1269 | 3640.69
9843969 | Catalyst tablets KT 4 (3,5 g K2SO4; 3,5 mg Se) pack of 1 jar with 1000 pcs. | 1273 | 465.55
9851018 | Digital-stopwatch "HiTrax Run" black, 1/100 sec., up to 23 h., 59 min., 59 sec. | 417 | 12.1
9851019 | Wireless wall clock with date ø 300 x 47,5 mm with batterie 1.5 V AA | 417 | 38.87
9851023 | infrared thermometer Dualtemp Pro -33...220°C | 400 | 106.24
9851027 | Electronic timer and stopwatch | 416 | 14.7
9851028 | Pocket Digitemp -40...+200°C, short probe | 392 | 25.75
9851029 | Pocket Digitemp -40...+200°C long probe | 392 | 25.49
9851352 | Penetration probe with special handle NTC | 397 | 165.68
9851714 | IP65 immersion probe NTC | 397 | 173.89
9851716 | NTC immersion/penetration sensor | 397 | 131.51
9851720 | NTC surface probe waterproof, -50...+150°C for testo 110 | 397 | 135.56
9851723 | NTC air probe -50...+150°C, for testo 110 | 397 | 136.05
9851724 | Thermocouple for 920/925 | 396 | 34.77
9851876 | Solit basket for AE-AES-28 stainless steel, Ø 280mm, H 200mm, non perforated | 1201 | 196.01
9851877 | Solid basket for AE-AES-75/110 stainless steel, Ø 380mm, H 260mm, non perforated | 1201 | 263.32
9851888 | Automatic autoclaves AHS-75-DRY | 1200 | 13030
9851893 | Automatic autoclaves AES-12 | 1201 | 5784.41
9851894 | Automatic autoclaves AES-28 | 1201 | 6677.09
9851895 | Automatic autoclaves AES-75 | 1201 | 8460.62
9851896 | Automatic autoclaves AES-110 | 1201 | 11916.21
9851897 | Automatic autoclaves AES-150 | 1201 | 16820.93
9851898 | Automatic autoclaves AH-21-L | 1200 | 7595.81
9851924 | Service kit with foam insert suitable up to 3 probes & accessories | 423 | 78.6
9851925 | Windows-Software Smartgraph for graphical and tabelarly Measurement demonstration | 423 | 133.5
9851935 | Immersion probe Pt 100, 105x3mm cl. B, -50...+350°C | 423 | 112.29
9851936 | Immersion probe Pt100, 300x3mm cl.B, -50...+350°C | 423 | 108.07
9851937 | Immersion probe Pt100, 150x3mm cl 1/3 DIN, -200...+450°C | 423 | 156.38
9851938 | Immersion probe Pt100, 300x3mm cl. 1/3DIN, -200...+450°C | 423 | 169.1
9851948 | Immersion probe Pt100, 150x4mm cl.B, -50...+350°C | 423 | 109.48
9851949 | Immersion probe K, 300x1,5mm cl. 1, -100...+1100°C | 423 | 95.44
9851954 | Climatic probe 120x20mm -30...+80°C, 0...100% r.F. | 423 | 199.52
9851955 | Flow sensor 175x22mm 0,3...20m/s | 423 | 1229.93
9851959 | Power supply 230 VAL for P700-series | 423 | 26.67
9851961 | Surface probe w.thermo tape -65...+550°C, 120 x 17mm | 423 | 118.24
9851992 | ISO-Manufacturer certificate temperature (-90...+21°C) ..°C "per calibration point" | 423 | 91.24
9851995 | Adapter for thermal element probe with mini plug (yellow) | 423 | 42.11
9851996 | Digital thermometer ScanTemp ST 385 -35...+365°C, IR temperature measuring | 400 | 51.82
9851997 | Dig.infeed thermometer ThermoJack probe 60mm, -40...+250°C, waterproof IP65, incl.battery | 392 | 27.21
9851998 | Infrared thermometer Slim Flash -33...+199°C, measurement time 1 sec., incl.battery | 400 | 25.92
9851999 | Dig.infeed thermometer ThermoJack PRO probe 110mm, -50...+350°C, watertight | 392 | 69.47
9852000 | Precision hand-held meter P700 1-channel, Pt100, w/o probe | 423 | 305.14
9852001 | Precision hand-held meter P705 2-channel, Pt100, w/o probe | 423 | 363.82
9852002 | Precision hand-held meter P710 1-channel, w/o probe | 423 | 246.46
9852003 | Precision hand-held meter P715 2-channel, w/o probe | 423 | 305.14
9852004 | Precision hand-held meter P750 1-channel, Pt100, thermo elements, rel.humidity, dew point, flow | 423 | 556.44
9852005 | Precision hand-held meter P755 2-channel, Pt100, thermo elements, rel.humidity, dew point, flow | 423 | 624.57
9852006 | Precision hand-held meter P755L 2-channel, Pt100, meas.data-memory for 6000 datas | 423 | 726.78
9852007 | Precision hand-held meter P770 2-channel, Pt100, thermo elements, rel.humidity, dew point, flow | 423 | 434.24
9852008 | Precision hand-held meter P770L 2-channel, Pt100 meas.data-memory for 6000 data | 423 | 556.44
9852120 | Orbital shaker digital 2.5 kg w/o accessories, with RS 232 | 506 | 991.56
9852121 | Orbital shaker digital 7.5 kg w/o accessories, with RS 232 | 506 | 1096.81
9852125 | Universal attachment incl.tension roller for OS/LS 10 | 506 | 171.64
9852127 | Universal attachment for OS/LS 10 with vertical adjustable belt pulley | 506 | 171.64
9852129 | Universal attachment incl.tension roller for OS/LS 20 | 506 | 233.55
9852146 | Attachement with stretch strap for OS/LS 20 | 506 | 233.55
9852300 | Block heater SBH130 2 blocks, analogue 130°C, 235 x 280 x 115 mm | 894 | 990.9
9852301 | Block heater, 2 blocks, digital 130°C, 235 x 280 x 115 mm | 894 | 1185.06
9852302 | Block heater, 2 block, digital 200°C, 310 x 280 x 115 mm | 894 | 1306.56
9852307 | Block thermostat QBD1 1 block, 150W, 220-240V 50/60Hz 200 x 230 x 100 mm | 893 | 1140.95
9852308 | Block thermostat QBD2 2 blocks, 300W, 220-240V 50/60Hz 200 x 280 x 100 mm | 893 | 1411.86
9852309 | Block thermostat QBD4 4 blocks, 600W, 220-240V 50/60Hz 200 x 380 x 100 mm | 893 | 1773.43
9852310 | Block thermostat QBH2 2 blocks, 300W, 220-240V 50/60Hz 200 x 280 x 100 mm | 893 | 1773.43
9852315 | Block heater, 2 blocks, digital Dual Control, 200°C, 310 x 280 x 115 mm | 894 | 1755.25
9857045 | Hose connection tubing, metal NW 12 M16x1, 200cm, 350°C max.temp. | 823 | 845.14
9857046 | Hose connection tubing, metal NW12 M 24x1.5, 100cm, 400°C max.temp. | 823 | 1008.93
9857047 | Hose connection tubing, metal NW 12 M24x1.5, 150cm, 400°C max.temp. | 823 | 1208.03
9857048 | Hose connection tubing, metal NW 12 M24x1.5, 200cm, 400°C max.temp. | 823 | 1393.38
9857049 | Hose connection tubing, metal NW 12 M24x1.5, 300cm, 400°C max.temp. | 823 | 1776.88
9857121 | Hose connection tubing, metal NW 12 M16x1, 100cm, 350°C max.temp. | 823 | 602.73
9857122 | Hose connection tubing, metal NW 12 M16x1, 150cm, 350°C max. temp. | 823 | 733.76
9857124 | Hose connection tubing, metal NW 12 M16x1, 300cm, 350°C max.temp. | 823 | 897.55
9857125 | Hose connection tubing, metal NW 20 M30x1.5, 100cm, 350°C max.temp. | 823 | 1008.93
9857126 | Hose connection tubing, metal NW20 M30x1.5, 150cm, 350°C max temp. | 823 | 1208.03
9857127 | Hose connection tubing, metal NW20 M30x1.5, 200cm, 350°C max. temp. | 823 | 1393.38
9857128 | Hose connection tubing, metal NW20 M30x1.5, 300cm, 350°C max. temp. | 823 | 1776.88
9857129 | Hose connection tubing, metal NW20 M38x1.5, 100cm, 350°C max. temp. | 823 | 1271.94
9857130 | Hose connection tubing, metal NW25 M38x1.5, 150cm, 350°C max. temp. | 823 | 1393.38
9857131 | Hose connection tubing, metal NW25 M38x1.5, 200cm, 350°C max. temp. | 823 | 1866.37
9857132 | Hose connection tubing, metal NW25 M38x1.5, 300cm, 350°C max. temp. | 823 | 2211.52
9857214 | Hose connection tubing, metal NW 12 M16x1, 100cm, 200°C max.temp. | 823 | 473.96
9857215 | Hose connection tubing, metal NW 12 M16x1, 150cm, 200°C max.temp. | 823 | 575.52
9857216 | Hose connection tubing, metal NW 12 M16x1, 200cm, 200°C max.temp. | 823 | 661.69
9857217 | Hose connection tubing, metal NW 12 M16x1, 300cm, 200°C max.temp. | 823 | 759.97
9857218 | Hose connection tubing, metal NW 12 M24x1.5, 100cm, 350°C max.temp. | 823 | 740.31
9857219 | Hose connection tubing, metal NW 12 M24x1.5, 200cm, 350°C max.temp. | 823 | 1080.99
9857220 | Hose connection tubing, metal NW 12 M24x1.5, 300cm, 350°C max.temp. | 823 | 1380.6
9857401 | Refrigerated heating bath circulator CC-508w temp.-range: -55...200°C, 3,0 kW, with controller Pilot ONE | 817 | 15092.85
9857915 | Highly dynamic temperature control system A30, Presto, air cooled, temp.-range: -30...250°C | 826 | 17381.07
9857922 | Flat bath cover with 4 openings Ø 92 mm, and set of rings, for PURA 10 | 833 | 318.23
9857923 | Flat bath cover with 1 opening Ø 190 mm, and set of rings, for PURA 10 | 833 | 211.25
9857924 | Flat bath cover with 6 openings Ø 92 mm, and set of rings, for PURA 14 | 833 | 450.94
9857925 | Flat bath cover with 8 openings Ø 92 mm, and set of rings, for PURA 22 | 833 | 582.3
9857926 | Flat bath cover with 6 openings Ø 115 mm, and set of rings, for PURA 22 | 833 | 487.5
9857927 | Flat bath cover with 2 openings Ø 190 mm, and set of rings, for PURA 22 | 833 | 330.42
9857928 | Flat bath cover with 10 openings Ø 115 mm, and set of rings, for PURA 30 | 833 | 782.24
9857929 | Flat bath cover with 3 openings Ø 190 mm, and set of rings, for PURA 30 | 833 | 403.55
9857931 | Lift-up bath cover, for PURA 4 transparent, up to +100°C | 833 | 236.19
9857932 | Lift-up bath cover, for PURA 10 transparent, up to +100°C | 833 | 273.55
9857933 | Lift-up bath cover, for PURA 14 transparent, up to +100°C | 833 | 291.15
9857934 | Lift-up bath cover, for PURA 22 transparent, up to +100°C | 833 | 354.8
9857935 | Lift-up bath cover, for PURA 30 transparent, up to +100°C | 833 | 429.27
9858040 | "Aqua-Stabil" bottle of 100 ml Water bath protective media | 819 | 50.2
9859201 | Immersion circulator CC-E temp.-range: (-30)+25..+200°C, 2,0 KW, with controller Pilot ONE | 801 | 2428.83
9859203 | Clear view circulator bath CC-106A temp.-range: (-30)25...100°C 2,0 KW, with controler Pilot ONE | 802 | 2940.17
9859204 | Clear view circulator bath CC-108A temp.-range: (-30)25...100°C 2,0 KW, with controller Pilot ONE | 802 | 2952.95
9859205 | Clear view circulator bath CC-110A temp.-range: (-30)25...100°C 2,0 KW, with controller Pilot ONE | 802 | 3042.44
9859206 | Clear view circulator bath CC-112A temp.-range: (-30)25...100°C 2,0 KW, with controller Pilot ONE | 802 | 3285.31
9859207 | Clear view circulator bath CC-118A temp.-range: (-30)25...100°C 2,0 KW, with controller Pilot ONE | 802 | 3323.67
9859208 | Heating bath CC-212B temp.-range: +25...+200°C, 2,0 KW, with controller Pilot ONE | 802 | 3362.02
9859209 | Heating bath CC-215B temp.-range: +25...+200°C, 2,0 KW, with controller Pilot ONE | 802 | 3489.85
9859210 | Heating bath CC-220B temp.-range: +25...+200°C, 2,0 KW, with controller Pilot ONE | 802 | 3540.98
9859211 | Heating bath CC-225B temp.-range: +25...+200°C, 2,0 KW, with controller Pilot ONE | 802 | 3758.3
9859212 | Heating bath CC-208B temp.-range: +25...+200°C, 2,0 KW, with controller Pilot ONE | 802 | 3221.4
9859213 | Clear view circulator bath CC-104A temp.-range: 25...100°C 2,0 KW, with controler Pilot ONE | 804 | 3119.13
9859220 | Heating circulator CC-202C temp.-range: (-30)+45...200°C, 2,0 KW, with controller Pilot ONE | 804 | 3528.2
9859221 | Heating circulator bath CC-205B temp.-range: (-30)+45...200°C, 2,0 KW, with controller Pilot ONE | 804 | 4039.54
9859222 | Heating Bath Circulator CC304-B temp.-range: (-20)28...300°C, 2,0 kW, with contoller Pilot ONE | 804 | 5356.21
9859223 | Heating Bath Circulator CC308-B temp.-range: (-20)28...300°C, 2,0 kW, with controller Pilot ONE | 804 | 6289.4
9859224 | Heating Bath Circulator CC315-B temp.-range: (-20)28...300°C, 2,0 kW, with controller Pilot ONE | 804 | 7478.25
9859225 | Refrigerated heating bath CC-K6s temp.-range: -25...+200°C, 2,0 KW, with controller Pilot ONE | 815 | 6942.71
9859226 | Refrigerated heating bath CC-K6 temp.-range: -25...+200°C, 2,0 KW, with controller Pilot ONE | 815 | 6220.88
9859227 | Refrigerated heating bath CC-K12 Temp.-Bereich: -20...200°C, 2,0 kW, mit Regler Pilot ONE | 814 | 7651.43
9859228 | Refrigerated heating bath CC-K15 temp.-range: -20...200°C, 2,0 kW, with controller Pilot ONE | 814 | 8635.74
9859229 | Refrigerated heating bath CC-K20 temp.-range: -30...200°C, 2,0 kW, with controller Pilot ONE | 814 | 9344.44
9859230 | Refrigerated heating bath CC-K25 temp.-range: -30...200°C, 2,0 kW, with controller Pilot ONE | 814 | 9816.92
9859232 | Refrigerated heating bath circulator ministat 125w temp.-range: -25...+150°C, 1,0 KW, with controller Pilot ONE | 815 | 8596.36
9859233 | Refrigerated heating bath circulator ministat 230 temp.-range: -40...+200°C, 2,0 KW, with controller Pilot ONE | 815 | 8425.75
9859234 | Refrigerated heating bath circulator ministat 230w temp.-range: -40...+200°C, 2,0 KW, with controller Pilot ONE | 815 | 9055.71
9859235 | Refrigerated heating bath circulator ministat 240 temp.-range: -45...+200°C, 2,0 KW, with controller Pilot ONE | 815 | 10394.38
9859236 | Refrigerated heating bath circulator ministat 240w temp.-range: -45...+200°C, 2,0 KW, with controller Pilot ONE | 815 | 11063.72
9859237 | Refrigerated heating bath circulator CC-405 temp.-range: -40...200°C, 1,5 kW, with controller Pilot ONE | 816 | 11457.44
9859238 | Refrigerated heating bath circulator CC-405w temp.-range: -40...200°C, 1,5 kW, with controller Pilot ONE | 816 | 12205.53
9863154 | Magnetic stirrer TM 235 115-230 V | 1032 | 737.69
9863155 | Change unit 5ml WA 05 complete | 1032 | 1159.34
9863156 | Change unit 10ml WA 10 complete | 1032 | 1033.38
9863157 | Change unit 20ml WA 20 complete | 1032 | 1033.38
9863158 | Change unit 50ml WA 50 complete | 1032 | 1033.38
9863159 | USB keyboard TZ 3835 | 1033 | 156.97
9863160 | Titrator TL 7000-M1/10 TitroLine® 7000, with 10ml change unit | 1034 | 7554.78
9863161 | Titrator TL 7000-M1/20 TitroLine® 7000, with 20ml change unit | 1034 | 7554.78
9863162 | Titrator TL 7000-M1/50 TitroLine® 7000, with 50ml change unit | 1034 | 7554.78
9863163 | Titrator TL 7000-M2/20 TitroLine® 7000, with 20ml change unit and pH Electrode | 1034 | 7919.87
9863168 | TitroLine® TL 7800 base unit, two measuring inlets (1x analog/ 1x digital) | 1036 | 7565.52
9863169 | TitroLine® TL 7800-M1 base unit, two measuring inlets (1x analog/ 1x digital), with magnetic stirrer TM 235 | 1036 | 7979.53
9863170 | TitroLine® 7500 KF 05 volumetric KF-Titrator 100-240 V | 1035 | 8053.5
9863171 | TitroLine® 7500 KF 20 volumetric KF-Titrator 100-240 V | 1035 | 8053.5
9863172 | TitroLine® 7500 KF trace M1 Coulometric KF-Titrator Module 1 | 1035 | 7608.47
9863173 | TitroLine® 7500 KF trace M2 Coulometric Titrator, Module 2 | 1035 | 9103.44
9863174 | TitroLine® 7500 KF trace M3 Coulometric Titrator, Module 3 | 1035 | 7608.47
9863175 | TitroLine® 7500 KF trace M4 Coulometric KF-Titrator Module 4 | 1035 | 9103.44
9863176 | TitroLine® TL 7750 basic unit without magnetic stirrer, with support rod and Electrode holder Z 305, | 1036 | 7425.93
9863177 | TitroLine® TL 7750-TitriSoft basic unit with magnetic stirrer TM 235, support rod and Electrode holder Z 305, | 1036 | 11350.06
9863178 | Titrator module TL 7750 KF 05 main supply 100-240 V | 1036 | 12168.54
9863179 | Titrator module TL 7750 KF 20 main supply 100-240 V | 1036 | 11315.46
9863180 | Flask burette Titronic® T 300/20 M1 base unit with dosing unit 20ml TZ 3130, hand controller TZ 3880, titration clamp Z 305, | 1031 | 2527.01
9863181 | Flask burette Titronic® T 300/50 M1 base unit with dosing unit 50ml TZ 3160, hand controller TZ 3880, titration clamp Z 305, | 1031 | 2527.01
9863182 | Flask burette Titronic® T 300/20 M2 base unit with dosing unit 20ml TZ 3130, hand controller TZ 3880, titration clamp Z 305, | 1031 | 2815.74
9863183 | Flask burette Titronic® T 300/50 M2 base unit with dosing unit 50ml TZ 3160, hand controller TZ 3880, titration clamp Z 305, | 1031 | 2815.74
9863184 | TitroLine® TL 5000/20 M1 base unit, without electrode, with dosing unit 20ml TZ 3130, magnetic stirrer TM 50, hand | 1033 | 4033.91
9863185 | TitroLine® TL 5000/50 M1 base unit, without electrode, with dosing unit 50ml TZ 3160, magnetic stirrer TM 50, hand | 1033 | 4033.91
9863186 | TitroLine® TL 5000/20 M2 base unit, with pH electode+buffer set, with dosing unit 20ml TZ 3130, magnetic stirrer TM 50, | 1033 | 4310.71
9863187 | TitroLine® TL 5000/50 M2 base unit, with pH electode+buffer set, with dosing unit 50ml TZ 3160, magnetic stirrer TM 50, | 1033 | 4310.71
9863188 | Magnetic stirrer TM 50 for glass vessel up to max. 500 ml, incl. stan rod holder TZ 3885 | 1033 | 514.58
9863189 | USB-HUB TZ 3830 to connect more devices to TITRONIC®500, TitroLine®6000,7000,7500 KF/KF trace, 7750 | 1033 | 113.37
9863190 | Reagent bottle 1000ml, TZ 3803 amber glass with screw thread | 1033 | 49.06
9863191 | TitroLine® TL 5000/20 M3 basic unit, w.pH-electrode+buffer set, with dosing unit 20ml TZ 3130, magnetic stirrer TM 50, | 1033 | 4420.47
9863210 | Flask burette Titronic® T 500 base unit | 1032 | 3318.05
9863211 | Flask burette Titronic® T 500-M1 base unit with magnetic stirrer TM 235 | 1032 | 3826.31
9863212 | Flask burette Titronic® T 500-M2/20 base unit with magnetic stirrer TM 235 and 20ml change unit | 1032 | 4855.96
9868024 | Light module cold-white 6.500K LED light border, for HPP110 / IPP110 | 898 | 2827.68
9868025 | Light module cold white 6.500K LED light border, for HPP260 / IPP260 | 898 | 3953.97
9868026 | Light module cold white 6.500K LED light border, for HPP750 / IPP750 | 898 | 4378.72
9868027 | Light module cold white 6.500K + warm white 2.700K LED light border, for HPP110 / IPP110 | 898 | 2827.68
9868028 | Light module cold white 6.500K + warm white 2.700K LED light border, for HPP260 / IPP260 | 898 | 3953.97
9868029 | Light module cold white 6.500K + warm white 2.700K LED light border, for HPP400 / HPP750 / IPP400 / IPP750 | 898 | 4378.72
9869681 | Universal cabinet UN30 +20...+300°C, 32 ltr. natural air circulation | 854 | 1574.91
9869682 | Universal cabinet UN55 +20...+300°C, 53 ltr. natural air circulation | 854 | 1825.46
9869683 | Universal cabinet UN75 +20...+300°C, 74 ltr. natural air circulation | 854 | 2223.96
9869684 | Universal cabinet UN110 +20...+300°C, 108 ltr. natural air circulation | 854 | 2581.89
9869685 | Universal cabinet UN160 +20...+300°C, 161 ltr. natural air circulation | 854 | 3436.16
9869686 | Universal cabinet UN260 +20...+300°C, 256 ltr. natural air circulation | 854 | 4548.14
9869687 | Universal cabinet UN450 +20...+300°C, 449 ltr. natural air circulation | 854 | 6018.06
9869688 | Universal cabinet UN750 +20...+300°C, 749 ltr. natural air circulation | 854 | 8026.06
9869689 | Universal cabinet UN30plus +20...+300°C, 32 ltr. natural air circulation, with TwinDISPLAY | 855 | 2621.27
9869690 | Universal cabinet UN55plus +20...+300°C, 53 ltr. natural air circulation, with TwinDISPLAY | 855 | 2859.89
9869691 | Universal cabinet UN75plus +20...+300°C, 74 ltr. natural air circulation, with TwinDISPLAY | 855 | 3183.22
9869692 | Universal cabinet UN110plus +20...+300°C, 108 ltr. natural air circulation, with TwinDISPLAY | 855 | 3648.54
9869693 | Universal cabinet UN160plus +20...+300°C, 161 ltr. natüural air circulation, with TwinDISPLAY | 855 | 4543.37
9869694 | Universal cabinet UN260plus +20...+300°C, 256 ltr. natural air circulation, with TwinDISPLAY | 855 | 5433.43
9869695 | Universal cabinez UN450plus +20...+300°C, 449 ltr. natural air circulation, with TwinDISPLAY | 855 | 7004.76
9869696 | Universal cabinet UN750plus +20...+300°C, 749 ltr. natural air circulation, with TwinDISPLAY | 855 | 9019.92
9869697 | Universal cabinet UF30 +20...+300°C, 32 ltr. laboured air circulation | 854 | 1871.99
9869698 | Universal cabinet UF55 +20...+300°C, 53 ltr. laboured air circulation | 854 | 2254.98
9869699 | Universal cabinet UF75 +20...+300°C, 74 ltr. laboured air circulation | 854 | 2668.99
9869700 | Universal cabinet UF110 +20...+300°C, 108 ltr. laboured air circulation, incl. 2x grid | 854 | 3116.41
9869701 | Universal cabinet UF160 +20...+300°C, 161 ltr. laboured air circulation | 854 | 4099.53
9869702 | Universal cabinet UF260 +20...+300°C, 256 ltr. laboured air circulation | 854 | 5227.02
9869703 | Universal cabinet UF450 +20...+300°C, 449 ltr. laboured air circulation | 854 | 6846.07
9869704 | Universal cabinet UF750 +20...+300°C, 749 ltr. laboured air circulation | 854 | 9070.03
9869705 | Universal cabinet UF30plus +20...+300°C, 32 Ltr. laboured air circulation, with TwinDISPLAY | 855 | 2766.82
9869706 | Universal cabinet UF55plus +20...+300°C, 53 ltr. laboured air circulation, with TwinDISPLAY | 855 | 3282.25
9869707 | Universal cabinet UF75plus +20...+300°C, 74 ltr. laboured air circulation, with TwinDISPLAY | 855 | 3618.7
9869708 | Universal cabinet UF110plus +20...+300°C, 108 ltr. laboured air circulation, with TwinDISPLAY | 855 | 4173.5
9869709 | Universal cabinet UF160plus +20...+300°C, 161 ltr. laboured air circulation, with TwinDISPLAY | 855 | 5199.57
9869710 | Universal cabinet UF260plus +20...+300°C, 256 ltr. laboured air circulation, with TwinDISPLAY | 855 | 6164.81
9869711 | Universal cabinet UF450plus +20...+300°C, 449 ltr. laboured air circulation, with TwinDISPLAY | 855 | 7866.19
9869712 | Universal cabinet UF750plus +20...+300°C, 749 ltr. laboured air circulation, with TwinDISPLAY | 855 | 10111.62
9869713 | Universal cabinet UF1060plus +20...+300°C, 1060 ltr. forced circulation air, with TwinDISPLAY | 855 | 17782.13
9877021 | Ultrasonic bath RK 31 SONOREX SUPER, 0.9 ltr., without heating | 1185 | 396.86
9877051 | Ultrasonic bath RK 52 H cap. 1.8 ltrs, with heating | 1185 | 851.15
9877052 | Ultrasonic bath RK 52 cap. 1.8 ltrs, without heating | 1185 | 668.06
9877100 | Ultrasonic bath RK 100 cap. 3.0 ltrs, without heating | 1185 | 739.31
9877101 | Ultrasonic bath, RK100H cap. 3.0 ltrs, with heating | 1185 | 897.68
9877103 | Ultrasonic bath RK 102 H cap. 3.0 ltrs, with heating | 1185 | 1248.47
9877105 | Ultrasonic bath RK 106 cap. 5.6 ltrs, without heating with UK plug | 596 | 1106.55
9877106 | Ultrasonic bath RK 106 cap. 5.6 ltrs, without heating | 596 | 1106.55
9877107 | Ultrasonic bath RK 106 cap. 5.6 ltrs, without heating with Swiss plug | 596 | 1106.55
9877108 | Ultrasonic bath RK 1040 cap. 39.5 ltrs, without heating | 596 | 3590.94
9877114 | Ultrasonic bath RK 103 H cap. 4.0 ltrs, with heating | 1185 | 1273.57
9877155 | Ultrasonic bath RK 156 BH cap. 9.0 ltrs, with heating | 1185 | 1755.41
9877156 | Ultrasonic bath RK 156 cap. 6.0 ltrs, without heating | 1185 | 1304.48
9877256 | Ultrasonic bath RK 255 H cap. 5.5 ltrs, with heating | 1185 | 1432.91
9877510 | Ultrasonic bath RK 510 cap. 9.7 ltrs, without heating | 1185 | 1304.48
9877511 | Ultrasonic bath RK 510 H cap. 9.7 ltrs, with heating | 1185 | 1607.67
9877512 | Ultrasonic bath RK 512 H cap. 13.0 ltrs, with heating | 1185 | 2120.38
9877515 | Ultrasonic bath RK 514 BH cap. 18.7 ltrs, with heating | 1185 | 2270.05
9877516 | Ultrasonic bath RK 514 H cap. 13.5 ltrs, with heating | 1185 | 2197.63
9877528 | Ultrasonic bath RK 1028 C cap. 45 ltrs, without heating | 596 | 3899.93
9877529 | Ultrasonic bath RK 1028 H cap. 28.0 ltrs, with heating | 1185 | 2961.41
9877530 | Ultrasonic bath RK 1028 CH cap. 45.0 ltrs, with heating | 596 | 3778.26
9877537 | Ultrasonic bath RK 1028 cap. 28.0 ltrs, without heating | 1185 | 2551.03
9877538 | Ultrasonic bath RK 1028 C cap. 45 ltrs, without heating with UK plug | 596 | 3899.93
9877539 | Ultrasonic bath RK 1028 C cap. 45 ltrs, without heating with Swiss plug | 596 | 3899.93
9877540 | Ultrasonic bath RK 514 cap. 13.5 ltrs, without heating | 1185 | 1877.07
9877551 | Ultrasonic bath RK 1050 cap. 58.0 ltrs, without heating | 1185 | 4432.92
9877552 | Ultrasonic bath RK 1050 CH cap. 90.0 ltrs, with heating | 1185 | 5600.3
9877597 | Lid,stainless steel, D 08 | 1189 | 31.81
9877600 | Lid,stainless steel, D 1028 C | 1189 | 132.11
9877601 | Lid,stainless steel, D 52 | 1189 | 58.71
9877602 | Lid,stainless steel, D 156 | 1189 | 100.31
9877603 | Lid,stainless steel, D 100 | 1189 | 58.71
9877604 | Lid,stainless steel, D 514 | 1189 | 99.09
9877605 | Lid,stainless steel, D 255 for RK 255/H/CH, DK 255 P, DT 255/H/H-RC | 1189 | 72.17
9877606 | Lid D 6, stainless steel for RK 106, DT 106 | 1189 | 91.76
9877607 | Lid,stainless steel, D 1028 for RK 1028 H | 1189 | 112.55
9877608 | Lid,stainless steel, D 1050 C for 1050 | 1189 | 212.76
9877610 | Lid,stainless steel, D 510 | 1189 | 84.42
9877622 | Insertion container SD 06 glass, 600 ml, with ring, lid, 125 x 84 mm dia. | 1189 | 30.57
9877623 | Insertion container SD 09 glass, 1000 ml, with ring, 180 x 91 mm dia. | 1189 | 41.59
9877624 | Insertion container SD 04 glass, 400 ml, with ring, 110 x 76 mm dia. | 1189 | 26.91
9877626 | Insertion container EB 05 stailess steel, 600 ml, with ring, lid, 120 x 87 mm dia. | 1189 | 70.96
9877628 | Insertion container PD 06 plastic, 600 ml, with ring, lid, 125 x 86 mm dia. | 1189 | 30.57
9877630 | Baskets, stainless steel K 08 for RK 31 | 1188 | 58.71
9877631 | Baskets, stainless steel K 1 for RK 52/RK 52 H | 1188 | 75.84
9877632 | Baskets, stainless steel K 3 L for RK/Z 103 | 1188 | 97.87
9877633 | Baskets, stainless steel K 3 for RK/DK 100/102 | 1188 | 90.53
9877634 | Basket K 6, stainless steel for RK 106, DT 106 | 1188 | 154.02
9877635 | Baskets, stainless steel K 5 for 255 H | 1188 | 107.65
9877636 | Basket, stainless steel K6L for RK 156 | 1188 | 240.37
9877637 | Basket, stainless steel K 6 BL for 156 B/H | 1188 | 242.42
9877642 | Insert vessel,stainless steel | 1189 | 58.71
9877643 | Insert vessel, plastic | 1189 | 29.37
9877644 | Insertion container KB 04 plastic, 400 ml, with ring, 110 x 76 mm dia. | 1189 | 30.57
9877645 | Insertion container SD 05 glass, 600 ml, with ring, 150 x 76 mm dia. | 1189 | 34.25
9877651 | Clamp, stainless steel EK 10 for flasks cap. 10 ml | 1188 | 44.03
9877653 | Clamp, stainless steel EK 25 for flasks cap. 25 ml | 1188 | 45.26
9877655 | Clamp, stainless steel EK 50 for flasks cap. 50 ml | 1188 | 51.37
9877657 | Clamp, stainless steel EK 100 for flasks cap. 100 ml | 1188 | 56.28
9877658 | Clamp, stainless steel EK 250 for flasks Ø 85 mm | 1188 | 79.51
9877694 | Baskets,stainless steel K 14 for RK 514 | 1188 | 235.27
9877697 | Baskets,stainless steel K 10 for RK 510 | 1188 | 231.59
9877698 | Baskets,stainless steel K 28 for RK 1028 H | 1188 | 307.88
9877699 | Baskets,stainless steel K 50 for RK 1050 H | 1188 | 428.56
9877700 | Basket K 10 B stainless steel, for RK 512, RK 512 CH, DK 512 P | 1188 | 236.01
9877701 | Baskets,stainless steel K 14 B for 514/B/H | 1188 | 239.34
9877702 | Baskets,stainless steel K 28 C for 1028 BH | 1188 | 315.04
9877703 | Baskets,stainless steel K 50C for 1050 CH | 1188 | 433.69
9877712 | Suspension basket K 28 CA for 6 protective masks | 1188 | 875.89
9877713 | Restoring basket K 28 CV for 3 full-sight masks 470 x 270 x 215 mm | 1188 | 776.33
9877715 | Restoring basket K 50 CA for 9 brea-protection masks 555 x 455 x 240 mm | 1188 | 1226.24
9877716 | Restoring basket K 50 CV for 6 full-sight masks 555 x 455 x 240 mm | 1188 | 1171.82
9877717 | Restoring bin KW 50 B-0 from plastic with cover for RK 1050 CH | 1189 | 1469.59
9877720 | Handle adjusters GV 3 for baskets, 1 pair | 1188 | 94.19
9877721 | Handle adjusters GV10 for baskets, 1 pair | 1188 | 100.31
9877731 | Holder, stainless steel GH 10 | 1190 | 165.11
9877733 | Holders,stainless steel GH 28 | 1190 | 236.01
9877746 | sieve holder SH 28 C for max. 5 analysis sieves | 1190 | 292.54
9877781 | Holder for 1 ltr flask | 1190 | 78.31
9877784 | Sieve holder | 1190 | 69.73
9877800 | Baths, plastic KW 3 | 1189 | 127.23
9877801 | Baths, plastic, KW 5 | 1189 | 126
9877802 | Baths, plastic, KW 14 | 1189 | 476.65
9877803 | Baths, plastic, KW 14 B | 1189 | 485.86
9877804 | Baths, plastic, KW 28-0 | 1189 | 1041.18
9877806 | Baths, plastic, KW 50-0 | 1189 | 1266.82
9877830 | Ultrasonic bath DT 31 SONOREX DIGITEC 0,9l, 240W without heating | 1187 | 528.9
9877831 | Ultrasonic bath DT 31 H SONOREX DIGITEC 0,9l, 240W with heating | 1187 | 584.11
9877832 | Ultrasonic bath DT 52 SONOREX DIGITEC 1,8l, 240W without heating | 1187 | 736.35
9877833 | Ultrasonic bath DT 52 H SONOREX DIGITEC 1,8l, 240W with heating | 1187 | 936.09
9877834 | Ultrasonic bath DT 100 SONOREX DIGITEC 3,0l, 320W without heating | 1187 | 820.56
9877835 | Ultrasonic bath DT 100 H SONOREX DIGITEC 3,0l, 320W with heating | 1187 | 986.82
9877836 | Ultrasonic bath DT 102 H SONOREX DIGITEC 3,0l, 480W with heating | 1187 | 1376.73
9877837 | Ultrasonic bath DT 103 H SONOREX DIGITEC 4,0l, 640W with heating | 1187 | 1403.06
9877838 | Ultrasonic bath DT 156 SONOREX DIGITEC 6,0l, 640W without heating | 1187 | 1437.81
9877839 | Ultrasonic bath DT 255 SONOREX DIGITEC 5,5l, 640W without heating | 1187 | 1298.77
9877840 | Ultrasonic bath DT 255 H SONOREX DIGITEC 5,5l, 640W with heating | 1187 | 1577.91
9877841 | Ultrasonic bath DT 510 SONOREX DIGITEC 9,7l, 640W without heating | 1187 | 1437.81
9877842 | Ultrasonic bath DT 510 H SONOREX DIGITEC 9,7l, 640W with heating | 1187 | 1769.62
9877848 | Ultrasonic bath DT 106 SONOREX DIGITEC 5,6l, 480W without heating | 1187 | 1222.94
9877849 | Ultrasonic bath DT 156 BH SONOREX DIGITEC 9,0l, 860W with heating | 1187 | 1935.01
9877850 | Ultrasonic bath DT 512 H SONOREX DIGITEC 13,0l, 860W with heating | 1187 | 2321.57
9877851 | Ultrasonic bath DT 514 SONOREX DIGITEC 13,5l, 860W without heating | 1187 | 2060.35
9877852 | Ultrasonic bath DT 514 H SONOREX DIGITEC 13,5l, 860W with heating | 1187 | 2411.11
9877853 | Ultrasonic bath DT 512 BH SONOREX DIGITEC 18,7l, 860W with heating | 1187 | 2489.06
9877854 | Ultrasonic bath DT 1028 SONOREX DIGITEC 28,0l, 1200W without heating | 1187 | 2804.02
9877855 | Ultrasonic bath DT 1028 H SONOREX DIGITEC 28,0l, 1200W with heating | 1187 | 3246.42
9877857 | Ultrasonic bath DT 1028 CH SONOREX DIGITEC 45,0l, 1200W with heating | 1187 | 4135.44
9877860 | Ultrasonic bath DT 1050 CH SONOREX DIGITEC 90,0l, 2400W with heating | 1187 | 6131.54
9877864 | Ultrasonic bath DT 1028 F + Shaking device SA 1028, SONOSHAKE, 9.5 l, 1280 W, without heating | 1192 | 6166.29
9877869 | Ultrasonic bath DL 512 H SONOREX DIGIPLUS, 13,0 ltrs, 860 W, with heating | 1187 | 2392.16
9880080 | Diaphragm pump MD 1 | 1063 | 2111.81
9880083 | Diaphragm pumps MD1C chemical version 2 mbar-1,4 3/h | 1063 | 3591.27
9880300 | Laboratory Vario Pump B2 PP 28-R DL with power drive, depht of immersion: 500 mm, PP, max. flowrate 75 l / min., 230 V / 200 W (IP 24) | 1042 | 607.81
9880301 | Laboratory Vario Pump B2 PP 28-R DL with power drive, depht of immersion: 750 mm, PP, max. flowrate 75 l / min., 230 V / 200 W (IP 24) | 1042 | 628.05
9880302 | Laboratory Vario Pump B2 PP 32-R SL with power drive, depht of immersion: 1000 mm, PP, max. flowrate 75 l / min., 230 V / 200 W (IP 24) | 1042 | 687.81
9880303 | Laboratory Vario Pump B2 Niro 28-R DL with power drive, depht of immersion: 500 mm, Niro max. flowrate 68 l / min., 230 V / 200 W (IP 24) | 1042 | 975.77
9880304 | Laboratory Vario Pump B2 Niro 28-R DL with power drive, depht of immersion: 750 mm, Niro max. flowrate 68 l / min., 230 V / 200 W (IP 24) | 1042 | 975.77
9880305 | Laboratory Vario Pump B2 Niro 28-R DL with power drive, depht of immersion: 1000 mm,Niro max. flowrate 68 l / min., 230 V / 200 W (IP 24) | 1042 | 1033.51
9880310 | Pump set B2 Vario PP with power drive, depht of immersion: 500 mm, PP, max. flowrate 75 l / min., 230 V / 200 W (IP 24) | 1042 | 756.37
9880311 | Pump set B2 Vario PP with power drive, depht of immersion: 700 mm, PP, max. flowrate 75 l / min., 230 V / 200 W (IP 24) | 1042 | 778
9880312 | Pump set B2 Vario PP with power drive, depht of immersion: 1000 mm, PP, max. flowrate 75 l / min., 230 V / 200 W (IP 24) | 1042 | 834.46
9880313 | Pump set B2 Vario Niro with power drive, depht of immersion: 500 mm, Niro max. flowrate 68 l / min., 230 V / 200 W (IP 24) | 1042 | 1123.05
9880314 | Pump set B2 Vario Niro with power drive, depht of immersion: 750 mm, Niro max. flowrate 68 l / min., 230 V / 200 W (IP 24) | 1042 | 1123.05
9880315 | Pump set B2 Vario Niro with power drive, depht of immersion: 1000 mm,Niro max. flowrate 68 l / min., 230 V / 200 W (IP 24) | 1042 | 1156.21
9880360 | Magnetic centrifugal pump TMB-10-WR---V-N1-P---N-1 flow rate: 12 l / min., without thread, delivery height 2 meters, 15 watts, 230 V | 1042 | 270.26
9880361 | Magnetic centrifugal pump TMB-20-WR---V-N1-B---N-1 flow rate: 24 l / min., with external thread, delivery height 3 meters, 28 watts, 230 V | 1042 | 346.86
9880380 | Rotarus® Single Channel pump head PK 10-16 for stopper tubes | 1046 | 1687.4
9880381 | Rotarus® Single Channel pump head PK 10-24 for stopper tubes | 1046 | 1687.4
9880382 | Rotarus® 4 Channel pump head MKF 4-8 for stopper tubes | 1046 | 2452.69
9880383 | Rotarus® 8 Channel pump head MKF 8-4 for stopper tubes | 1046 | 3855.45
9880384 | Rotarus® 12 Channel pump head MKF 12-8 for stopper tubes | 1046 | 5958.74
9880510 | LABOPORT® Diaphragm pump N 86 KN.18 cap. 6 ltr/min., protection cl. IP 20, 230 V, 50 Hz | 1062 | 444.17
9880565 | SIMDOS®02 membrane dosing pump FEM 1.02 KT.18 S | 1053 | 1731.37
9880567 | SIMDOS®02 membrane dosing pump FEM 1.02 TT.18 S | 1053 | 1856.14
9880569 | SIMDOS®02 membrane dosing pump FEM 1.02 FT.18 S | 1053 | 3188.68
9880597 | Diaphragm liquid pump NF 100 KT.18 S, Splashproof IP 65 Flow rate 0,2-1,3 (l/min), chemically resistant | 1053 | 775.69
9880598 | Diaphragm liquid pump NF 100 TT.18 S, Splashproof IP 65 Flow rate 0,2-1,3 (l/min), chemically resistant | 1053 | 951.8
9880599 | Diaphragm liquid pump NF 300 KT.18 S, Splashproof IP 65 Flow rate 0,5-3,0 (l/min), chemically resistant | 1053 | 986.39
9880600 | Diaphragm liquid pump NF 300 TT.18 S, Splashproof IP 65 Flow rate 0,5-3,0 (l/min), chemically resistant | 1053 | 1219.02
9880613 | Diaphragm vacuum pumps,N 820.3 FT.18, cap. 20 ltrs/min | 1066 | 2073.97
9880614 | Diaphragm vacuum pumps,N 840.3 FT.18, cap. 34 ltrs/min | 1066 | 2268.28
9880615 | LABOPORT® Vacuum pump N 820.3 FT 40.18 20l/10m bar | 1067 | 2453.38
9880616 | LABOPORT® Vacuum pump N 840.3 FT 40.18 34l/min., IP 44 | 1067 | 2955.51
9880675 | LABOPORT® Diaphragm Vacuum pump N 842.3 FT.18 chemically resistant, 2.04 m³/h, 2 mbar abs. IP 44, 230V / 50Hz | 1066 | 3684.67
9880680 | LABOPORT® Diaphragm vacuum pump N 86 KT.18 cap. 5.5 ltr/min., protection cl. IP 20, 230 V, 50 Hz | 1062 | 533
9880828 | Chemistry vacuum system MD 1C + AK + EK, CEE mains cable 230 V / 50-60 Hz | 1073 | 5068.59
9880832 | Chemistry vacuum system MZ 2C NT + 2 AK, CEE mains cable 230 V/50-60 Hz | 1073 | 3809.44
9880837 | Chemistry diaphragm pump MD 4C NT AK+EK, three stage, CEE mains cable 230 V / 50-60 Hz | 1073 | 6813.52
9880883 | Diaphragm pump ME 4 NT one-stage, 230 V~ 50 Hz plug CEE | 1064 | 1944.77
9880884 | Diaphragm pump ME 4R NT one-stage, 230 V~ 50 Hz plug CEE | 1064 | 2380.26
9880885 | Diaphragm pump ME 8 NT one-stage, 230 V~ 50 Hz plug CEE | 1064 | 3501.78
9880887 | Diaphragm pump MZ 2 NT two-stage, 230 V~ 50 Hz plug CEE | 1064 | 1914.94
9880890 | Diaphragm pump MD 4 NT three-stage, 230 V~ 50 Hz plug CEE | 1064 | 3638.99
9880894 | Chemistry diaphragm pump ME 4C NT one-stage, 230 V~ 50 Hz plug CEE | 1065 | 2636.78
9880896 | Chemistry diaphragm pump ME 8C NT one-stage, 230 V~ 50 Hz plug CEE ***Export Control*** | 1065 | 5184.06
9880898 | Chemistry diaphragm pump MZ 2C NT two-stage, 230 V~ 50 Hz plug CEE | 1065 | 2666.6
9880900 | Chemistry diaphragm pump MD 4C NT three-stage, 230 V~ 50 Hz plug CEE | 1065 | 5184.06
9880921 | Chemistry diaphragm pump MZ 2C NT AK-Sy+EK two stage, 230 V / 50-60 Hz, CEE mains | 1073 | 4697.88
9880926 | chemistry diaphragm pumpe MD 4CRL NT three stage, 100-230V, 50-60 Hz certification (NRTl): C/US | 1065 | 8603.19
9880930 | Membrane pump ME 1 230 V / 50-60 Hz, CEE-mains cable | 1063 | 874.4
9880932 | Membrane pump ME 1 230 V / 50-60 Hz, UK-mains cable | 1063 | 874.4
9880934 | Chemical membrane pump ME 1C 230 V / 50-60 Hz, CEE-mains cable | 1063 | 1141.13
9880936 | Chemical membrane pump ME 1C 230 V / 50-60 Hz, UK-mains cable | 1063 | 1141.13
9880940 | Membrane pump ME 2 NT 230 V~ 50-60 Hz with CEE plug | 1064 | 1401.91
9880941 | Membrane pump ME 2 NT 230 V~ 50-60 Hz with UK plug | 1064 | 1401.91
9880943 | Chemistry membrane pump ME 2C NT 230 V~ 50-60 Hz with CEE plug | 1065 | 1992.5
9880944 | Chemistry membrane pump ME 2C NT 230 V~ 50-60 Hz with UK plug | 1065 | 1992.5
9880947 | Chemistry membrane pump MZ 1C 230 V, 50-60 Hz, with UK plug | 1063 | 2087.94
9880950 | Membrane pump MD 12 NT three-step, 230 V, 50-60 Hz with UK plug | 1064 | 6781.56
9880952 | Membrane pump ME 16 NT single step, 230 V, 50-60 Hz with CEE mains cable | 1064 | 6602.59
9880953 | Membrane pump ME 16 NT single step, 230 V, 50-60 Hz with UK plug | 1064 | 6602.59
9880954 | Membrane pump MV 10 NT four-step, 230 V, 50-60 Hz with CEE mains cable | 1064 | 7267.32
9880955 | Chemistry membrane pump ME 16C NT single step, 230 V, 50-60 Hz with CEE mains cable ***Export Control*** | 1065 | 10674.08
9880956 | Chemistry membrane pump ME 16C NT single step, 230 V, 50-60 Hz with UK plug ***Export Control*** | 1065 | 10674.08
9880957 | Chemistry membrane pump MD 12C NT three step, 230 V, 50-60 Hz with CEE mains cable ***Export Control*** | 1065 | 10674.08
9880958 | Chemistry membrane pump MD 12C NT three step, 230 V, 50-60 Hz with UK plug ***Export Control*** | 1065 | 10674.08
9880960 | Chemistry membrane pump MV 10C NT four step, 230 V, 50-60 Hz with CEE mains cable ***Export Control*** | 1065 | 11083.15
9880965 | Chemistry membrane pump MD 12C NT +EK three step, 230 V, 50-60 Hz with CEE mains cable ***Export Control*** | 1073 | 11645.62
9880968 | Chemistry membrane pump MD 12C NT +AK+EK three-step, 230 V, 50-60 Hz CEE mains cable ***Export Control*** | 1073 | 12208.08
9880970 | Chemistry membrane pump MD 12C NT +AK+EK three step, 230 V, 50-60 Hz with UK plug ***Export Control*** | 1073 | 12208.08
9880976 | Chemistry membrane pump MV 10C NT +EK four-step,200-230 V, 50-60 Hz with CEE mains cable ***Export Control*** | 1073 | 11933.24
9882101 | Rack (holder) GSO 2 for 2 Imhoff funnels without stopcock | 1262 | 185.9
9882102 | Rack (holder) GSO 4 for 4 Imhoff funnels without stopcock | 1262 | 235.51
9882103 | Rack (holder) GSM 2 for 2 Imhoff funnels with stopcock | 1262 | 194.19
9882104 | Rack (holder) GSM 4 for 4 Imhoff funnels with stopcock | 1262 | 246.61
9882114 | Water deoniser B5, unpressuried complete with resitivity meter | 1278 | 571.2
9882115 | Water deioniser B10, unpressuried complete with resistivity meter | 1278 | 859.64
9882116 | Dual catridge B 5 Z for water deioniser | 1278 | 293.05
9882117 | Dual catridge B10Z for water deioniser | 1278 | 573.02
9882118 | Water deioniser B5A, unpressuried with resistivity meter, water quality cut-out and solenoid valve | 1278 | 950.48
9882119 | Water deioniser B10A, unpressuried with resistivity meter, water quality cut-out and solenoid valve | 1278 | 1215.23
9882120 | Water deioniser B10dN nylon, for steady loads up to 8 bar | 1279 | 1042.85
9882121 | Water deioniser B22dN nylon, for steady loads up to 8 bar | 1279 | 1536.19
9882122 | Water deioniser B45 dN nylon, for steady loads up to 8 bar | 1279 | 2663.46
9882123 | Water deioniser B10 dNZ nylon, for steady loads up to 8 bar | 1279 | 789.92
9882124 | Water deioniser B22dNZ nylon, for steady loads up to 8 bar | 1279 | 1251.35
9882125 | Water deioniser B45dNZ nylon, for steady loads up to 8 bar | 1279 | 2380.19
9882126 | Water deioniser B10dNA nylon, for steady loads up to 8 bar | 1279 | 1439.59
9882127 | Water deioniser B22dNA nylon, for steady loads up to 8 bar | 1279 | 1929.72
9882128 | Water deioniser B45dNA nylon, for steady loads up to 8 bar | 1279 | 3078.7
9882207 | Vacuum gauge Set DCP 3000 complete with cable and sensor VSP 3000 100-230V/50-60 Hz, CEE | 1080 | 1770.49
9882225 | Liquid suction system BVC Basic PP sampling bottle 4 ltr. | 1353 | 1205.47
9882226 | Liquid suction system BVC Basic G glass sampling bottle 2 ltr. | 1353 | 1335.86
9882227 | Liquid suction system BVC control PP sampling bottle 4 ltr. 230 V, 50-60 Hz, CEE | 1353 | 2479.96
9882228 | Liquid suction system BVC control G glass sampling bottle 2 ltr. 230 V, 50-60 Hz, CEE | 1353 | 2607.8
9882229 | Liquid suction system BVC professional PP sampling bottle 4 ltr. 230 V, 50-60 Hz, CEE | 1353 | 3266.14
9882230 | Liquid suction system BVC professional G glass sampling bottle 2 ltr. 230 V, 50-60 Hz, CEE | 1353 | 3176.66
9882851 | In-line isolation valve VV-B 6C | 1079 | 829.15
9882852 | Cooling water valve VKW-B for CVC 3000 and VNC 2 | 1079 | 372.4
9882853 | Extension cord VACUU BUS 2 mtr. | 1079 | 49.56
9882983 | Extension kit connection for second VHC | 1353 | 70.12
9883101 | Molecular model set Introductory Set 48 atoms, 62 links | 174 | 31.51
9883103 | Molecular model set Organic large 111 atom parts, 140 links | 174 | 65.37
9883104 | Molecular model set Inorganic/Organic 106 atoms, 86 links | 174 | 65
9883107 | Molecular model set Biochemie large 257 atoms, 160 links | 174 | 109.01
9883108 | Molecular model set Organic small 50 atoms, 64 links | 174 | 31.68
9883109 | Molecular model set Inorganic/Organic small 51 atoms, 38 links | 174 | 31.9
9883110 | Molecular model set Biochemistry small 72 atoms, 40 links | 174 | 36.86
9883111 | Molecular Orbital Organic Structure Set | 174 | 59.47
9883112 | Molecular self-assembly kit Inorganic, diamond 30 atoms | 174 | 27.31
9883113 | Molecular self-assembly kit Inorganic, graphite 45 atoms | 174 | 32.32
9883114 | Molecular self-assembly kit Inorganic, sodium chloride, 27 atoms | 174 | 31.79
9883115 | Molecular self-assembly kit Inorganic, water 26 units | 174 | 35.45
9883529 | General purpose ovens/hot Air sterilizers ED23, without RS 422, 23l | 855 | 2087.26
9883543 | Drying oven/hot air sterilizers without overheat cut out, type E 28 60-230°/ 50-60 Hz | 853 | 1288.47
9883551 | General purpose oven/hot air sterilizers with RS 422, ED 400 | 855 | 5954.91
9883599 | Incubators BD 23 21l, with RS 422 | 867 | 2435.99
9883603 | Incubator, Model BD 400, upto 99,9°C,cap. 400 ltrs | 867 | 6885.81
9883710 | Drying cabinets FP 53 with RS 422, 230V, 50/60Hz | 901 | 3776.8
9883711 | Drying cabinets FP 115 with RS 422, 230V, 50/60Hz | 901 | 4724.04
9883714 | Drying cabinets FP 720 with RS 422, 400V, 50/60Hz | 901 | 11281.63
9883803 | Drying Ovens, Model FD400,upto +300°C,cap 400 ltrs | 855 | 7494.87
9883808 | Drying ovens FD 23,upto +300°C, 20 ltrs | 855 | 2584.7
9884140 | Rapid incinerator,SVR/E, upto +950°C electronic temperature control | 902 | 2223.58
9884141 | Rapid incinerator,SVd 95, upto +950°C with digital temperature display | 902 | 3092.17
9884142 | Heating element | 902 | 490.28
9884143 | Heating element with integrated thermocouple | 902 | 583.61
9900785 | LLG-Weighing boats 44x44x8 mm 7 ml, white, PS, antistatic, pack of 1000 | 384 | 34.99
9900786 | LLG-Weighing boats 80x80x24 mm 100 ml, white, PS, antistatic, pack of 1000 | 384 | 67.05
9900787 | LLG-Weighing boats 140x140x22 mm 250 ml, white, PS, antistatic, pack of 1000 | 384 | 151.71
9900788 | LLG-Weighing boats 35x55 mm 5 ml, white, PS, diamond shape antistatic, pack of 1000 | 383 | 33.4
9900789 | LLG-Weighing boats 44x44x8 mm 7 ml, black, PS, antistatic, pack of 1000 | 384 | 34.99
9900790 | Stainless steel tweezers 105 mm with silicone-coated tips for weights 1mg to 200g, for E1 to F1 | 381 | 25.49
9900791 | LLG-Weighing boats 80x80x24 mm 100 ml, black, PS, antistatic, pack of 1000 | 384 | 69.41
9900800 | LLG-Weighing boats 140x140x22 mm 250 ml, black, PS, antistatic, pack of 1000 | 384 | 151.71
9900801 | LLG-Weighing boats 35x55 mm 5 ml, black, PS, diamond shape antistatic, pack of 1000 | 383 | 33.21
9900893 | LLG-Hexagonal weighing boats, small Ø oben 38mm, Ø unten 25mm, PS, antistatic, pack of 500 | 384 | 30.97
9900894 | LLG-Hexagonal weighing boats, medium Ø top 64mm, Ø below 51mm, PS, antistatic, pack of 500 | 384 | 46.15
9900895 | LLG-Hexagonal weighing boats, large Ø oben 102mm, Ø unten 76mm, PS, antistatic, pack of 500 | 384 | 127.58
9900896 | LLG-Hexagonal weighing boats, X-large Ø oben 127mm, Ø unten 89mm, PS, antistatic, pack of 500 | 384 | 147.5
9900938 | Precision balance EWJ 300-3 300 g / 0.001 g, calibratable, weighing plate Ø 80 mm | 359 | 557.31
9900957 | analyse balance ABT 320-4NM with Single-Cell balancing system, 320 g / 0.1 mg, calibratable | 368 | 2128
9900958 | analyse balance KERN ABT 120-5DNM with Single-Cell balancing system, 42/120 g / 0.01/0.1 mg, calibratable | 368 | 2343.61
9900959 | analyse balance ABT 220-5DNM with Single-Cell balancing system, 82/220 g / 0.01/0.1 mg, calibratable | 368 | 2437.35
9901007 | Precision balance EW 220-3NM 220 g / 0.001 g, weighing pan 118 mm dia. | 360 | 816.75
9901008 | Precision balance EW 420-3NM 420 g / 0.001 g, weighing pan 118 mm dia. | 360 | 941.67
9901009 | Precision balance EW 620-3NM 620 g / 0.001 g, weighing pan 118 mm dia. | 360 | 1047.36
9901010 | Precision balance EW 820-2NM 820 g / 0.01 g, weighing pan 170 x 142 mm | 360 | 739.88
9901011 | Precision balance EW 2200-2NM 2200 g / 0.01 g, weighing pan 180 x 160 mm | 360 | 903.23
9901012 | Precision balance EW 4200-2NM 4200 g / 0.01 g, weighing pan 180 x 160 mm | 360 | 999.31
9901013 | Precision balance EW 6200-2NM 6200 g / 0.01 g, weighing pan 180 x 160 mm | 360 | 1085.8
9901014 | Precision balance EW 12000-1NM 12000 g / 0.1 g, weighing pan 180 x 160 mm | 360 | 855.19
9901015 | Precision balance EG 620-3MN 620 / 0.001 g, calibratable, weighing pan 118 mm dia. | 360 | 1228.06
9901016 | Precision balance EG 2200-2NM 2200 g / 0.01 g, calibratable, weighing pan 180 x 160 mm | 360 | 1076.19
9901017 | Precision balance EG 4200-2NM 4200 g / 0.01 g, calibratable, weighing pan 180 x 160 mm | 360 | 1153.06
9901018 | Precision balance EG 220-3NM 220 g / 0.001 g, calibratable, weighing pan 118 mm dia. | 360 | 1028.14
9901019 | Precision balance EG 420-3NM 420 g / 0.001 g, calibratable, weighing pan 118 mm dia. | 360 | 1124.23
9901320 | Compact balance EMB 200-2 200 g / 0.01 g, weighing plate 105 mm Ø | 354 | 139.85
9901321 | Compact balance EMB 600-2 600 g / 0.01 g, weighing plate 105 mm Ø | 354 | 182.89
9901322 | Compact balance EMB 500-1 500 g / 0.1 g, weighing plate 150 mm Ø | 354 | 71.26
9901323 | Compact balance EMB 1200-1 1200 g / 0.1 g, weighing plate 150 mm Ø | 354 | 95.02
9901324 | Compact balance EMB 5.2K1 5200 g / 1 g, weighing plate 150 mm Ø | 354 | 71.26
9901340 | Electronic precision balance 440-21A 60 g / 0.001 g, pan size: 81 mm dia | 359 | 377.36
9901341 | Electronic precision balance 440-35A 600 g / 0.01 g, pan size: 105 mm dia | 359 | 357.5
9901342 | Electronic precision balance 440-49A 6000 g / 0.1 g, pan size: 150 x 170 mm | 359 | 357.5
9901344 | Electronic precision balance 440-43N 400 g / 0.1 g, pan size: 130 x 130 mm | 359 | 218.47
9901345 | Electronic precision balance 440-51N 4000 g / 1 g, pan size: 150 x 170 mm | 359 | 182.89
9901346 | Electronic precision balance 440-45N 1000 g / 0.1 g, pan size: 130 x 130 mm | 359 | 248.27
9901347 | Electronic precision balance 440-47N 2000 g / 0.1 g, pan size: 130 x 130 mm | 359 | 297.92
9901348 | Electronic precision balance 440-33N 200 g / 0.01 g, pan size: 105 mm dia | 359 | 297.92
9901350 | Electronic precision balance 440-53N 6000 g / 1 g, pan size: 150 x 170 mm | 359 | 228.41
9901371 | Compact balance EMB 2200-0 2200 g / 1 g, weighing plate 150 mm Ø | 354 | 71.26
9901372 | Compact balance EMB 5.2K5 5200 g / 5 g, weighing plate 150 mm Ø | 354 | 66.51
9901413 | Precision balance PLS 720-3A 720 g / 0.001 g, weighing plate 110 mm dia. | 363 | 1076.19
9901414 | Precision balance PLS 1200-3A 1200 g / 0.001 g, weighing plate 110 mm dia. | 363 | 1078.06
9901418 | Precision balance PLS 6200-2A 6200 g / 0.01 g, weighing plate 160 mm dia. | 363 | 1056.97
9901422 | Precision balance PLS 4200-2F 4200 g / 0.01 g, weighing plate 160 mm dia. | 363 | 768.7
9901441 | Humidity analyser DBS 60-3, 60 g / 0,001 g/0,01 % | 376 | 1546.79
9901442 | Precision balance PLS 420-3F 420 g / 0,001 g, weighing plate 110 mm Ø | 363 | 787.93
9901443 | Precision balance PLS 8000-2A 8000 g / 0,01 g, weighing plate Ø 160mm | 363 | 1265.55
9901444 | Precision balance PLS 20000-1F 20000 g / 0.1 g, weighing plate 200x175mm | 363 | 682.22
9902361 | Ethernet interface | 371 | 174.15
9902362 | Extension cable for display | 371 | 37.64
9902363 | Density application kit | 371 | 770.1
9902364 | Support kit for display | 371 | 120.6
9902366 | Wind protection for 0,01g and 0,1g models | 371 | 389.56
9902368 | USB interface cable (Type A and B) | 371 | 37.64
9902612 | Disposable sample dishes Ø 90 mm aluminium, pack of 80 | 379 | 75.39
9902636 | Paper for printer pack of 5 rolls | 371 | 53.25
9905723 | Lid for bath ST5 stainless steel, flat | 800 | 151.01
9905724 | Lid for bath ST12 stainless steel, gabled with hinges | 800 | 492.27
9905725 | Lid for bath ST18/ST26 stainless steel, gabled, with hinges | 800 | 605.28
9905726 | Lid for bath ST38 stainless steel, gabled, with hinges | 800 | 860.27
9905860 | Water bath SUB AQUA PRO ADVANCED SAP2 digital, 2 L, amb.+5 to 99°C, includes clear lid and base tray | 831 | 1221.16
9905861 | Water bath SUB AQUA PRO ADVANCED SAP2S digital, 2 L, shallow amb.+5 to 99°C, includes clear lid and base tray | 831 | 1227.24
9905862 | Water bath SUB AQUA PRO ADVANCED SAP5 digital, 5 L, amb.+5 to 99°C, includes clear lid and base tray | 831 | 1284.33
9905863 | Water bath SUB AQUA PRO ADVANCED SAP12 digital, 12 L, amb.+5 to 99°C, includes clear lid and base tray | 831 | 1378.68
9905864 | Water bath SUB AQUA PRO ADVANCED SAP18 digital, 18 L, amb.+5 to 99°C, includes clear lid and base tray | 831 | 1549.37
9905865 | Water bath SUB AQUA PRO ADVANCED SAP26 digital, 26 L, amb.+5 to 99°C, includes clear lid and base tray | 831 | 1613.39
9905866 | Water bath SUB AQUA PRO ADVANCED SAP34 digital, 34 L, amb.+5 to 99°C, includes clear lid and base tray | 831 | 2541.58
9905870 | Water bath JB NOVA GENERAL PURPOSE JBN5 digital, 5 L, amb.+5 to 95°C, includes clear lid and base tray | 831 | 998.79
9905871 | Water bath JB NOVA GENERAL PURPOSE JBN12 digital, 12 L, amb.+5 to 95°C, includes clear lid and base tray | 831 | 1154.33
9905872 | Water bath JB NOVA GENERAL PURPOSE JBN18 digital, 18 L, amb.+5 to 95°C, includes clear lid and base tray | 831 | 1334.81
9905873 | Water bath JB NOVA GENERAL PURPOSE JBN26 digital, 26 L, amb.+5 to 95°C, includes clear lid and base tray | 831 | 1562.42
9905875 | Water bath JB ACADEMY BASIC JBA5 digital, 5 L, amb.+5 to 95°C, includes base tray | 830 | 863.92
9905876 | Water bath JB ACADEMY BASIC JBA12 digital, 12 L, amb.+5 to 95°C, includes base tray | 830 | 978.14
9905877 | Water bath JB ACADEMY BASIC JBA18 digital, 18 L, amb.+5 to 95°C, includes base tray | 830 | 1183.49
9906200 | Bath liquids BUDDE 5 l 2.035.998 | 840 | 224.04
9906383 | Shaking waterbaths,200 x 300 x 500 mm,40-200 rpm 22° - +90°C : 0,3K,without accessories | 838 | 4065.1
9906384 | Shaking waterbaths,200 x 300 x 500 mm,40-200 rpm 20° - +90°C : 0,05K,without accessories | 838 | 5087.77
9906401 | hinged Makrolon-top cover | 838 | 381.88
9906402 | Constant level device cooling set | 838 | 394.06
9906420 | Test tube trays for 240 test tubes 16/17 mm | 838 | 609.29
9908017 | Wall fastener EBI 300 WM2 for EBI300 and EBI310 | 406 | 34.96
9908018 | Foldable thermometer TLC 700 -30...+220°C | 393 | 87.68
9908025 | Pt1000 probe TPX 400-40 with 40cm silicone cable, acuate, handle for TFX 410-1 | 398 | 175.26
9908027 | External NTC probe TPC 300 for EBI 300 | 406 | 98.26
9908032 | Infrared thermometer TFI 54 splash water protected, -60...+550°C | 401 | 171.15
9908069 | Temperature logger EBI-20-T1 with internal sensor | 403 | 95.88
9908070 | Temperature humidity logger EBI-20 TH1 with internal sensor | 410 | 131.44
9908073 | Starter set EBI-20 T1-Set (temperature logger, analysis software, interface) | 403 | 246.46
9908074 | Starter set EBI-20 TH1-Set (temperature/humidiy-logger analysis software, interface) | 410 | 267.58
9908075 | Thermometer Pt100 without probe type TFX 430 | 398 | 611.72
9908076 | Thermometer Pt100 with probe (130 mm, Ø 3 mm, blunt) type TFX 430 + TPX 130 | 398 | 985.69
9908077 | Thermometer Pt100 with probe (130 mm, Ø 3 mm, pointed) type TFX 430 + TPX 230 | 398 | 985.69
9908098 | USB-Logger EBI 310 Pt1000, -30...+75°C | 406 | 354.44
9908099 | Temperature probe TPX 220 Pt1000, -200...+250°C | 406 | 277.17
9908127 | Petri dish holder, 230mm, stainless steel, electropolished | 1365 | 41.5
9908128 | Petri dish holder, 230mm, white nylon coated | 1365 | 51.44
9908130 | Cleaning basket with lid 250x150x150mm, stainless steel | 50 | 145.74
9910338 | Protective cover H 104 for RET control | 472 | 37.04
9914432 | Spare cartridge for SG-6200-SK with connector coupling | 1281 | 1533.39
9914437 | Spare cartridge for SG-4500-SK with connector coupling | 1281 | 1255.92
9914442 | Spare cartridge for SG-2000-SK with connector coupling | 1281 | 770.89
9914452 | Spare cartridge for SG-2800-SK with connector coupling | 1281 | 892.78
9914502 | Spare cartridge for SG-7000 with 3/4" threated connector | 1281 | 1929.77
9914506 | Spare cartridge for SG-4500 with 3/4" threated connector | 1281 | 1207.94
9914509 | Spare cartridge for SG-2800 with 3/4" threated connector | 1281 | 838.26
9914510 | RO-Module HP, 98%, 15 l/h | 1289 | 586.57
9914512 | Spare cartridge for SG-2000 with 3/4" threated connector | 1281 | 742.03
9914519 | RO module Ultra Clear RO 10 für Ultra Clear...TWF (replacement for #03303) | 1289 | 558.2
9914524 | Pretreatment module AMB | 1289 | 216.47
9914527 | CO² trap CT1 incl. vent filter (spare cartridge) | 1289 | 357.1
9914548 | Ultra pure water system arium® pro DI-T | 1284 | 5430.36
9914549 | Ultra pure water system arium® pro UV-T | 1284 | 6473.48
9914550 | Ultra pure water system arium® pro UF-T | 1284 | 6711.25
9914553 | Ultra pure water system arium® pro VF-T | 1284 | 7508.93
9914587 | Spare cartridge for SG-6200 with 3/4" threated connector | 1281 | 1465.58
9915730 | Water demineraliser E28d complete with conductivity meter | 1279 | 1308.74
9915731 | Water demineraliser E40d complete with conductivity meter | 1279 | 2184.54
9915732 | Water demineraliser E28dZ second cartridge | 1279 | 1059.02
9915733 | Water demineraliser E40dZ second cartridge | 1279 | 1889.06
9915734 | Water demineraliser E28d A incl.conductivity meter with limit switch and magnetic valve | 1279 | 1881.3
9915735 | Water demineraliser E40d A incl.conductivity meter with limit switch and magnetic valve | 1279 | 2617.6
9915736 | Filter housing FG 130 PP, connection 2x3/4", Tmax +50°C, transparent, for filter 5" | 1281 | 171.9
9915737 | Filter insert FE 130 PP, 5 µm, length 5", max.+80°C, max.6 bar | 1281 | 43.85
9915738 | Filter insert AF 130 active coal | 1281 | 55.99
9920045 | Oxygen sensor with calibration/storage vessel DurOx 325-3 UN 2790, 8, III, (E) | 343 | 1114.1
9920080 | Application package photoLab® Brew for series photoLab® 6000 | 1247 | 690.96
9920090 | pH/mV-measuring unit inolab® pH 7110 single unit incl. accessories | 311 | 936.86
9920091 | pH/mV-measuring unit inolab® pH 7110 Set 2 unit incl.Sentix® 41 and accessories | 311 | 1182.12
9920092 | pH/mV-measuring unit inolab® pH 7110 Set 4 unit incl. Sentix® 81 and accessories | 311 | 1216.46
9920093 | pH/mV-measuring unit inolab® pH 7110 BNC single unit incl.accessories, BNC-inlet | 311 | 1027.7
9920096 | measuring unit inoLab® Cond 7110 single unit incl. accessories | 333 | 1425.77
9920097 | pH/mV-measuring unit inoLab® Cond 7110 Set 1 unit incl. TetraCon® 325 and accessories | 333 | 1807.56
9920100 | pH-measuring unit inolab® pH 7310 single unit incl. accessories | 311 | 1393.72
9920101 | pH-measuring unit inolab® pH 7310 Set 2 unit incl. SenTix® 41 and accessories | 311 | 1565.44
9920102 | pH-measuring unit inolab® pH 7310 Set 4 unit incl. SenTix® 81 and accessories | 311 | 1599.79
9920104 | pH-measuring unit inolab® pH 7310P unit with built-in printer incl. accessories | 311 | 1937.69
9920107 | pH-measuring unit inolab® pH 7310P BNC | 311 | 2062.89
9920108 | Oxygen meter inoLab® Oxi 7310 single unit incl. accessories | 341 | 2141.64
9920109 | Oxygen meter inoLab® Oxi 7310 Set 1 unit incl. CellOx® 325 and accessories | 341 | 3156.97
9920110 | Oxzgen meter inoLab® Oxi 7310 Set 4 unit incl. StirrOx® G and accessories | 341 | 3345.48
9920111 | Oxzgen meter inoLab® Oxi 7310P unit with built-in printer and accessories | 341 | 3114.02
9920114 | Conductivitz meter inoLab® Cond 7310 single unit incl.accessories | 333 | 1789.67
9920115 | Conductivity meter inoLab® Cond 7310 Set 1 unit incl. TetraCon® 325 and accessories | 333 | 2251.4
9920117 | Conductivity meter inoLab® Cond 7310P unit with built-in printer and accessories | 333 | 2530.59
9920120 | Measuring unit inoLab® Multi 9310 IDS instrument only | 352 | 1632.18
9920121 | Measuring unit inoLab® Multi 9310 IDS SET 1 | 352 | 2175.04
9920122 | Measuring unit inoLab® Multi 9310 IDS SET 2 | 352 | 2219.19
9920123 | Measuring unit inoLab® Multi 9310 IDS SET 3 | 352 | 2572.35
9920124 | Measuring unit inoLab® Multi 9310 IDS SET 4 | 352 | 3156.97
9920125 | Measuring unit inoLab® Multi 9310 IDS SET C | 352 | 2782.33
9920127 | Measuring unit inoLab® Multi 9310P IDS with integrated printer | 352 | 2500.76
9920202 | Potometer MD 200 3 in 1 chlorine/pH/cys incl. accessories in case | 1240 | 736.77
9920204 | CSB/COD thermoreactor RD 125 for 24 cuvette tests, 230V/50-60Hz / 115V/50-60Hz | 1249 | 1323.28
9920205 | CSB measuring station MD 200 COD VARIO cpl.with CSB reactor AL125,reagents,kuvettestand UN 2922, 8, II, (E) | 1250 | 1991.76
9920509 | Karlsruhe bottles with stopper,cap.250 ml KF 250/60 | 1259 | 76.01
9920513 | Karlsruhe bottles with stopper,cap.250 ml KF 250/30 | 1259 | 71.18
9920514 | Karlsruhe bottles with stopper,cap.100 ml KF 100/30 | 1259 | 70.66
9920515 | Karlsruhe bottles with stopper,cap.100 ml KF 100/60 | 1259 | 74.97
9920537 | Serial distilling unit KWA 500/4 for water setting, for 4 samples | 1274 | 3317.53
9920538 | Serial distilling unit KWA 500/6 for water setting, for 6 samples | 1274 | 4979.7
9920540 | COD digestion units for sample digestion max 6 samples | 1250 | 5906.93
9920541 | COD digestion units for sample digestion max 12 samples | 1250 | 7701.36
9920542 | COD workplaces, max 6 samples | 1251 | 8954.47
9920543 | COD workplaces, max 12 samples | 1251 | 10690.28
9920545 | Compact system KAS for volatile oil determination | 1220 | 1697.63
9920546 | Compact system KSO 2 for sulphur dioxide determination | 1274 | 2536.21
9920547 | Compact system SO 2-6 for sulphur dioxide determination | 1274 | 20474.3
9920584 | Process fume evacuator BEHROSOG 3 with vacuum pump 40 l/h | 1273 | 3811.14
9920585 | Additional cooling ACS for behrosog 3 | 1273 | 1120.07
9920639 | Waste water mixer QMR 2 for 2 ltrs. | 1218 | 1611.72
9920640 | Waste water mixer QMR 5 for 5 ltrs. | 1218 | 1854.44
9920641 | Waste water mixer QMR 10N for 10 ltrs. | 1218 | 3537.06
9920642 | Waste water mixer QMR 15 for 15 ltrs. | 1218 | 4072.94
9920643 | Waste water mixer QMR 20 for 20 ltrs. | 1218 | 4585.64
9920644 | Waste water mixer QMR 25 for 25 ltrs. | 1218 | 4886.98
9920706 | Cooling bin KW 6/N with attachment and rod for E 6/B | 1252 | 700.5
9920710 | Boiling stones SIST 100 | 638 | 44.22
9920713 | metering funnel DT 30 | 1252 | 125.07
9920721 | Heating block thermostate CSB 6/E | 1251 | 1929.7
9920723 | Air-cooler rod LS 6 for 6LK1 | 1252 | 156.01
9920730 | Hand-titration station HTI 1 | 1252 | 2533.49
9920764 | Water coil CW 5 | 799 | 428.53
9920806 | Thermal reactor CR 2200 for 12 reaction tubes | 1249 | 1431.73
9920807 | Thermal COD reactor CR 3200 for 24x16mm tubes | 1249 | 2183.39
9920808 | Thermal SOD reactor CR 4200 for 2x12mm reaction tubes | 1249 | 2672.56
9920862 | Reaction cuvette test Type Cu-1 TP Cu, Copper, 0.00 - 5,00 mg/l | 1248 | 85.62
9920864 | Test kit Typ Cl-3 TP Cl2, Chlor total, 0.00 - 2.00 mg/l | 1248 | 49.13
9920880 | Test kits,O2 COD, COD type 14560 UN 3316, 9, II, (E) | 1248 | 169.1
9920887 | Test kits,Cu, copper | 1248 | 180.54
9920900 | Test kits,SO3, sulfite no dan. goods | 1248 | 183.08
9920906 | Test kits,Al, aluminum | 1248 | 267.58
9920916 | Test kits,Cu, copper | 1248 | 295.75
9920918 | Test kits,Fe, iron | 1248 | 190.71
9920927 | Test kits,NH4-N, ammonium type 14544 UN 3316, 9, III, (E) | 1248 | 178
9920934 | Test kits,O2 COD, COD type 14690 UN 3316, 9, II, (E) | 1248 | 174.19
9920936 | Test kits,O2 COD, type 14895 UN 3316, 9, II, (E) | 1248 | 164.01
9920945 | Test kits 01744 pH | 1248 | 170.37
9920948 | Test kits 01746 SO3, sulphite | 1248 | 268.76
9920956 | Test kit: C3/25 10 - 150 mg/l CSB, 25 tests UN 316, 9, II, (E) | 1248 | 167.82
9920966 | Reaction cuvette system type 00809 Fluoride 0.10 - 1.80 mg/l F, 25 tests | 1248 | 190.71
9923601 | LED filter photometer pHotoFlex® pH/SET in field case with table insert incl. SenTix® 41, | 1245 | 4004.08
9923602 | LED filter photometer pHotoFlex® Turb/SET with pH function and turbidity (IR) in field case with table insert incl. calibration standard kit, | 1245 | 4669.83
9923603 | Turbidimeter Turb® 430 IR / SET (90°) 0-1100 NTU/FNU with IR acc. in field case with table insert | 1264 | 3185.61
9923604 | Turbidimeter Turb® 430 T / SET (90°) 0-1100 NTU with tungsten lamp acc. in field case with table insert | 1264 | 3609.16
9923624 | Photometers pHotoFlex® STD | 1245 | 2359.97
9923625 | Photometers pHotoFlex® pH | 1245 | 3105.67
9923626 | Photometers pHotoFlex® Turb | 1245 | 4109.07
9923638 | Spare lamp | 1246 | 146.63
9945729 | Angle rotor 6 x 50 ml RB or Falcon, Ø 30 mm for Z 206 A | 676 | 669.49
9945760 | Shaking incubator VorTemp 56 for micro tubes and -plates, 230 V, incl. EU & UK power cords | 530 | 2785.81
9945761 | Shaking incubator VorTemp 1550 for micro tubes and -plates, 230 V, incl. EU & UK power cords | 530 | 3413.37
9945763 | Alublock 48 x 0,2 ml PCR tubes or 6 x 0,2 ml strips | 890 | 137.35
9945764 | Alublock 12 x 15 ml centrifuge tubes | 890 | 131.78
9945765 | Alublock 5 x 50 ml centrifuge tubes | 890 | 131.78
9945780 | AccuBlock Mini dry bath aluminium block for 12x1,5 ml tubes, +5...100°C, 230V / 50/60 Hz | 890 | 398.74
9945793 | Microcentrifuge Prism R refrigerated, rotor 24-place, 230 V, incl. EU & UK power cords | 670 | 5758.66
9945794 | Adapter StripSpin for 0,2 ml tubes, for standard rotor | 670 | 135.33
9945795 | Microcentrifuge Prism 24-place rotor, 230 V incl. EU & UK power cords | 670 | 1371.77
9945796 | Individual Adapters for 0,5/0,6ml tubes pack of 6 | 670 | 58.55
9945797 | Adapter for 0,4/0,25ml tubes pack of 6 | 670 | 58.55
9945798 | Individual Adapters for 0,2ml thermal cycling tubes pack of 6 | 670 | 59.93
9945947 | Swing-bucket rotor 4 places for petroleum jars cpl. with round cups 617.010 and bottom inlay 717.053 | 680 | 2362.93
9947065 | Test tablets DPD no. 1 pack of 100 | 1243 | 27.96
9947066 | Reagent tablets DPD 1 pack of 250 | 1243 | 61.97
9947067 | DPD tablets No. 1 pack of 500 | 1243 | 106.46
9947069 | Reagent tablets DPD 2 pack of 100 | 1243 | 28.94
9947070 | Reagent tablets, DPD 2 pack of 250 | 1243 | 61.97
9947071 | Reagent tablets DPD 3 pack of 100 | 1243 | 27.96
9947072 | Reagent teblets DPD 3 pack of 250 | 1243 | 61.97
9947073 | Reagent tablets DPD No.4 pack of 100 | 1243 | 27.96
9947074 | Reagent tablets DPD No. 4 pack of 250 | 1243 | 61.97
9947075 | Test tablets chlorine HR pack of 100 | 1244 | 43.08
9947076 | Reagent tablets chlorine HR pack of 250 | 1244 | 91.89
9947079 | Reagent tablets DPD No. 1 Ness pack of 100 | 1243 | 53.56
9947081 | Reagent tablets DPD No. 3 Ness pack of 100 | 1243 | 53.56
9947100 | Reagent tablets iron-LR pack of 100 no dan. goods | 1244 | 98.57
9947101 | Reagent tablets iron-LR pack of 250 (no dan. goods) | 1244 | 193.45
9947130 | Reagent tablets copper/zinc HR pack of 100 | 1244 | 102.69
9947131 | Reagent tablets copper/zinc HR pack of 250 | 1244 | 203.23
9947172 | Optical glass cell W680/OG/2.5 path length 2.5 mm | 1147 | 102.17
9947173 | Optical glass cell W680/OG/5 path length 5 mm | 1147 | 87.61
9947280 | Spectrophotometric colorimeter PFXi-195/1 with RCMSi pack | 1147 | 11014.95
9947281 | Spectrophotometric colorimeter PFXi-195/2 with RCMSi pack | 1147 | 11610.81
9947282 | Spectrophotometric colorimeter PFXi-195/4 with RCMSi pack | 1147 | 11014.95
9947283 | Spectrophotometric colorimeter PFXi-195/5 with RCMSi pack | 1147 | 11610.81
9947284 | Spectrophotometric colorimeter PFXi-880/L with RCMSi pack | 1147 | 15871.82
9947285 | Spectrophotometric colorimeter PFXi-880/P with RCMSi pack | 1147 | 15490.94
9947286 | Spectrophotometric colorimeter PFXi-995 with RCMSi pack | 1147 | 24530.62
9947287 | Spectrophotometric colorimeter PFXi-995/P with RCMSi pack | 1147 | 22947.53
9947312 | Glass fibre filters 90 mm pack of 200 | 377 | 101.19
9947341 | Optical glass cell W600/OG/½" path length ½" | 1147 | 102.17
9947342 | Optical glass cell W600/OG/1" path length 1" | 1147 | 113.11
9947343 | Optical glass cell W600/OG/5¼" path length 5¼" | 1147 | 191.73
9947344 | Borosilicate glass cell W600/B/1" path length 1" | 1147 | 138.72
9947345 | Borosilicate glass cell W600/B/5¼" path length 5¼" | 1147 | 248
9947538 | Standart paper roll for RS-P25,USB-P25,RS-P26,RS-P28 (5 rolls) | 314 | 34.6
9947555 | Refractometer Refrakto 30 PX | 1129 | 3211.18
9947556 | Refractometer Refrakto 30 GS | 1129 | 6312.41
9947604 | Moisture balance MB23 10 g / 0.2%, (without glass) weighing pan 90 mm dia. | 377 | 1458.15
9947605 | Moisture balance MB25 10 g / 0.05%, weighing pan 90 mm dia. | 377 | 1962.32
9950177 | Melting point apparatus, digital Ambient to 300°C, 230V/50Hz, 75W delivered with pack of 100 tubes | 444 | 1055.14
9950194 | LLG-Weighing boats 30 ml, PS white, antistatic, diamond shape, pack of 500 | 383 | 23.94
9950195 | LLG-Weighing boats 100 ml, PS white, antistatic, diamond shape, pack of 250 | 383 | 37.26
9950196 | LLG-Weighing boats 30 ml, PS black, antistatic, diamond shape, pack of 500 | 383 | 25
9950197 | LLG-Weighing boats 100 ml, PS black, antistatic, diamond shape, pack of 250 | 383 | 39.86
9950301 | Plastipak Disposable syringes 50/60 ml PP, with luer nozzle, with three-pieces plunger, eccentric, sterile, pack of 60 | 1461 | 47.14
9950305 | Microlance 3 Disposable needles 21G x 1½" no. 2, 0.80x40 mm, green, EO-sterilized, pack of 100 | 1462 | 4.76
9950306 | Microlance 3 Disposable needles 23G x 1" no. 16, 0.60x25 mm, blue, EO-sterilized, pack of 100 | 1462 | 4.76
9950307 | Microlance 3 Disposable needles 25G x 5/8" 0.50x16 mm, orange, EO-sterilized, pack of 100 | 1462 | 6.46
9950308 | Chromatography paper 100x300mm pack of 100, grade 1 Chr | 1497 | 88.34
9950309 | Chromatography paper 200x200mm pack of 100, grade 1 Chr | 1497 | 99.16
9950310 | Chromatography paper 250x250mm pack of 100, grade 1 Chr | 1497 | 140.97
9950311 | Chromatography paper 1 Chr pack of 100, 460x570mm | 1497 | 287.86
9950312 | Grade 3MM Chr Blotting Paper, sheet, 20 × 20 cm, pack of 100 | 1497 | 135.59
9950313 | Grade 3MM Chr Blotting Paper, sheet, 31.5 × 33.5 cm, pack of 100 | 1497 | 262.31
9950314 | Chromatography paper 460x570mm pack of 100, grade 3 Chr | 1497 | 565.63
9950315 | Chromatography paper 3MM Chr pack of 100, 580x680mm | 1497 | 661.81
9950316 | Chromatography paper 460x570mm pack of 100, grade 4 Chr | 1497 | 352.48
9950317 | Chromatography paper 460x570mm pack of 25, grade 17Chr | 1497 | 422.69
9950319 | Chromatography Paper SG81, 460 x 570mm, pack of 25 | 1497 | 263.25
9950322 | Chromatography paper grade 1 Chr roll 100mx10mm | 1498 | 37.66
9950323 | Chromatography paper, grade 1 Chr roll 100mx20mm | 1498 | 53.77
9950324 | Chromatography paper, grade 1 chr roll 100mx30mm | 1498 | 73.96
9950325 | Chromatography paper, grade 1Chr roll 100mx40mm | 1498 | 82.43
9950326 | Chromatography paper 1Chr 100mx50mm in reels | 1498 | 99.66
9950327 | Chromatography paper , grade 3MM chr roll 100mx20mm | 1498 | 74.35
9950328 | Chromatography paper, grade 1 Chr roll 100mx100mm | 1498 | 171.78
9950329 | Chromatography paper, grade 1 Chr roll 100mx150mm | 1498 | 219.27
9950330 | Chromatography paper, grade 3MM Chr roll 100mx100mm | 1498 | 271.26
9950331 | Chromatography paper 3MM chr. 100mx150mm in reels | 1498 | 343.11
9950332 | Chromatography paper, grade 3MM Chr roll 100mx190mm | 1498 | 427.46
9950333 | Chromatography paper, grade 3MM chr roll 100mx230mm | 1498 | 504.55
9950334 | Chromatography paper, grade 3MM Chr roll 100mx270mm | 1498 | 559.15
9950371 | Chromatography paper 3MM Chr pack of 100, 460x570mm | 1497 | 451.18
9950399 | Printer SMP 30/1 for SMP 30 | 1393 | 854.06
9950400 | Capillary tubes, closed pack of 100 | 446 | 68.26
9950408 | Portable magnetic stirrer complete with 4x LR20 batteries and 25mm, PTFE stir bar | 460 | 692.43
9950424 | Magnetic stirrer SB 162-3 with heating plate | 474 | 1722.89
9950531 | CSB Photometer MD 200 COD VARIO (photometer only) | 1240 | 707.81
9950533 | CSB/COD vario tube test, 438 nm 0-150 mg/l, pack of 25 tests | 1250 | 57.4
9950534 | CSB/COD vario tube test, 610 nm 0-1500 mg/l, pack of 25 tests | 1250 | 57.4
9950535 | CSB/COD vario tube test, 610 nm 0-15000 mg/l, pack of 25 tests | 1250 | 57.4
9950979 | Cellulose Nitrate Membrane Circle, plain, 0.1 µm pore size, 25 mm, pack of 100 UN 3270, 4.1, II, (E) | 726 | 204.43
9950980 | Cellulose Nitrate Membrane Circle, plain, 0.1 µm pore size, 47 mm, pack of 100 no dan. goods | 726 | 269.39
9950981 | Cellulose Nitrate Membrane Circle, plain, 0.2 µm pore size, 13 mm, pack of 100 | 726 | 169.45
9950982 | Cellulose Nitrate Membrane Circle, plain, 0.2 µm pore size, 25 mm, pack of 100 UN 3270, 4.1, II, (E) | 726 | 178.95
9950983 | Cellulose Nitrate Membrane Circle, plain, 0.2 µm pore size, 47 mm, pack of 100 (no dan. goods) | 726 | 252.68
9950984 | Cellulose Nitrate Membrane Circle, plain, 0.2 µm pore size, 90 mm, pack of 25 no dan. goods | 726 | 196.09
9950985 | Cellulose Nitrate Membrane Circle, plain, 0.2 µm pore size, 142 mm, pack of 25 UN 3270, 4.1, II, (E) | 726 | 328.95
9950988 | Cellulose Nitrate Membrane Circle, plain, 0.45 µm pore size, 13 mm, pack of 100 | 726 | 147.34
9950989 | Cellulose Nitrate Membrane Circle, plain, 0.45 µm pore size, 25 mm, pack of 100 | 726 | 157.97
9950991 | Cellulose Nitrate Membrane Circle, plain, 0.45 µm pore size, 47 mm, pack of 100 (no dan. goods) | 726 | 240.2
9950992 | Cellulose Nitrate Membrane Circle, plain, 0.45 µm pore size, 50 mm, pack of 100 (no dan. goods) | 726 | 244.58
9950994 | Cellulose Nitrate Membrane Circle, plain, 0.45 µm pore size, 90 mm, pack of 25 (no dan. goods) | 726 | 242.88
9950995 | Cellulose Nitrate Membrane Circle, plain, 0.45 µm pore size, 142 mm, pack of 25 no dan. goods | 726 | 314.13
9950998 | Cellulose Nitrate Membrane Circle, plain, 0.65 µm pore size, 47 mm, UN 3270, 4.1, II, (E), pack of 100 | 726 | 245.14
9951001 | Cellulose Nitrate Membrane Circle, plain, 0.8 µm pore size, 25 mm, pack of 100 no dan. goods | 726 | 171.43
9951002 | Cellulose Nitrate Membrane Circle, plain, 0.8 µm pore size, 37 mm, pack of 100 | 726 | 245.85
9951003 | Cellulose Nitrate Membrane Circle, plain, 0.8 µm pore size, 47 mm, pack of 100 no dan. goods | 726 | 251.74
9951004 | Cellulose Nitrate Membrane Circle, plain, 0.8 µm pore size, 90 mm, pack of 25 no dan. goods | 726 | 241.15
9951005 | Cellulose Nitrate Membrane Circle, plain, 1 µm pore size, 25 mm, pack of 100 (no dan. goods) | 726 | 189.34
9951006 | Cellulose Nitrate Membrane Circle, plain, 1 µm pore size, 47 mm, pack of 100 no dan. goods | 726 | 248.23
9951008 | Cellulose Nitrate Membrane Circle, plain, 1.2 µm pore size, 50 mm, pack of 100 no dan. goods | 726 | 251.26
9951009 | Cellulose Nitrate Membrane Circle, plain, 1.2 µm pore size, 142 mm, pack of 25 | 726 | 307.99
9951010 | Cellulose Nitrate Membrane Circle, plain, 3 µm pore size, 25 mm, pack of 100 no dan. goods | 726 | 196.25
9951011 | Cellulose Nitrate Membrane Circle, plain, 3 µm pore size, 47 mm, pack of 100 no dan. goods | 726 | 248.23
9951012 | Cellulose Nitrate Membrane Circle, plain, 5 µm pore size, 25 mm, pack of 100 no dan. goods | 726 | 178.84
9951013 | Cellulose Nitrate Membrane Circle, plain, 5 µm pore size, 47 mm, pack of 100 (no dan. goods) | 726 | 252.68
9951014 | Cellulose Nitrate Membrane Circle, plain, 5 µm pore size, 90 mm, pack of 25 (no dan. goods) | 726 | 237.11
9951016 | Mixed Cellulose Ester Circle WME Range, gridded, white/black grid 3.1 mm, 0.45 µm pore size, 47 UN 3270, 4.1, II, (E) | 725 | 241.37
9951018 | Mixed Cellulose Ester Circle WME Range, gridded, white/black grid 3.1 mm, 0.8 µm pore size, 25 mm, pack of 100 | 725 | 302.97
9951034 | Anodisc Circle without Support Ring, 13 mm, 0.02 µm pore size, pack of 100 | 722 | 744.87
9951035 | Anodisc Circle with Support Ring, 25 mm, 0.02 µm pore size, pack of 50 | 722 | 661.56
9951036 | Anodisc Circle without Support Ring, 13 mm, 0.1 µm pore size, pack of 100 | 722 | 693
9951038 | Anodisc Circle with Support Ring, 47 mm, 0.1 µm pore size, pack of 50 | 722 | 1053.07
9951039 | Anodisc Circle without Support Ring, 13 mm, 0.2 µm pore size, pack of 100 | 722 | 681.14
9951040 | Anodisc Circle with Support Ring, 25 mm, 0.2 µm pore size, pack of 50 | 722 | 576.17
9951041 | Anodisc Circle with Support Ring, 47 mm, 0.2 µm pore size, pack of 50 | 722 | 991.28
9951042 | Nylon Membrane Circle, 0.2 µm pore size, 13 mm, pack of 100 | 722 | 164.94
9951043 | Nylon Membrane Circle, 0.2 µm pore size, 47 mm, pack of 100 | 722 | 250.74
9951044 | Nylon Membrane Circle, 0.2 µm pore size, 90 mm, pack of 50 | 722 | 265.65
9951045 | Nylon Membrane Circle, 0.45 µm pore size, 13 mm, pack of 100 | 722 | 164.94
9951046 | Nylon Membrane Circle, 0.45 µm pore size, 25 mm, pack of 100 | 722 | 185.76
9951047 | Nylon Membrane Circle, 0.45 µm pore size, 47 mm, pack of 100 | 722 | 250.74
9951048 | Nylon Membrane Circle, 0.45 µm pore size, 90 mm, pack of 50 | 722 | 265.65
9951049 | Nylon Membrane Circle, 0.8 µm pore size, 47 mm, pack of 100 | 722 | 247.26
9951061 | Puradisc 25 Syringe Filter, 0.2 µm, PES, sterile, pack of 50 | 732 | 159.67
9951062 | Puradisc 25 Syringe Filter, 0.45 µm, PES, sterile, pack of 50 | 732 | 158.2
9951063 | Puradisc 25 Syringe Filter, 0.2 µm, polyethersulfone, pack of 200 | 732 | 780.09
9951064 | Puradisc 25 Syringe Filter 25 mm, 0.45 µm, polyethersulfone, pack of 200 | 732 | 666.34
9951065 | Puradisc 25 Syringe Filter, 0.2 µm, nylon, pack of 50 | 732 | 228.64
9951066 | Puradisc 25 Syringe Filter, 0.2 µm, nylon, pack of 200 | 732 | 666.34
9951067 | Puradisc 25 Syringe Filter, 0.45 µm, nylon, pack of 50 | 732 | 228.64
9951068 | Puradisc 25 Syringe Filter, 0.45 µm, nylon, pack of 200 | 732 | 666.34
9951069 | Puradisc 25 Syringe Filter, 0.2 µm, PTFE, pack of 50 | 731 | 197.46
9951070 | Puradisc 25 Syringe Filter, 0.2 µm, PTFE, pack of 200 | 731 | 666.34
9951071 | Puradisc 25 Syringe Filter, 0.45 µm, PTFE, pack of 50 | 731 | 199.71
9951072 | Puradisc 25 Syringe Filter, 0.45 µm, PTFE, pack of 200 | 731 | 666.34
9951073 | Puradisc 25 Syringe Filter, 1.0 µm, PTFE, pack of 50 | 731 | 197.46
9951076 | Puradisc 25 Syringe Filter, 0.45 µm, depth polypropylene, pack of 50 | 732 | 228.64
9951077 | Puradisc 25 Syringe Filter, 0.45 µm, depth polypropylene, pack of 200 | 732 | 666.34
9951126 | Polycap TF 36, 0.2 µm, with SB inlet and outlet, | 740 | 134.17
9951127 | Polycap TF 36, 1.0 µm, with SB inlet and outlet, | 740 | 136.6
9951128 | Polycap TF 75, 0.2 µm, with SB inlet and outlet, | 740 | 182.32
9951129 | Polycap TF 75, 1.0 µm, with 1/2 SB inlet and outlet, | 740 | 179.95
9951186 | Anotop 10 Syringe Filter, 0.02 µm, pack of 50 | 733 | 686.96
9951187 | Anotop 10 Syringe Filter, 0.1 µm, pack of 50 | 733 | 581.86
9951188 | Anotop 10 Syringe Filter, 0.2 µm, pack of 50 | 733 | 537.62
9951189 | Anotop 10 Syringe Filter, sterile, 0.02 µm, pack of 50 | 733 | 683.15
9951190 | Anotop 10 Syringe Filter, sterile, 0.1 µm, pack of 50 | 733 | 614.39
9951191 | Anotop 10 Syringe Filter, sterile, 0.2 µm, pack of 50 | 733 | 583.56
9951198 | Anotop 25 Syringe Filter, 0.02 µm, pack of 50 | 733 | 856.46
9951199 | Anotop 25 Syringe Filter, 0.1 µm, pack of 50 | 733 | 789.23
9951200 | Anotop 25 Syringe Filter, 0.2 µm, pack of 50 | 733 | 838.26
9951202 | Anotop 25 Syringe Filter, sterile, 0.02 µm, pack of 50 | 733 | 1004.5
9951203 | Anotop 25 Syringe Filter, sterile, 0.1 µm, pack of 50 | 733 | 1060.01
9951204 | Anotop 25 Syringe Filter, sterile, 0.2 µm, pack of 50 | 733 | 1040.39
9951238 | Puradisc 13 Syringe Filter, sterile, 0.2 µm, polyethersulfone, pack of 50 | 732 | 221.34
9951239 | Puradisc 13 Syringe Filter, 0.2 µm, polyethersulfone, pack of 100 | 732 | 287.86
9951240 | Puradisc 13 Syringe Filter, sterile, 0.45 µm, polyethersulfone, pack of 50 | 732 | 216.81
9951241 | Puradisc 13 Syringe Filter, 0.45 µm, polyethersulfone, pack of 100 | 732 | 287.86
9951250 | Puradisc 13 Syringe Filter, with tube tip, 0.45 µm, PTFE, pack of 50 | 731 | 205.56
9951252 | Puradisc 4 Syringe Filter, 0.2 µm, PTFE, pack of 100 | 731 | 242.43
9951253 | Puradisc 4 Syringe Filter, 0.45 µm, PTFE, pack of 100 | 731 | 242.43
9951255 | Puradisc 13 Syringe Filter, 0.1 µm, PTFE, pack of 100 | 731 | 287.86
9951256 | Puradisc 13 Syringe Filter, 0.2 µm, PTFE, pack of 100 | 731 | 293.07
9951257 | Puradisc 13 Syringe Filter, 0.45 µm, PTFE, pack of 100 | 731 | 287.86
9951258 | Puradisc 13 Syringe Filter, 1.0 µm, PTFE, pack of 100 | 731 | 287.86
9951268 | Puradisc 13 Syringe Filter, 0.2 µm, nylon, pack of 100 | 732 | 298.03
9951269 | Puradisc 13 Syringe Filter, 0.45 µm, nylon, pack of 100 | 732 | 298.03
9951335 | High Performance Cellulose Extraction Thimble, single thickness (1 mm wall), 10 × 50 mm, pack of 25 | 1266 | 138.53
9951336 | High Performance Cellulose Extraction Thimble, single thickness (1 mm wall), 18 × 55 mm, pack of 25 | 1266 | 138.53
9951337 | High Performance Cellulose Extraction Thimble, single thickness (1 mm wall), 19 × 90 mm, pack of 25 | 1266 | 136.24
9951338 | High Performance Cellulose Extraction Thimble, single thickness (1 mm wall), 22 × 80 mm, pack of 25 | 1266 | 147.9
9951339 | High Performance Cellulose Extraction Thimble, single thickness (1 mm wall), 25 × 80 mm, pack of 25 | 1266 | 147.9
9951340 | High Performance Cellulose Extraction Thimble, single thickness (1 mm wall), 25 × 100 mm, pack of 25 | 1266 | 147.9
9951341 | High Performance Cellulose Extraction Thimble, single thickness (1 mm wall), 26 × 60 mm, pack of 25 | 1266 | 150.36
9951342 | High Performance Cellulose Extraction Thimble, single thickness (1 mm wall), 28 × 80 mm, pack of 25 | 1266 | 150.36
9951343 | High Performance Cellulose Extraction Thimble, single thickness (1 mm wall), 28 × 100 mm, pack of 25 | 1266 | 150.36
9951344 | High Performance Cellulose Extraction Thimble, single thickness (1 mm wall), 28 × 120 mm, pack of 25 | 1266 | 150.36
9951345 | High Performance Cellulose Extraction Thimble, single thickness (1 mm wall), 30 × 80 mm, pack of 25 | 1266 | 150.36
9951346 | High Performance Cellulose Extraction Thimble, single thickness (1 mm wall), 30 × 100 mm, pack of 25 | 1266 | 150.36
9951347 | High Performance Cellulose Extraction Thimble, single thickness (1 mm wall), 33 × 80 mm, pack of 25 | 1266 | 157.34
9951348 | High Performance Cellulose Extraction Thimble, single thickness (1 mm wall), 33 × 94 mm, pack of 25 | 1266 | 164.27
9951349 | High Performance Cellulose Extraction Thimble, single thickness (1 mm wall), 33 × 100 mm, pack of 25 | 1266 | 150.36
9951350 | High Performance Cellulose Extraction Thimble, single thickness (1 mm wall), 33 × 118 mm, pack of 25 | 1266 | 211.78
9951351 | High Performance Cellulose Extraction Thimble, single thickness (1 mm wall), 37 × 130 mm, pack of 25 | 1266 | 219.55
9951352 | High Performance Cellulose Extraction Thimble, single thickness (1 mm wall), 41 × 123 mm, pack of 25 | 1266 | 235.07
9951353 | High Performance Cellulose Extraction Thimble, single thickness (1 mm wall), 43 × 123 mm, pack of 25 | 1266 | 235.07
9951354 | High Performance Cellulose Extraction Thimble, single thickness (1 mm wall), 60 × 180 mm, pack of 25 | 1266 | 339.73
9951355 | High Performance Cellulose Extraction Thimble, double thickness (2 mm wall), 22 × 80 mm, pack of 25 | 1266 | 246.64
9951356 | High Performance Cellulose Extraction Thimble, double thickness (2 mm wall), 33 × 80 mm, pack of 25 | 1266 | 261.16
9951491 | Flocculator with 2 rotator (without beaker) 230V/50Hz, 100W 320 x 210 x 500 mm | 1263 | 2447.48
9951492 | Flocculator with 6 place (without beakers) 230 V/50Hz, 200 W 750 x 210 x 460 mm | 1263 | 3933.14
9951612 | Incubator with orbital shaker SI500 Ambient +5...60°C, 230V/50Hz | 884 | 6330.81
9951617 | Aluminium block for 10 mm tubes 20 holes (10,5x47 mm) 75 x 95 x 50 mm | 894 | 235.76
9951618 | Aluminium block for 12 mm tubes 20 holes (12,6x47 mm) 75 x 95 x 50 mm | 894 | 235.6
9951619 | Aluminium block for 16 mm tubes 12 holes (16,5x47 mm) 75 x 95 x 50 mm | 894 | 233.35
9951620 | Aluminium block for tube diam. 19 mm 8 holes (19,5 x 47 mm) | 894 | 235.76
9951621 | Aluminium plain block SHT1/0 75 x 95 x 50 mm | 894 | 215.57
9951622 | Aluminium block for 0,2 ml tubes 48 holes (6,1; 9°taper) 75 x 95 x 50 mm | 894 | 259.79
9951623 | Aluminium block for 1,5 ml tubes 20 holes (10,7x14mm, 9°taper) 75 x 95 x 50 mm | 894 | 233.39
9951624 | Aluminium block for f. Eppend. tubes 20x2,0 ml | 894 | 235.76
9951625 | Aluminium block for 15x10mm cuvettes | 894 | 236.78
9951661 | Block QB10 for 24 tubes 10 mm diam. x 50 mm depth | 893 | 217.67
9951662 | Block QB12 for 24 tubes 12 mm diam. x 50 mm depth | 893 | 217.67
9951663 | Block QB16 for 12 tubes 16 mm diam. x 50 mm depth | 893 | 217.67
9951664 | Block QB18 for 12 tubes 18 mm diam. x 50 mm depth | 893 | 217.67
9951665 | Block QB24 for 5 tubes 24 mm diam. x 50 mm depth | 893 | 217.67
9951666 | Block QB-H, 56 holes 0,2 ml centrifuge tubes | 893 | 217.67
9951667 | Block QBEO, 24 holes for 0,5 ml Eppendorf tubes | 893 | 217.67
9951668 | Block QBE1, 24 holes for 1,5 ml Eppendorf tubes | 893 | 217.67
9951669 | Block QBE2, 24 holes for 2,0 ml Eppendorf tubes | 893 | 217.67
9961000 | LLG-LED Flash Light Titanium incl. etui | 132 | 20.95
9971703 | Laboratory bottle 1000 ml, amber Pressure Plus, GL45, DURAN®, pressure resistant -1/+1,5 bar | 66 | 92.92
9971704 | Laboratory bottle 1000 ml, clear Pressure Plus, GL45, DURAN®, pressure resistant -1/+1,5 bar | 66 | 34.5
9971910 | UV-Transilluminator BECXF-20.M V1 Hi/Lo intensity, filter 20x20 cm, tubing 6x8W, wavelength 312 nm | 1311 | 1382.65
9971911 | UV-Transilluminator BECX-26.M V1 Hi/Lo intensity, filter 21x26 cm, tubing 6x8W, wavelength 312 nm | 1311 | 1621.95
9971914 | UV-Transilluminator BTCP-26.LM V1 dual wavelength, filter 21x26 cm, tubing 5x8W/6x8W, wavelength 365/312 nm | 1311 | 1896.7
9971915 | Ultraviolet lamp BVL-215.G filter size 495x120, ultraviolet sterilization, tubing 2x15W, wavelength 254 nm | 1310 | 660.91
9971918 | Ultraviolet lamp BVL-6.LC filter 145x48, dual wavelength, tubing 2x1x6W, wavelength 365/254 nm | 1310 | 610.94
9971921 | Lamp holder SVL-6 for 4/6 W | 1310 | 211.06
9971922 | Lamp holder SVL-30 for VL-115/215 | 1310 | 239.42
9971923 | UV-Crosslinker BLX-254 UV-tubes 5x8 W, 254 nm | 1500 | 2276.8
9971926 | TLC viewing cabinet CN-6 without UV handlamps | 1500 | 281.67
9971927 | TLC viewing chamber CN-15.LC with integr.UV-tubes and white-light source | 1500 | 1988.75
9971948 | Gel documentation system DOC-PRINT CX3 incl. standard components | 1313 | 6028.62
9971949 | Gel documentation system DOC-PRINT CX3-P incl. standard components and gray tones thermal printer | 1313 | 7383.66
9971950 | Gel documentation system DOC-PRINT CX3-20.M incl. standard components and UV-Transilluminator 9.971 910 | 1313 | 7305.25
9971951 | Gel documentation system DOC-PRINT CX3-P-20-M incl. standard components and gray tones thermal printer and UV-Transilluminator 9.971 910 | 1313 | 8660.28